## Log
Parameter | Unit/description
FuelPrice | EUR/MWh
EmissionIntensity | Ton CO2/MWh input
EmissionTax | EUR/TCO2
Load | MWh
FuelMix | MWh input / MWh output
GeneratingCapacity | MW
OtherMC | EUR/MWh output
FOM | EUR/(MW/(hours per model year))/8760
InvestCost | EUR2015/MWhCapacity
LoadVariation | Percent of annual demand
CapVariation | Percent of generating capacity
MWP_E | EUR/MWh
MWP_H | EUR/MWh
E2H | Coefficient (negative for heat pumps, positive for backpressure)

## Fundamentals
FuelPrice/BFt | FuelPrice/FuelPrice | EmissionIntensity/BFt | EmissionIntensity/EmissionType | EmissionIntensity/EmissionIntensity | EmissionTax/EmissionType | EmissionTax/EmissionTax
Biogas | 57.9027 | Biogas | CO2 | 0 | CO2 | 1000
Biomass | 34.2796 | Biomass | CO2 | 0
Coal | 7.3398 | Coal | CO2 | 0.33973
Natgas | 13.2652 | Natgas | CO2 | 0.2052
Oil | 26.2227 | Oil | CO2 | 0.27592
Waste | 0.048322 | Waste | CO2 | 0.153

## LoadVariables
Load_E/c_E | Load_E/Load_E | MWP_E/c_E | MWP_E/MWP_E | LoadVariation_E/c_E | LoadVariation_E/h | LoadVariation_E/LoadVariation_E | Load_H/c_H | Load_H/Load_H | MWP_H/c_H | MWP_H/MWP_H | LoadVariation_H/c_H | LoadVariation_H/h | LoadVariation_H/LoadVariation_H
c_DK1 | 20371505.5214 | c_DK1 | 10000 | c_DK1 | 1 | 9.1298e-05 | c_DK1_Central | 12759000 | c_DK1_Central | 10000 | c_DK1_Central | 1 | 8.782e-05
c_DK2 | 13168521.6833 | c_DK2 | 10000 | c_DK1 | 2 | 8.9449e-05 | c_DK1_LargeDecentral | 3896000 | c_DK1_LargeDecentral | 10000 | c_DK1_Central | 2 | 7.9155e-05
|  |  |  | c_DK1 | 3 | 8.6336e-05 | c_DK1_SmallDecentral | 5906000 | c_DK1_SmallDecentral | 10000 | c_DK1_Central | 3 | 7.9488e-05
|  |  |  | c_DK1 | 4 | 8.4098e-05 | c_DK2_Central | 12200000 | c_DK2_Central | 10000 | c_DK1_Central | 4 | 8.732e-05
|  |  |  | c_DK1 | 5 | 8.2931e-05 | c_DK2_LargeDecentral | 2017000 | c_DK2_LargeDecentral | 10000 | c_DK1_Central | 5 | 0.00011698
|  |  |  | c_DK1 | 6 | 8.3952e-05 | c_DK2_SmallDecentral | 1998000 | c_DK2_SmallDecentral | 10000 | c_DK1_Central | 6 | 0.00017497
|  |  |  | c_DK1 | 7 | 8.4925e-05 |  |  |  |  | c_DK1_Central | 7 | 0.0002053
|  |  |  | c_DK1 | 8 | 8.7406e-05 |  |  |  |  | c_DK1_Central | 8 | 0.0002028
|  |  |  | c_DK1 | 9 | 9.3439e-05 |  |  |  |  | c_DK1_Central | 9 | 0.00018297
|  |  |  | c_DK1 | 10 | 9.7233e-05 |  |  |  |  | c_DK1_Central | 10 | 0.00017214
|  |  |  | c_DK1 | 11 | 0.00010127 |  |  |  |  | c_DK1_Central | 11 | 0.00016181
|  |  |  | c_DK1 | 12 | 0.00010468 |  |  |  |  | c_DK1_Central | 12 | 0.00015464
|  |  |  | c_DK1 | 13 | 0.00010521 |  |  |  |  | c_DK1_Central | 13 | 0.00015014
|  |  |  | c_DK1 | 14 | 0.00010472 |  |  |  |  | c_DK1_Central | 14 | 0.00014031
|  |  |  | c_DK1 | 15 | 0.00010803 |  |  |  |  | c_DK1_Central | 15 | 0.00013898
|  |  |  | c_DK1 | 16 | 0.00010784 |  |  |  |  | c_DK1_Central | 16 | 0.00013715
|  |  |  | c_DK1 | 17 | 0.00011484 |  |  |  |  | c_DK1_Central | 17 | 0.00014131
|  |  |  | c_DK1 | 18 | 0.00012628 |  |  |  |  | c_DK1_Central | 18 | 0.00015031
|  |  |  | c_DK1 | 19 | 0.00012107 |  |  |  |  | c_DK1_Central | 19 | 0.00015298
|  |  |  | c_DK1 | 20 | 0.00011611 |  |  |  |  | c_DK1_Central | 20 | 0.00015731
|  |  |  | c_DK1 | 21 | 0.00011124 |  |  |  |  | c_DK1_Central | 21 | 0.00015764
|  |  |  | c_DK1 | 22 | 0.00010696 |  |  |  |  | c_DK1_Central | 22 | 0.00014315
|  |  |  | c_DK1 | 23 | 0.00010088 |  |  |  |  | c_DK1_Central | 23 | 0.00011398
|  |  |  | c_DK1 | 24 | 9.7282e-05 |  |  |  |  | c_DK1_Central | 24 | 8.4987e-05
|  |  |  | c_DK1 | 25 | 8.7941e-05 |  |  |  |  | c_DK1_Central | 25 | 8.5487e-05
|  |  |  | c_DK1 | 26 | 8.4439e-05 |  |  |  |  | c_DK1_Central | 26 | 9.182e-05
|  |  |  | c_DK1 | 27 | 8.4341e-05 |  |  |  |  | c_DK1_Central | 27 | 9.2986e-05
|  |  |  | c_DK1 | 28 | 8.4293e-05 |  |  |  |  | c_DK1_Central | 28 | 9.9985e-05
|  |  |  | c_DK1 | 29 | 8.8817e-05 |  |  |  |  | c_DK1_Central | 29 | 0.00012715
|  |  |  | c_DK1 | 30 | 9.3731e-05 |  |  |  |  | c_DK1_Central | 30 | 0.00018897
|  |  |  | c_DK1 | 31 | 0.00011149 |  |  |  |  | c_DK1_Central | 31 | 0.00021997
|  |  |  | c_DK1 | 32 | 0.00012944 |  |  |  |  | c_DK1_Central | 32 | 0.00021663
|  |  |  | c_DK1 | 33 | 0.00013279 |  |  |  |  | c_DK1_Central | 33 | 0.00019714
|  |  |  | c_DK1 | 34 | 0.00013708 |  |  |  |  | c_DK1_Central | 34 | 0.00018914
|  |  |  | c_DK1 | 35 | 0.00013849 |  |  |  |  | c_DK1_Central | 35 | 0.00017981
|  |  |  | c_DK1 | 36 | 0.00013732 |  |  |  |  | c_DK1_Central | 36 | 0.00017264
|  |  |  | c_DK1 | 37 | 0.00013338 |  |  |  |  | c_DK1_Central | 37 | 0.00016781
|  |  |  | c_DK1 | 38 | 0.00012934 |  |  |  |  | c_DK1_Central | 38 | 0.00015848
|  |  |  | c_DK1 | 39 | 0.00012905 |  |  |  |  | c_DK1_Central | 39 | 0.00015698
|  |  |  | c_DK1 | 40 | 0.00012667 |  |  |  |  | c_DK1_Central | 40 | 0.00015514
|  |  |  | c_DK1 | 41 | 0.00013537 |  |  |  |  | c_DK1_Central | 41 | 0.00015981
|  |  |  | c_DK1 | 42 | 0.0001471 |  |  |  |  | c_DK1_Central | 42 | 0.00016748
|  |  |  | c_DK1 | 43 | 0.00014257 |  |  |  |  | c_DK1_Central | 43 | 0.00016864
|  |  |  | c_DK1 | 44 | 0.00013289 |  |  |  |  | c_DK1_Central | 44 | 0.00017097
|  |  |  | c_DK1 | 45 | 0.0001219 |  |  |  |  | c_DK1_Central | 45 | 0.00017047
|  |  |  | c_DK1 | 46 | 0.00011445 |  |  |  |  | c_DK1_Central | 46 | 0.00015531
|  |  |  | c_DK1 | 47 | 0.00010623 |  |  |  |  | c_DK1_Central | 47 | 0.00012598
|  |  |  | c_DK1 | 48 | 9.9179e-05 |  |  |  |  | c_DK1_Central | 48 | 9.6652e-05
|  |  |  | c_DK1 | 49 | 9.6212e-05 |  |  |  |  | c_DK1_Central | 49 | 9.5486e-05
|  |  |  | c_DK1 | 50 | 9.3779e-05 |  |  |  |  | c_DK1_Central | 50 | 0.00010215
|  |  |  | c_DK1 | 51 | 9.3536e-05 |  |  |  |  | c_DK1_Central | 51 | 0.00010382
|  |  |  | c_DK1 | 52 | 9.4606e-05 |  |  |  |  | c_DK1_Central | 52 | 0.00011098
|  |  |  | c_DK1 | 53 | 9.8887e-05 |  |  |  |  | c_DK1_Central | 53 | 0.00013881
|  |  |  | c_DK1 | 54 | 0.00010502 |  |  |  |  | c_DK1_Central | 54 | 0.00020547
|  |  |  | c_DK1 | 55 | 0.00012024 |  |  |  |  | c_DK1_Central | 55 | 0.00023813
|  |  |  | c_DK1 | 56 | 0.00014029 |  |  |  |  | c_DK1_Central | 56 | 0.0002348
|  |  |  | c_DK1 | 57 | 0.00014865 |  |  |  |  | c_DK1_Central | 57 | 0.00021447
|  |  |  | c_DK1 | 58 | 0.00014685 |  |  |  |  | c_DK1_Central | 58 | 0.00020697
|  |  |  | c_DK1 | 59 | 0.00014715 |  |  |  |  | c_DK1_Central | 59 | 0.00019697
|  |  |  | c_DK1 | 60 | 0.00014588 |  |  |  |  | c_DK1_Central | 60 | 0.00018931
|  |  |  | c_DK1 | 61 | 0.00014262 |  |  |  |  | c_DK1_Central | 61 | 0.00018381
|  |  |  | c_DK1 | 62 | 0.00014155 |  |  |  |  | c_DK1_Central | 62 | 0.00017447
|  |  |  | c_DK1 | 63 | 0.00014043 |  |  |  |  | c_DK1_Central | 63 | 0.00017297
|  |  |  | c_DK1 | 64 | 0.00013742 |  |  |  |  | c_DK1_Central | 64 | 0.00017131
|  |  |  | c_DK1 | 65 | 0.00014374 |  |  |  |  | c_DK1_Central | 65 | 0.00017664
|  |  |  | c_DK1 | 66 | 0.00015459 |  |  |  |  | c_DK1_Central | 66 | 0.00018397
|  |  |  | c_DK1 | 67 | 0.00015002 |  |  |  |  | c_DK1_Central | 67 | 0.00018514
|  |  |  | c_DK1 | 68 | 0.0001399 |  |  |  |  | c_DK1_Central | 68 | 0.00018697
|  |  |  | c_DK1 | 69 | 0.00013012 |  |  |  |  | c_DK1_Central | 69 | 0.00018581
|  |  |  | c_DK1 | 70 | 0.00012112 |  |  |  |  | c_DK1_Central | 70 | 0.00016948
|  |  |  | c_DK1 | 71 | 0.00011188 |  |  |  |  | c_DK1_Central | 71 | 0.00013781
|  |  |  | c_DK1 | 72 | 0.00010385 |  |  |  |  | c_DK1_Central | 72 | 0.00010682
|  |  |  | c_DK1 | 73 | 9.6893e-05 |  |  |  |  | c_DK1_Central | 73 | 8.8487e-05
|  |  |  | c_DK1 | 74 | 9.4801e-05 |  |  |  |  | c_DK1_Central | 74 | 9.3986e-05
|  |  |  | c_DK1 | 75 | 9.3195e-05 |  |  |  |  | c_DK1_Central | 75 | 9.5486e-05
|  |  |  | c_DK1 | 76 | 9.3633e-05 |  |  |  |  | c_DK1_Central | 76 | 0.00010132
|  |  |  | c_DK1 | 77 | 9.7282e-05 |  |  |  |  | c_DK1_Central | 77 | 0.00012715
|  |  |  | c_DK1 | 78 | 0.00010507 |  |  |  |  | c_DK1_Central | 78 | 0.00018997
|  |  |  | c_DK1 | 79 | 0.00012418 |  |  |  |  | c_DK1_Central | 79 | 0.0002223
|  |  |  | c_DK1 | 80 | 0.00014126 |  |  |  |  | c_DK1_Central | 80 | 0.00022113
|  |  |  | c_DK1 | 81 | 0.00014724 |  |  |  |  | c_DK1_Central | 81 | 0.00020214
|  |  |  | c_DK1 | 82 | 0.00014564 |  |  |  |  | c_DK1_Central | 82 | 0.0001943
|  |  |  | c_DK1 | 83 | 0.00014856 |  |  |  |  | c_DK1_Central | 83 | 0.00018414
|  |  |  | c_DK1 | 84 | 0.00014734 |  |  |  |  | c_DK1_Central | 84 | 0.00017697
|  |  |  | c_DK1 | 85 | 0.00014004 |  |  |  |  | c_DK1_Central | 85 | 0.00017164
|  |  |  | c_DK1 | 86 | 0.00013591 |  |  |  |  | c_DK1_Central | 86 | 0.00016281
|  |  |  | c_DK1 | 87 | 0.00013508 |  |  |  |  | c_DK1_Central | 87 | 0.00016064
|  |  |  | c_DK1 | 88 | 0.00013099 |  |  |  |  | c_DK1_Central | 88 | 0.00015881
|  |  |  | c_DK1 | 89 | 0.00013819 |  |  |  |  | c_DK1_Central | 89 | 0.00016364
|  |  |  | c_DK1 | 90 | 0.00014719 |  |  |  |  | c_DK1_Central | 90 | 0.00017164
|  |  |  | c_DK1 | 91 | 0.00014087 |  |  |  |  | c_DK1_Central | 91 | 0.00017347
|  |  |  | c_DK1 | 92 | 0.00012866 |  |  |  |  | c_DK1_Central | 92 | 0.00017647
|  |  |  | c_DK1 | 93 | 0.00012 |  |  |  |  | c_DK1_Central | 93 | 0.00017481
|  |  |  | c_DK1 | 94 | 0.00011236 |  |  |  |  | c_DK1_Central | 94 | 0.00016014
|  |  |  | c_DK1 | 95 | 0.00010361 |  |  |  |  | c_DK1_Central | 95 | 0.00012931
|  |  |  | c_DK1 | 96 | 9.6795e-05 |  |  |  |  | c_DK1_Central | 96 | 9.9152e-05
|  |  |  | c_DK1 | 97 | 9.3974e-05 |  |  |  |  | c_DK1_Central | 97 | 8.832e-05
|  |  |  | c_DK1 | 98 | 8.8136e-05 |  |  |  |  | c_DK1_Central | 98 | 9.0487e-05
|  |  |  | c_DK1 | 99 | 8.6044e-05 |  |  |  |  | c_DK1_Central | 99 | 8.932e-05
|  |  |  | c_DK1 | 100 | 8.7212e-05 |  |  |  |  | c_DK1_Central | 100 | 9.7819e-05
|  |  |  | c_DK1 | 101 | 8.9985e-05 |  |  |  |  | c_DK1_Central | 101 | 0.00012315
|  |  |  | c_DK1 | 102 | 9.1931e-05 |  |  |  |  | c_DK1_Central | 102 | 0.00017931
|  |  |  | c_DK1 | 103 | 9.553e-05 |  |  |  |  | c_DK1_Central | 103 | 0.00021647
|  |  |  | c_DK1 | 104 | 0.00010283 |  |  |  |  | c_DK1_Central | 104 | 0.0002118
|  |  |  | c_DK1 | 105 | 0.00011163 |  |  |  |  | c_DK1_Central | 105 | 0.00019197
|  |  |  | c_DK1 | 106 | 0.00011591 |  |  |  |  | c_DK1_Central | 106 | 0.00018297
|  |  |  | c_DK1 | 107 | 0.00011752 |  |  |  |  | c_DK1_Central | 107 | 0.00017664
|  |  |  | c_DK1 | 108 | 0.0001146 |  |  |  |  | c_DK1_Central | 108 | 0.00016764
|  |  |  | c_DK1 | 109 | 0.00011047 |  |  |  |  | c_DK1_Central | 109 | 0.00016231
|  |  |  | c_DK1 | 110 | 0.00011047 |  |  |  |  | c_DK1_Central | 110 | 0.00015198
|  |  |  | c_DK1 | 111 | 0.0001094 |  |  |  |  | c_DK1_Central | 111 | 0.00015581
|  |  |  | c_DK1 | 112 | 0.00011076 |  |  |  |  | c_DK1_Central | 112 | 0.00015348
|  |  |  | c_DK1 | 113 | 0.00012015 |  |  |  |  | c_DK1_Central | 113 | 0.00015864
|  |  |  | c_DK1 | 114 | 0.00013284 |  |  |  |  | c_DK1_Central | 114 | 0.00016448
|  |  |  | c_DK1 | 115 | 0.00012954 |  |  |  |  | c_DK1_Central | 115 | 0.00016698
|  |  |  | c_DK1 | 116 | 0.00011908 |  |  |  |  | c_DK1_Central | 116 | 0.00016748
|  |  |  | c_DK1 | 117 | 0.00011251 |  |  |  |  | c_DK1_Central | 117 | 0.00016581
|  |  |  | c_DK1 | 118 | 0.00010725 |  |  |  |  | c_DK1_Central | 118 | 0.00015481
|  |  |  | c_DK1 | 119 | 0.00010273 |  |  |  |  | c_DK1_Central | 119 | 0.00012548
|  |  |  | c_DK1 | 120 | 9.7233e-05 |  |  |  |  | c_DK1_Central | 120 | 9.5653e-05
|  |  |  | c_DK1 | 121 | 8.692e-05 |  |  |  |  | c_DK1_Central | 121 | 9.2486e-05
|  |  |  | c_DK1 | 122 | 8.4487e-05 |  |  |  |  | c_DK1_Central | 122 | 9.9152e-05
|  |  |  | c_DK1 | 123 | 8.4779e-05 |  |  |  |  | c_DK1_Central | 123 | 9.9985e-05
|  |  |  | c_DK1 | 124 | 8.4536e-05 |  |  |  |  | c_DK1_Central | 124 | 0.00011365
|  |  |  | c_DK1 | 125 | 8.5558e-05 |  |  |  |  | c_DK1_Central | 125 | 0.00014581
|  |  |  | c_DK1 | 126 | 8.7163e-05 |  |  |  |  | c_DK1_Central | 126 | 0.0002038
|  |  |  | c_DK1 | 127 | 9.1541e-05 |  |  |  |  | c_DK1_Central | 127 | 0.00021314
|  |  |  | c_DK1 | 128 | 9.7233e-05 |  |  |  |  | c_DK1_Central | 128 | 0.0002103
|  |  |  | c_DK1 | 129 | 0.00010497 |  |  |  |  | c_DK1_Central | 129 | 0.00019064
|  |  |  | c_DK1 | 130 | 0.00010935 |  |  |  |  | c_DK1_Central | 130 | 0.00018297
|  |  |  | c_DK1 | 131 | 0.00011548 |  |  |  |  | c_DK1_Central | 131 | 0.00017481
|  |  |  | c_DK1 | 132 | 0.00011552 |  |  |  |  | c_DK1_Central | 132 | 0.00016931
|  |  |  | c_DK1 | 133 | 0.00011334 |  |  |  |  | c_DK1_Central | 133 | 0.00016531
|  |  |  | c_DK1 | 134 | 0.00011329 |  |  |  |  | c_DK1_Central | 134 | 0.00015764
|  |  |  | c_DK1 | 135 | 0.00011377 |  |  |  |  | c_DK1_Central | 135 | 0.00015864
|  |  |  | c_DK1 | 136 | 0.00011518 |  |  |  |  | c_DK1_Central | 136 | 0.00015764
|  |  |  | c_DK1 | 137 | 0.00012409 |  |  |  |  | c_DK1_Central | 137 | 0.00016298
|  |  |  | c_DK1 | 138 | 0.00013562 |  |  |  |  | c_DK1_Central | 138 | 0.00017297
|  |  |  | c_DK1 | 139 | 0.00013241 |  |  |  |  | c_DK1_Central | 139 | 0.00017631
|  |  |  | c_DK1 | 140 | 0.00012365 |  |  |  |  | c_DK1_Central | 140 | 0.00017797
|  |  |  | c_DK1 | 141 | 0.00011309 |  |  |  |  | c_DK1_Central | 141 | 0.00017731
|  |  |  | c_DK1 | 142 | 0.00010628 |  |  |  |  | c_DK1_Central | 142 | 0.00016548
|  |  |  | c_DK1 | 143 | 0.0001022 |  |  |  |  | c_DK1_Central | 143 | 0.00013381
|  |  |  | c_DK1 | 144 | 9.7476e-05 |  |  |  |  | c_DK1_Central | 144 | 0.00010582
|  |  |  | c_DK1 | 145 | 8.9595e-05 |  |  |  |  | c_DK1_Central | 145 | 8.5987e-05
|  |  |  | c_DK1 | 146 | 8.7504e-05 |  |  |  |  | c_DK1_Central | 146 | 9.232e-05
|  |  |  | c_DK1 | 147 | 8.8477e-05 |  |  |  |  | c_DK1_Central | 147 | 9.3653e-05
|  |  |  | c_DK1 | 148 | 8.9401e-05 |  |  |  |  | c_DK1_Central | 148 | 0.00010115
|  |  |  | c_DK1 | 149 | 9.1833e-05 |  |  |  |  | c_DK1_Central | 149 | 0.00012815
|  |  |  | c_DK1 | 150 | 9.8936e-05 |  |  |  |  | c_DK1_Central | 150 | 0.00019097
|  |  |  | c_DK1 | 151 | 0.00011713 |  |  |  |  | c_DK1_Central | 151 | 0.00022113
|  |  |  | c_DK1 | 152 | 0.00014077 |  |  |  |  | c_DK1_Central | 152 | 0.00021747
|  |  |  | c_DK1 | 153 | 0.00014773 |  |  |  |  | c_DK1_Central | 153 | 0.00019614
|  |  |  | c_DK1 | 154 | 0.00014681 |  |  |  |  | c_DK1_Central | 154 | 0.00018831
|  |  |  | c_DK1 | 155 | 0.00014865 |  |  |  |  | c_DK1_Central | 155 | 0.00017947
|  |  |  | c_DK1 | 156 | 0.00014539 |  |  |  |  | c_DK1_Central | 156 | 0.00017197
|  |  |  | c_DK1 | 157 | 0.0001415 |  |  |  |  | c_DK1_Central | 157 | 0.00016698
|  |  |  | c_DK1 | 158 | 0.00014311 |  |  |  |  | c_DK1_Central | 158 | 0.00015814
|  |  |  | c_DK1 | 159 | 0.00014165 |  |  |  |  | c_DK1_Central | 159 | 0.00015731
|  |  |  | c_DK1 | 160 | 0.00014068 |  |  |  |  | c_DK1_Central | 160 | 0.00015564
|  |  |  | c_DK1 | 161 | 0.00014554 |  |  |  |  | c_DK1_Central | 161 | 0.00016081
|  |  |  | c_DK1 | 162 | 0.00015318 |  |  |  |  | c_DK1_Central | 162 | 0.00016914
|  |  |  | c_DK1 | 163 | 0.00014778 |  |  |  |  | c_DK1_Central | 163 | 0.00017131
|  |  |  | c_DK1 | 164 | 0.00013854 |  |  |  |  | c_DK1_Central | 164 | 0.00017397
|  |  |  | c_DK1 | 165 | 0.00012783 |  |  |  |  | c_DK1_Central | 165 | 0.00017297
|  |  |  | c_DK1 | 166 | 0.00012039 |  |  |  |  | c_DK1_Central | 166 | 0.00015781
|  |  |  | c_DK1 | 167 | 0.00011397 |  |  |  |  | c_DK1_Central | 167 | 0.00012815
|  |  |  | c_DK1 | 168 | 0.00010725 |  |  |  |  | c_DK1_Central | 168 | 9.7986e-05
|  |  |  | c_DK1 | 169 | 0.00010127 |  |  |  |  | c_DK1_Central | 169 | 8.6821e-05
|  |  |  | c_DK1 | 170 | 9.9763e-05 |  |  |  |  | c_DK1_Central | 170 | 9.2986e-05
|  |  |  | c_DK1 | 171 | 9.519e-05 |  |  |  |  | c_DK1_Central | 171 | 9.4319e-05
|  |  |  | c_DK1 | 172 | 9.5482e-05 |  |  |  |  | c_DK1_Central | 172 | 0.00010132
|  |  |  | c_DK1 | 173 | 9.9033e-05 |  |  |  |  | c_DK1_Central | 173 | 0.00012831
|  |  |  | c_DK1 | 174 | 0.00010516 |  |  |  |  | c_DK1_Central | 174 | 0.00019097
|  |  |  | c_DK1 | 175 | 0.00012302 |  |  |  |  | c_DK1_Central | 175 | 0.00022197
|  |  |  | c_DK1 | 176 | 0.00014087 |  |  |  |  | c_DK1_Central | 176 | 0.0002188
|  |  |  | c_DK1 | 177 | 0.00014826 |  |  |  |  | c_DK1_Central | 177 | 0.00019897
|  |  |  | c_DK1 | 178 | 0.0001471 |  |  |  |  | c_DK1_Central | 178 | 0.00019147
|  |  |  | c_DK1 | 179 | 0.00014797 |  |  |  |  | c_DK1_Central | 179 | 0.00018197
|  |  |  | c_DK1 | 180 | 0.00014637 |  |  |  |  | c_DK1_Central | 180 | 0.00017497
|  |  |  | c_DK1 | 181 | 0.00014282 |  |  |  |  | c_DK1_Central | 181 | 0.00016964
|  |  |  | c_DK1 | 182 | 0.00014471 |  |  |  |  | c_DK1_Central | 182 | 0.00016048
|  |  |  | c_DK1 | 183 | 0.00014408 |  |  |  |  | c_DK1_Central | 183 | 0.00015914
|  |  |  | c_DK1 | 184 | 0.00014374 |  |  |  |  | c_DK1_Central | 184 | 0.00015714
|  |  |  | c_DK1 | 185 | 0.00014608 |  |  |  |  | c_DK1_Central | 185 | 0.00016181
|  |  |  | c_DK1 | 186 | 0.00015576 |  |  |  |  | c_DK1_Central | 186 | 0.00016931
|  |  |  | c_DK1 | 187 | 0.00014831 |  |  |  |  | c_DK1_Central | 187 | 0.00017064
|  |  |  | c_DK1 | 188 | 0.00014111 |  |  |  |  | c_DK1_Central | 188 | 0.00017264
|  |  |  | c_DK1 | 189 | 0.00013231 |  |  |  |  | c_DK1_Central | 189 | 0.00017231
|  |  |  | c_DK1 | 190 | 0.00012414 |  |  |  |  | c_DK1_Central | 190 | 0.00015681
|  |  |  | c_DK1 | 191 | 0.00011723 |  |  |  |  | c_DK1_Central | 191 | 0.00012731
|  |  |  | c_DK1 | 192 | 0.00011017 |  |  |  |  | c_DK1_Central | 192 | 9.7986e-05
|  |  |  | c_DK1 | 193 | 0.00010662 |  |  |  |  | c_DK1_Central | 193 | 9.3653e-05
|  |  |  | c_DK1 | 194 | 0.00010263 |  |  |  |  | c_DK1_Central | 194 | 9.9985e-05
|  |  |  | c_DK1 | 195 | 9.9957e-05 |  |  |  |  | c_DK1_Central | 195 | 0.00010165
|  |  |  | c_DK1 | 196 | 0.00010205 |  |  |  |  | c_DK1_Central | 196 | 0.00010898
|  |  |  | c_DK1 | 197 | 0.00010244 |  |  |  |  | c_DK1_Central | 197 | 0.00013631
|  |  |  | c_DK1 | 198 | 0.0001091 |  |  |  |  | c_DK1_Central | 198 | 0.0002018
|  |  |  | c_DK1 | 199 | 0.00012681 |  |  |  |  | c_DK1_Central | 199 | 0.00023413
|  |  |  | c_DK1 | 200 | 0.00014394 |  |  |  |  | c_DK1_Central | 200 | 0.0002308
|  |  |  | c_DK1 | 201 | 0.00015099 |  |  |  |  | c_DK1_Central | 201 | 0.0002108
|  |  |  | c_DK1 | 202 | 0.00014929 |  |  |  |  | c_DK1_Central | 202 | 0.0002033
|  |  |  | c_DK1 | 203 | 0.00014972 |  |  |  |  | c_DK1_Central | 203 | 0.00019364
|  |  |  | c_DK1 | 204 | 0.00014773 |  |  |  |  | c_DK1_Central | 204 | 0.00018597
|  |  |  | c_DK1 | 205 | 0.00014364 |  |  |  |  | c_DK1_Central | 205 | 0.00018081
|  |  |  | c_DK1 | 206 | 0.00014394 |  |  |  |  | c_DK1_Central | 206 | 0.00017131
|  |  |  | c_DK1 | 207 | 0.00014121 |  |  |  |  | c_DK1_Central | 207 | 0.00016997
|  |  |  | c_DK1 | 208 | 0.00013897 |  |  |  |  | c_DK1_Central | 208 | 0.00016831
|  |  |  | c_DK1 | 209 | 0.00014277 |  |  |  |  | c_DK1_Central | 209 | 0.00017347
|  |  |  | c_DK1 | 210 | 0.00015396 |  |  |  |  | c_DK1_Central | 210 | 0.00018081
|  |  |  | c_DK1 | 211 | 0.00014729 |  |  |  |  | c_DK1_Central | 211 | 0.00018181
|  |  |  | c_DK1 | 212 | 0.00013995 |  |  |  |  | c_DK1_Central | 212 | 0.00018364
|  |  |  | c_DK1 | 213 | 0.00013119 |  |  |  |  | c_DK1_Central | 213 | 0.00018264
|  |  |  | c_DK1 | 214 | 0.00012258 |  |  |  |  | c_DK1_Central | 214 | 0.00016631
|  |  |  | c_DK1 | 215 | 0.00011611 |  |  |  |  | c_DK1_Central | 215 | 0.00013565
|  |  |  | c_DK1 | 216 | 0.00010969 |  |  |  |  | c_DK1_Central | 216 | 0.00010482
|  |  |  | c_DK1 | 217 | 0.0001001 |  |  |  |  | c_DK1_Central | 217 | 9.9152e-05
|  |  |  | c_DK1 | 218 | 9.7671e-05 |  |  |  |  | c_DK1_Central | 218 | 0.00010582
|  |  |  | c_DK1 | 219 | 9.6649e-05 |  |  |  |  | c_DK1_Central | 219 | 0.00010748
|  |  |  | c_DK1 | 220 | 9.9033e-05 |  |  |  |  | c_DK1_Central | 220 | 0.00011532
|  |  |  | c_DK1 | 221 | 0.0001021 |  |  |  |  | c_DK1_Central | 221 | 0.00014365
|  |  |  | c_DK1 | 222 | 0.00010769 |  |  |  |  | c_DK1_Central | 222 | 0.00021164
|  |  |  | c_DK1 | 223 | 0.00012594 |  |  |  |  | c_DK1_Central | 223 | 0.00024546
|  |  |  | c_DK1 | 224 | 0.00014646 |  |  |  |  | c_DK1_Central | 224 | 0.0002418
|  |  |  | c_DK1 | 225 | 0.00015376 |  |  |  |  | c_DK1_Central | 225 | 0.00022147
|  |  |  | c_DK1 | 226 | 0.00015152 |  |  |  |  | c_DK1_Central | 226 | 0.0002138
|  |  |  | c_DK1 | 227 | 0.00015347 |  |  |  |  | c_DK1_Central | 227 | 0.00020364
|  |  |  | c_DK1 | 228 | 0.00015405 |  |  |  |  | c_DK1_Central | 228 | 0.00019547
|  |  |  | c_DK1 | 229 | 0.00014895 |  |  |  |  | c_DK1_Central | 229 | 0.00018981
|  |  |  | c_DK1 | 230 | 0.00015045 |  |  |  |  | c_DK1_Central | 230 | 0.00018031
|  |  |  | c_DK1 | 231 | 0.00014812 |  |  |  |  | c_DK1_Central | 231 | 0.00017914
|  |  |  | c_DK1 | 232 | 0.00014462 |  |  |  |  | c_DK1_Central | 232 | 0.00017747
|  |  |  | c_DK1 | 233 | 0.00014899 |  |  |  |  | c_DK1_Central | 233 | 0.00018281
|  |  |  | c_DK1 | 234 | 0.00015838 |  |  |  |  | c_DK1_Central | 234 | 0.00019031
|  |  |  | c_DK1 | 235 | 0.00015084 |  |  |  |  | c_DK1_Central | 235 | 0.00019131
|  |  |  | c_DK1 | 236 | 0.00014257 |  |  |  |  | c_DK1_Central | 236 | 0.00019297
|  |  |  | c_DK1 | 237 | 0.00013294 |  |  |  |  | c_DK1_Central | 237 | 0.00019181
|  |  |  | c_DK1 | 238 | 0.0001236 |  |  |  |  | c_DK1_Central | 238 | 0.00017497
|  |  |  | c_DK1 | 239 | 0.00011621 |  |  |  |  | c_DK1_Central | 239 | 0.00014231
|  |  |  | c_DK1 | 240 | 0.0001091 |  |  |  |  | c_DK1_Central | 240 | 0.00011065
|  |  |  | c_DK1 | 241 | 9.8206e-05 |  |  |  |  | c_DK1_Central | 241 | 9.0653e-05
|  |  |  | c_DK1 | 242 | 9.6406e-05 |  |  |  |  | c_DK1_Central | 242 | 9.6319e-05
|  |  |  | c_DK1 | 243 | 9.7379e-05 |  |  |  |  | c_DK1_Central | 243 | 9.7652e-05
|  |  |  | c_DK1 | 244 | 9.6066e-05 |  |  |  |  | c_DK1_Central | 244 | 0.00010382
|  |  |  | c_DK1 | 245 | 9.9082e-05 |  |  |  |  | c_DK1_Central | 245 | 0.00012981
|  |  |  | c_DK1 | 246 | 0.00010404 |  |  |  |  | c_DK1_Central | 246 | 0.00019364
|  |  |  | c_DK1 | 247 | 0.00012263 |  |  |  |  | c_DK1_Central | 247 | 0.00022647
|  |  |  | c_DK1 | 248 | 0.00014296 |  |  |  |  | c_DK1_Central | 248 | 0.00022547
|  |  |  | c_DK1 | 249 | 0.00014943 |  |  |  |  | c_DK1_Central | 249 | 0.0002063
|  |  |  | c_DK1 | 250 | 0.00014583 |  |  |  |  | c_DK1_Central | 250 | 0.0001983
|  |  |  | c_DK1 | 251 | 0.00014622 |  |  |  |  | c_DK1_Central | 251 | 0.00018831
|  |  |  | c_DK1 | 252 | 0.00014301 |  |  |  |  | c_DK1_Central | 252 | 0.00018081
|  |  |  | c_DK1 | 253 | 0.00013815 |  |  |  |  | c_DK1_Central | 253 | 0.00017531
|  |  |  | c_DK1 | 254 | 0.00013275 |  |  |  |  | c_DK1_Central | 254 | 0.00016648
|  |  |  | c_DK1 | 255 | 0.00012667 |  |  |  |  | c_DK1_Central | 255 | 0.00016414
|  |  |  | c_DK1 | 256 | 0.00012535 |  |  |  |  | c_DK1_Central | 256 | 0.00016248
|  |  |  | c_DK1 | 257 | 0.00013387 |  |  |  |  | c_DK1_Central | 257 | 0.00016731
|  |  |  | c_DK1 | 258 | 0.00014559 |  |  |  |  | c_DK1_Central | 258 | 0.00017531
|  |  |  | c_DK1 | 259 | 0.00014092 |  |  |  |  | c_DK1_Central | 259 | 0.00017731
|  |  |  | c_DK1 | 260 | 0.00013002 |  |  |  |  | c_DK1_Central | 260 | 0.00017997
|  |  |  | c_DK1 | 261 | 0.0001201 |  |  |  |  | c_DK1_Central | 261 | 0.00017847
|  |  |  | c_DK1 | 262 | 0.00011149 |  |  |  |  | c_DK1_Central | 262 | 0.00016331
|  |  |  | c_DK1 | 263 | 0.00010443 |  |  |  |  | c_DK1_Central | 263 | 0.00013215
|  |  |  | c_DK1 | 264 | 9.7866e-05 |  |  |  |  | c_DK1_Central | 264 | 0.00010132
|  |  |  | c_DK1 | 265 | 9.3828e-05 |  |  |  |  | c_DK1_Central | 265 | 8.982e-05
|  |  |  | c_DK1 | 266 | 9.0471e-05 |  |  |  |  | c_DK1_Central | 266 | 9.182e-05
|  |  |  | c_DK1 | 267 | 8.8428e-05 |  |  |  |  | c_DK1_Central | 267 | 9.082e-05
|  |  |  | c_DK1 | 268 | 8.8525e-05 |  |  |  |  | c_DK1_Central | 268 | 9.9319e-05
|  |  |  | c_DK1 | 269 | 9.0033e-05 |  |  |  |  | c_DK1_Central | 269 | 0.00012481
|  |  |  | c_DK1 | 270 | 9.0763e-05 |  |  |  |  | c_DK1_Central | 270 | 0.00018147
|  |  |  | c_DK1 | 271 | 9.6503e-05 |  |  |  |  | c_DK1_Central | 271 | 0.00021897
|  |  |  | c_DK1 | 272 | 0.00010589 |  |  |  |  | c_DK1_Central | 272 | 0.0002143
|  |  |  | c_DK1 | 273 | 0.00011577 |  |  |  |  | c_DK1_Central | 273 | 0.00019447
|  |  |  | c_DK1 | 274 | 0.00011849 |  |  |  |  | c_DK1_Central | 274 | 0.00018531
|  |  |  | c_DK1 | 275 | 0.00012034 |  |  |  |  | c_DK1_Central | 275 | 0.00017931
|  |  |  | c_DK1 | 276 | 0.00012209 |  |  |  |  | c_DK1_Central | 276 | 0.00016997
|  |  |  | c_DK1 | 277 | 0.00012092 |  |  |  |  | c_DK1_Central | 277 | 0.00016431
|  |  |  | c_DK1 | 278 | 0.0001201 |  |  |  |  | c_DK1_Central | 278 | 0.00015431
|  |  |  | c_DK1 | 279 | 0.00011947 |  |  |  |  | c_DK1_Central | 279 | 0.00015831
|  |  |  | c_DK1 | 280 | 0.00012049 |  |  |  |  | c_DK1_Central | 280 | 0.00015581
|  |  |  | c_DK1 | 281 | 0.00012608 |  |  |  |  | c_DK1_Central | 281 | 0.00016098
|  |  |  | c_DK1 | 282 | 0.00013854 |  |  |  |  | c_DK1_Central | 282 | 0.00016681
|  |  |  | c_DK1 | 283 | 0.00013279 |  |  |  |  | c_DK1_Central | 283 | 0.00016948
|  |  |  | c_DK1 | 284 | 0.00012151 |  |  |  |  | c_DK1_Central | 284 | 0.00016964
|  |  |  | c_DK1 | 285 | 0.00011407 |  |  |  |  | c_DK1_Central | 285 | 0.00016798
|  |  |  | c_DK1 | 286 | 0.00010492 |  |  |  |  | c_DK1_Central | 286 | 0.00015698
|  |  |  | c_DK1 | 287 | 9.8206e-05 |  |  |  |  | c_DK1_Central | 287 | 0.00012698
|  |  |  | c_DK1 | 288 | 9.266e-05 |  |  |  |  | c_DK1_Central | 288 | 9.7152e-05
|  |  |  | c_DK1 | 289 | 9.2806e-05 |  |  |  |  | c_DK1_Central | 289 | 8.3654e-05
|  |  |  | c_DK1 | 290 | 8.7747e-05 |  |  |  |  | c_DK1_Central | 290 | 9.1487e-05
|  |  |  | c_DK1 | 291 | 8.5412e-05 |  |  |  |  | c_DK1_Central | 291 | 9.1153e-05
|  |  |  | c_DK1 | 292 | 8.512e-05 |  |  |  |  | c_DK1_Central | 292 | 0.00010482
|  |  |  | c_DK1 | 293 | 8.6725e-05 |  |  |  |  | c_DK1_Central | 293 | 0.00013631
|  |  |  | c_DK1 | 294 | 9.3049e-05 |  |  |  |  | c_DK1_Central | 294 | 0.00019214
|  |  |  | c_DK1 | 295 | 9.2758e-05 |  |  |  |  | c_DK1_Central | 295 | 0.00020064
|  |  |  | c_DK1 | 296 | 0.00010088 |  |  |  |  | c_DK1_Central | 296 | 0.0001983
|  |  |  | c_DK1 | 297 | 0.00011022 |  |  |  |  | c_DK1_Central | 297 | 0.00017714
|  |  |  | c_DK1 | 298 | 0.00011489 |  |  |  |  | c_DK1_Central | 298 | 0.00016914
|  |  |  | c_DK1 | 299 | 0.00012 |  |  |  |  | c_DK1_Central | 299 | 0.00016131
|  |  |  | c_DK1 | 300 | 0.00012185 |  |  |  |  | c_DK1_Central | 300 | 0.00015598
|  |  |  | c_DK1 | 301 | 0.00012141 |  |  |  |  | c_DK1_Central | 301 | 0.00015198
|  |  |  | c_DK1 | 302 | 0.00012049 |  |  |  |  | c_DK1_Central | 302 | 0.00014415
|  |  |  | c_DK1 | 303 | 0.00011854 |  |  |  |  | c_DK1_Central | 303 | 0.00014498
|  |  |  | c_DK1 | 304 | 0.00012024 |  |  |  |  | c_DK1_Central | 304 | 0.00014348
|  |  |  | c_DK1 | 305 | 0.00012715 |  |  |  |  | c_DK1_Central | 305 | 0.00014948
|  |  |  | c_DK1 | 306 | 0.00014014 |  |  |  |  | c_DK1_Central | 306 | 0.00015931
|  |  |  | c_DK1 | 307 | 0.00013435 |  |  |  |  | c_DK1_Central | 307 | 0.00016314
|  |  |  | c_DK1 | 308 | 0.00012662 |  |  |  |  | c_DK1_Central | 308 | 0.00016564
|  |  |  | c_DK1 | 309 | 0.00011981 |  |  |  |  | c_DK1_Central | 309 | 0.00016598
|  |  |  | c_DK1 | 310 | 0.0001148 |  |  |  |  | c_DK1_Central | 310 | 0.00015448
|  |  |  | c_DK1 | 311 | 0.00010764 |  |  |  |  | c_DK1_Central | 311 | 0.00012481
|  |  |  | c_DK1 | 312 | 0.0001019 |  |  |  |  | c_DK1_Central | 312 | 9.6652e-05
|  |  |  | c_DK1 | 313 | 9.7379e-05 |  |  |  |  | c_DK1_Central | 313 | 9.1986e-05
|  |  |  | c_DK1 | 314 | 9.6601e-05 |  |  |  |  | c_DK1_Central | 314 | 9.7986e-05
|  |  |  | c_DK1 | 315 | 9.626e-05 |  |  |  |  | c_DK1_Central | 315 | 9.9485e-05
|  |  |  | c_DK1 | 316 | 9.7379e-05 |  |  |  |  | c_DK1_Central | 316 | 0.00010715
|  |  |  | c_DK1 | 317 | 0.00010059 |  |  |  |  | c_DK1_Central | 317 | 0.00013381
|  |  |  | c_DK1 | 318 | 0.00010944 |  |  |  |  | c_DK1_Central | 318 | 0.0001988
|  |  |  | c_DK1 | 319 | 0.00012817 |  |  |  |  | c_DK1_Central | 319 | 0.0002298
|  |  |  | c_DK1 | 320 | 0.00014656 |  |  |  |  | c_DK1_Central | 320 | 0.0002258
|  |  |  | c_DK1 | 321 | 0.00015294 |  |  |  |  | c_DK1_Central | 321 | 0.00020464
|  |  |  | c_DK1 | 322 | 0.00015148 |  |  |  |  | c_DK1_Central | 322 | 0.00019764
|  |  |  | c_DK1 | 323 | 0.00015186 |  |  |  |  | c_DK1_Central | 323 | 0.00018847
|  |  |  | c_DK1 | 324 | 0.00014817 |  |  |  |  | c_DK1_Central | 324 | 0.00018131
|  |  |  | c_DK1 | 325 | 0.00014359 |  |  |  |  | c_DK1_Central | 325 | 0.00017581
|  |  |  | c_DK1 | 326 | 0.00014481 |  |  |  |  | c_DK1_Central | 326 | 0.00016714
|  |  |  | c_DK1 | 327 | 0.00014267 |  |  |  |  | c_DK1_Central | 327 | 0.00016631
|  |  |  | c_DK1 | 328 | 0.00013873 |  |  |  |  | c_DK1_Central | 328 | 0.00016481
|  |  |  | c_DK1 | 329 | 0.00014525 |  |  |  |  | c_DK1_Central | 329 | 0.00016997
|  |  |  | c_DK1 | 330 | 0.00015872 |  |  |  |  | c_DK1_Central | 330 | 0.00017831
|  |  |  | c_DK1 | 331 | 0.00015099 |  |  |  |  | c_DK1_Central | 331 | 0.00017981
|  |  |  | c_DK1 | 332 | 0.00014374 |  |  |  |  | c_DK1_Central | 332 | 0.00018164
|  |  |  | c_DK1 | 333 | 0.00013494 |  |  |  |  | c_DK1_Central | 333 | 0.00018014
|  |  |  | c_DK1 | 334 | 0.00012628 |  |  |  |  | c_DK1_Central | 334 | 0.00016481
|  |  |  | c_DK1 | 335 | 0.00011815 |  |  |  |  | c_DK1_Central | 335 | 0.00013431
|  |  |  | c_DK1 | 336 | 0.00011056 |  |  |  |  | c_DK1_Central | 336 | 0.00010382
|  |  |  | c_DK1 | 337 | 0.00010283 |  |  |  |  | c_DK1_Central | 337 | 8.8487e-05
|  |  |  | c_DK1 | 338 | 9.9276e-05 |  |  |  |  | c_DK1_Central | 338 | 9.4819e-05
|  |  |  | c_DK1 | 339 | 9.8936e-05 |  |  |  |  | c_DK1_Central | 339 | 9.5986e-05
|  |  |  | c_DK1 | 340 | 9.913e-05 |  |  |  |  | c_DK1_Central | 340 | 0.00010315
|  |  |  | c_DK1 | 341 | 0.00010346 |  |  |  |  | c_DK1_Central | 341 | 0.00012998
|  |  |  | c_DK1 | 342 | 0.00011061 |  |  |  |  | c_DK1_Central | 342 | 0.00019364
|  |  |  | c_DK1 | 343 | 0.00012628 |  |  |  |  | c_DK1_Central | 343 | 0.00022463
|  |  |  | c_DK1 | 344 | 0.00014632 |  |  |  |  | c_DK1_Central | 344 | 0.00022147
|  |  |  | c_DK1 | 345 | 0.00015255 |  |  |  |  | c_DK1_Central | 345 | 0.00020164
|  |  |  | c_DK1 | 346 | 0.00015114 |  |  |  |  | c_DK1_Central | 346 | 0.0001943
|  |  |  | c_DK1 | 347 | 0.00015624 |  |  |  |  | c_DK1_Central | 347 | 0.00018464
|  |  |  | c_DK1 | 348 | 0.00015318 |  |  |  |  | c_DK1_Central | 348 | 0.00017747
|  |  |  | c_DK1 | 349 | 0.00014909 |  |  |  |  | c_DK1_Central | 349 | 0.00017231
|  |  |  | c_DK1 | 350 | 0.00014992 |  |  |  |  | c_DK1_Central | 350 | 0.00016298
|  |  |  | c_DK1 | 351 | 0.00014671 |  |  |  |  | c_DK1_Central | 351 | 0.00016181
|  |  |  | c_DK1 | 352 | 0.00014248 |  |  |  |  | c_DK1_Central | 352 | 0.00015964
|  |  |  | c_DK1 | 353 | 0.0001433 |  |  |  |  | c_DK1_Central | 353 | 0.00016464
|  |  |  | c_DK1 | 354 | 0.00015444 |  |  |  |  | c_DK1_Central | 354 | 0.00017197
|  |  |  | c_DK1 | 355 | 0.00014831 |  |  |  |  | c_DK1_Central | 355 | 0.00017297
|  |  |  | c_DK1 | 356 | 0.00014038 |  |  |  |  | c_DK1_Central | 356 | 0.00017497
|  |  |  | c_DK1 | 357 | 0.00013046 |  |  |  |  | c_DK1_Central | 357 | 0.00017447
|  |  |  | c_DK1 | 358 | 0.00012224 |  |  |  |  | c_DK1_Central | 358 | 0.00015898
|  |  |  | c_DK1 | 359 | 0.0001147 |  |  |  |  | c_DK1_Central | 359 | 0.00012931
|  |  |  | c_DK1 | 360 | 0.00010891 |  |  |  |  | c_DK1_Central | 360 | 9.9485e-05
|  |  |  | c_DK1 | 361 | 0.00010098 |  |  |  |  | c_DK1_Central | 361 | 7.9155e-05
|  |  |  | c_DK1 | 362 | 9.7866e-05 |  |  |  |  | c_DK1_Central | 362 | 8.5821e-05
|  |  |  | c_DK1 | 363 | 9.592e-05 |  |  |  |  | c_DK1_Central | 363 | 8.6487e-05
|  |  |  | c_DK1 | 364 | 9.7087e-05 |  |  |  |  | c_DK1_Central | 364 | 9.4319e-05
|  |  |  | c_DK1 | 365 | 9.9714e-05 |  |  |  |  | c_DK1_Central | 365 | 0.00012348
|  |  |  | c_DK1 | 366 | 0.00010618 |  |  |  |  | c_DK1_Central | 366 | 0.00018381
|  |  |  | c_DK1 | 367 | 0.00012379 |  |  |  |  | c_DK1_Central | 367 | 0.0002148
|  |  |  | c_DK1 | 368 | 0.00014413 |  |  |  |  | c_DK1_Central | 368 | 0.00021197
|  |  |  | c_DK1 | 369 | 0.00014938 |  |  |  |  | c_DK1_Central | 369 | 0.00019214
|  |  |  | c_DK1 | 370 | 0.00014754 |  |  |  |  | c_DK1_Central | 370 | 0.00018197
|  |  |  | c_DK1 | 371 | 0.00014924 |  |  |  |  | c_DK1_Central | 371 | 0.00017181
|  |  |  | c_DK1 | 372 | 0.0001469 |  |  |  |  | c_DK1_Central | 372 | 0.00016448
|  |  |  | c_DK1 | 373 | 0.00014544 |  |  |  |  | c_DK1_Central | 373 | 0.00015998
|  |  |  | c_DK1 | 374 | 0.00014715 |  |  |  |  | c_DK1_Central | 374 | 0.00015031
|  |  |  | c_DK1 | 375 | 0.00014544 |  |  |  |  | c_DK1_Central | 375 | 0.00014881
|  |  |  | c_DK1 | 376 | 0.00014204 |  |  |  |  | c_DK1_Central | 376 | 0.00014698
|  |  |  | c_DK1 | 377 | 0.00014501 |  |  |  |  | c_DK1_Central | 377 | 0.00015164
|  |  |  | c_DK1 | 378 | 0.00015527 |  |  |  |  | c_DK1_Central | 378 | 0.00016031
|  |  |  | c_DK1 | 379 | 0.00014802 |  |  |  |  | c_DK1_Central | 379 | 0.00016248
|  |  |  | c_DK1 | 380 | 0.00013917 |  |  |  |  | c_DK1_Central | 380 | 0.00016598
|  |  |  | c_DK1 | 381 | 0.0001308 |  |  |  |  | c_DK1_Central | 381 | 0.00016564
|  |  |  | c_DK1 | 382 | 0.00012204 |  |  |  |  | c_DK1_Central | 382 | 0.00015098
|  |  |  | c_DK1 | 383 | 0.0001145 |  |  |  |  | c_DK1_Central | 383 | 0.00012098
|  |  |  | c_DK1 | 384 | 0.00010764 |  |  |  |  | c_DK1_Central | 384 | 9.132e-05
|  |  |  | c_DK1 | 385 | 0.00010108 |  |  |  |  | c_DK1_Central | 385 | 9.132e-05
|  |  |  | c_DK1 | 386 | 9.8693e-05 |  |  |  |  | c_DK1_Central | 386 | 9.7652e-05
|  |  |  | c_DK1 | 387 | 9.7963e-05 |  |  |  |  | c_DK1_Central | 387 | 9.9152e-05
|  |  |  | c_DK1 | 388 | 9.7768e-05 |  |  |  |  | c_DK1_Central | 388 | 0.00010632
|  |  |  | c_DK1 | 389 | 9.913e-05 |  |  |  |  | c_DK1_Central | 389 | 0.00013315
|  |  |  | c_DK1 | 390 | 0.00010511 |  |  |  |  | c_DK1_Central | 390 | 0.00019764
|  |  |  | c_DK1 | 391 | 0.00012409 |  |  |  |  | c_DK1_Central | 391 | 0.00022913
|  |  |  | c_DK1 | 392 | 0.00014413 |  |  |  |  | c_DK1_Central | 392 | 0.0002258
|  |  |  | c_DK1 | 393 | 0.00014715 |  |  |  |  | c_DK1_Central | 393 | 0.00020597
|  |  |  | c_DK1 | 394 | 0.00014681 |  |  |  |  | c_DK1_Central | 394 | 0.0001988
|  |  |  | c_DK1 | 395 | 0.00014953 |  |  |  |  | c_DK1_Central | 395 | 0.00018931
|  |  |  | c_DK1 | 396 | 0.00014938 |  |  |  |  | c_DK1_Central | 396 | 0.00018181
|  |  |  | c_DK1 | 397 | 0.00014549 |  |  |  |  | c_DK1_Central | 397 | 0.00017664
|  |  |  | c_DK1 | 398 | 0.00014505 |  |  |  |  | c_DK1_Central | 398 | 0.00016731
|  |  |  | c_DK1 | 399 | 0.00014238 |  |  |  |  | c_DK1_Central | 399 | 0.00016598
|  |  |  | c_DK1 | 400 | 0.00013878 |  |  |  |  | c_DK1_Central | 400 | 0.00016414
|  |  |  | c_DK1 | 401 | 0.00014379 |  |  |  |  | c_DK1_Central | 401 | 0.00016914
|  |  |  | c_DK1 | 402 | 0.00015736 |  |  |  |  | c_DK1_Central | 402 | 0.00017631
|  |  |  | c_DK1 | 403 | 0.00015114 |  |  |  |  | c_DK1_Central | 403 | 0.00017731
|  |  |  | c_DK1 | 404 | 0.00014199 |  |  |  |  | c_DK1_Central | 404 | 0.00017914
|  |  |  | c_DK1 | 405 | 0.00013265 |  |  |  |  | c_DK1_Central | 405 | 0.00017847
|  |  |  | c_DK1 | 406 | 0.00012234 |  |  |  |  | c_DK1_Central | 406 | 0.00016264
|  |  |  | c_DK1 | 407 | 0.00011518 |  |  |  |  | c_DK1_Central | 407 | 0.00013231
|  |  |  | c_DK1 | 408 | 0.00010857 |  |  |  |  | c_DK1_Central | 408 | 0.00010232
|  |  |  | c_DK1 | 409 | 0.000102 |  |  |  |  | c_DK1_Central | 409 | 0.00010049
|  |  |  | c_DK1 | 410 | 0.00010035 |  |  |  |  | c_DK1_Central | 410 | 0.00010632
|  |  |  | c_DK1 | 411 | 9.9228e-05 |  |  |  |  | c_DK1_Central | 411 | 0.00010815
|  |  |  | c_DK1 | 412 | 0.00010147 |  |  |  |  | c_DK1_Central | 412 | 0.00011482
|  |  |  | c_DK1 | 413 | 0.0001039 |  |  |  |  | c_DK1_Central | 413 | 0.00014231
|  |  |  | c_DK1 | 414 | 0.00011168 |  |  |  |  | c_DK1_Central | 414 | 0.00021047
|  |  |  | c_DK1 | 415 | 0.00012939 |  |  |  |  | c_DK1_Central | 415 | 0.0002463
|  |  |  | c_DK1 | 416 | 0.00014856 |  |  |  |  | c_DK1_Central | 416 | 0.00024463
|  |  |  | c_DK1 | 417 | 0.00015464 |  |  |  |  | c_DK1_Central | 417 | 0.00022497
|  |  |  | c_DK1 | 418 | 0.0001523 |  |  |  |  | c_DK1_Central | 418 | 0.00021647
|  |  |  | c_DK1 | 419 | 0.00015167 |  |  |  |  | c_DK1_Central | 419 | 0.0002058
|  |  |  | c_DK1 | 420 | 0.00014831 |  |  |  |  | c_DK1_Central | 420 | 0.00019764
|  |  |  | c_DK1 | 421 | 0.00014009 |  |  |  |  | c_DK1_Central | 421 | 0.00019164
|  |  |  | c_DK1 | 422 | 0.00013567 |  |  |  |  | c_DK1_Central | 422 | 0.00018281
|  |  |  | c_DK1 | 423 | 0.00013099 |  |  |  |  | c_DK1_Central | 423 | 0.00018047
|  |  |  | c_DK1 | 424 | 0.00012944 |  |  |  |  | c_DK1_Central | 424 | 0.00017881
|  |  |  | c_DK1 | 425 | 0.00013503 |  |  |  |  | c_DK1_Central | 425 | 0.00018431
|  |  |  | c_DK1 | 426 | 0.00014807 |  |  |  |  | c_DK1_Central | 426 | 0.0001928
|  |  |  | c_DK1 | 427 | 0.00014325 |  |  |  |  | c_DK1_Central | 427 | 0.00019414
|  |  |  | c_DK1 | 428 | 0.0001326 |  |  |  |  | c_DK1_Central | 428 | 0.00019714
|  |  |  | c_DK1 | 429 | 0.00012457 |  |  |  |  | c_DK1_Central | 429 | 0.0001948
|  |  |  | c_DK1 | 430 | 0.00011684 |  |  |  |  | c_DK1_Central | 430 | 0.00017831
|  |  |  | c_DK1 | 431 | 0.00010978 |  |  |  |  | c_DK1_Central | 431 | 0.00014448
|  |  |  | c_DK1 | 432 | 0.00010244 |  |  |  |  | c_DK1_Central | 432 | 0.00011165
|  |  |  | c_DK1 | 433 | 9.4849e-05 |  |  |  |  | c_DK1_Central | 433 | 0.00010865
|  |  |  | c_DK1 | 434 | 9.1249e-05 |  |  |  |  | c_DK1_Central | 434 | 0.00011065
|  |  |  | c_DK1 | 435 | 9.0325e-05 |  |  |  |  | c_DK1_Central | 435 | 0.00010998
|  |  |  | c_DK1 | 436 | 9.052e-05 |  |  |  |  | c_DK1_Central | 436 | 0.00011898
|  |  |  | c_DK1 | 437 | 9.2563e-05 |  |  |  |  | c_DK1_Central | 437 | 0.00014581
|  |  |  | c_DK1 | 438 | 9.5336e-05 |  |  |  |  | c_DK1_Central | 438 | 0.0002083
|  |  |  | c_DK1 | 439 | 0.00010166 |  |  |  |  | c_DK1_Central | 439 | 0.00024896
|  |  |  | c_DK1 | 440 | 0.00011071 |  |  |  |  | c_DK1_Central | 440 | 0.0002433
|  |  |  | c_DK1 | 441 | 0.00012029 |  |  |  |  | c_DK1_Central | 441 | 0.0002233
|  |  |  | c_DK1 | 442 | 0.00012559 |  |  |  |  | c_DK1_Central | 442 | 0.00021447
|  |  |  | c_DK1 | 443 | 0.00012774 |  |  |  |  | c_DK1_Central | 443 | 0.00020747
|  |  |  | c_DK1 | 444 | 0.00012628 |  |  |  |  | c_DK1_Central | 444 | 0.00019747
|  |  |  | c_DK1 | 445 | 0.00012199 |  |  |  |  | c_DK1_Central | 445 | 0.00019164
|  |  |  | c_DK1 | 446 | 0.0001184 |  |  |  |  | c_DK1_Central | 446 | 0.00018097
|  |  |  | c_DK1 | 447 | 0.00011587 |  |  |  |  | c_DK1_Central | 447 | 0.00018531
|  |  |  | c_DK1 | 448 | 0.00011732 |  |  |  |  | c_DK1_Central | 448 | 0.00018197
|  |  |  | c_DK1 | 449 | 0.00012307 |  |  |  |  | c_DK1_Central | 449 | 0.00018797
|  |  |  | c_DK1 | 450 | 0.00013683 |  |  |  |  | c_DK1_Central | 450 | 0.00019364
|  |  |  | c_DK1 | 451 | 0.00013464 |  |  |  |  | c_DK1_Central | 451 | 0.00019564
|  |  |  | c_DK1 | 452 | 0.00012472 |  |  |  |  | c_DK1_Central | 452 | 0.00019564
|  |  |  | c_DK1 | 453 | 0.00011698 |  |  |  |  | c_DK1_Central | 453 | 0.0001928
|  |  |  | c_DK1 | 454 | 0.00011047 |  |  |  |  | c_DK1_Central | 454 | 0.00017981
|  |  |  | c_DK1 | 455 | 0.00010472 |  |  |  |  | c_DK1_Central | 455 | 0.00014764
|  |  |  | c_DK1 | 456 | 9.879e-05 |  |  |  |  | c_DK1_Central | 456 | 0.00011565
|  |  |  | c_DK1 | 457 | 9.5482e-05 |  |  |  |  | c_DK1_Central | 457 | 0.00011282
|  |  |  | c_DK1 | 458 | 9.3341e-05 |  |  |  |  | c_DK1_Central | 458 | 0.00011898
|  |  |  | c_DK1 | 459 | 9.1201e-05 |  |  |  |  | c_DK1_Central | 459 | 0.00012065
|  |  |  | c_DK1 | 460 | 8.9985e-05 |  |  |  |  | c_DK1_Central | 460 | 0.00013465
|  |  |  | c_DK1 | 461 | 9.2952e-05 |  |  |  |  | c_DK1_Central | 461 | 0.00016614
|  |  |  | c_DK1 | 462 | 9.4898e-05 |  |  |  |  | c_DK1_Central | 462 | 0.00023013
|  |  |  | c_DK1 | 463 | 9.952e-05 |  |  |  |  | c_DK1_Central | 463 | 0.00024196
|  |  |  | c_DK1 | 464 | 0.00010657 |  |  |  |  | c_DK1_Central | 464 | 0.00023763
|  |  |  | c_DK1 | 465 | 0.00011431 |  |  |  |  | c_DK1_Central | 465 | 0.0002193
|  |  |  | c_DK1 | 466 | 0.00011942 |  |  |  |  | c_DK1_Central | 466 | 0.00021114
|  |  |  | c_DK1 | 467 | 0.00012058 |  |  |  |  | c_DK1_Central | 467 | 0.0002028
|  |  |  | c_DK1 | 468 | 0.00011849 |  |  |  |  | c_DK1_Central | 468 | 0.0001973
|  |  |  | c_DK1 | 469 | 0.00011533 |  |  |  |  | c_DK1_Central | 469 | 0.00019231
|  |  |  | c_DK1 | 470 | 0.00011368 |  |  |  |  | c_DK1_Central | 470 | 0.00018397
|  |  |  | c_DK1 | 471 | 0.00011324 |  |  |  |  | c_DK1_Central | 471 | 0.00018414
|  |  |  | c_DK1 | 472 | 0.00011416 |  |  |  |  | c_DK1_Central | 472 | 0.00018364
|  |  |  | c_DK1 | 473 | 0.00012209 |  |  |  |  | c_DK1_Central | 473 | 0.00018981
|  |  |  | c_DK1 | 474 | 0.00013907 |  |  |  |  | c_DK1_Central | 474 | 0.00019947
|  |  |  | c_DK1 | 475 | 0.00013596 |  |  |  |  | c_DK1_Central | 475 | 0.0002018
|  |  |  | c_DK1 | 476 | 0.00012637 |  |  |  |  | c_DK1_Central | 476 | 0.0002028
|  |  |  | c_DK1 | 477 | 0.00011893 |  |  |  |  | c_DK1_Central | 477 | 0.0002008
|  |  |  | c_DK1 | 478 | 0.00011222 |  |  |  |  | c_DK1_Central | 478 | 0.00018781
|  |  |  | c_DK1 | 479 | 0.00010638 |  |  |  |  | c_DK1_Central | 479 | 0.00015481
|  |  |  | c_DK1 | 480 | 0.00010176 |  |  |  |  | c_DK1_Central | 480 | 0.00012398
|  |  |  | c_DK1 | 481 | 9.6163e-05 |  |  |  |  | c_DK1_Central | 481 | 0.00010698
|  |  |  | c_DK1 | 482 | 9.5044e-05 |  |  |  |  | c_DK1_Central | 482 | 0.00011315
|  |  |  | c_DK1 | 483 | 9.3779e-05 |  |  |  |  | c_DK1_Central | 483 | 0.00011515
|  |  |  | c_DK1 | 484 | 9.4509e-05 |  |  |  |  | c_DK1_Central | 484 | 0.00012365
|  |  |  | c_DK1 | 485 | 9.7768e-05 |  |  |  |  | c_DK1_Central | 485 | 0.00015198
|  |  |  | c_DK1 | 486 | 0.00010438 |  |  |  |  | c_DK1_Central | 486 | 0.00022197
|  |  |  | c_DK1 | 487 | 0.00012598 |  |  |  |  | c_DK1_Central | 487 | 0.0002563
|  |  |  | c_DK1 | 488 | 0.00014729 |  |  |  |  | c_DK1_Central | 488 | 0.0002518
|  |  |  | c_DK1 | 489 | 0.00015133 |  |  |  |  | c_DK1_Central | 489 | 0.0002308
|  |  |  | c_DK1 | 490 | 0.00014924 |  |  |  |  | c_DK1_Central | 490 | 0.00022313
|  |  |  | c_DK1 | 491 | 0.00015138 |  |  |  |  | c_DK1_Central | 491 | 0.00021297
|  |  |  | c_DK1 | 492 | 0.00014909 |  |  |  |  | c_DK1_Central | 492 | 0.0002048
|  |  |  | c_DK1 | 493 | 0.00014403 |  |  |  |  | c_DK1_Central | 493 | 0.00019897
|  |  |  | c_DK1 | 494 | 0.00014394 |  |  |  |  | c_DK1_Central | 494 | 0.00018947
|  |  |  | c_DK1 | 495 | 0.0001416 |  |  |  |  | c_DK1_Central | 495 | 0.00018847
|  |  |  | c_DK1 | 496 | 0.00013747 |  |  |  |  | c_DK1_Central | 496 | 0.00018681
|  |  |  | c_DK1 | 497 | 0.00013946 |  |  |  |  | c_DK1_Central | 497 | 0.00019264
|  |  |  | c_DK1 | 498 | 0.00015376 |  |  |  |  | c_DK1_Central | 498 | 0.00020147
|  |  |  | c_DK1 | 499 | 0.00014763 |  |  |  |  | c_DK1_Central | 499 | 0.00020314
|  |  |  | c_DK1 | 500 | 0.00013897 |  |  |  |  | c_DK1_Central | 500 | 0.00020464
|  |  |  | c_DK1 | 501 | 0.00013041 |  |  |  |  | c_DK1_Central | 501 | 0.0002018
|  |  |  | c_DK1 | 502 | 0.00012282 |  |  |  |  | c_DK1_Central | 502 | 0.00018481
|  |  |  | c_DK1 | 503 | 0.00011499 |  |  |  |  | c_DK1_Central | 503 | 0.00015198
|  |  |  | c_DK1 | 504 | 0.00010745 |  |  |  |  | c_DK1_Central | 504 | 0.00011898
|  |  |  | c_DK1 | 505 | 0.00010171 |  |  |  |  | c_DK1_Central | 505 | 0.00010815
|  |  |  | c_DK1 | 506 | 9.9179e-05 |  |  |  |  | c_DK1_Central | 506 | 0.00011482
|  |  |  | c_DK1 | 507 | 9.8984e-05 |  |  |  |  | c_DK1_Central | 507 | 0.00011665
|  |  |  | c_DK1 | 508 | 9.9909e-05 |  |  |  |  | c_DK1_Central | 508 | 0.00012465
|  |  |  | c_DK1 | 509 | 0.00010292 |  |  |  |  | c_DK1_Central | 509 | 0.00015314
|  |  |  | c_DK1 | 510 | 0.00011008 |  |  |  |  | c_DK1_Central | 510 | 0.0002233
|  |  |  | c_DK1 | 511 | 0.00012847 |  |  |  |  | c_DK1_Central | 511 | 0.00025863
|  |  |  | c_DK1 | 512 | 0.00014763 |  |  |  |  | c_DK1_Central | 512 | 0.0002543
|  |  |  | c_DK1 | 513 | 0.00015318 |  |  |  |  | c_DK1_Central | 513 | 0.00023547
|  |  |  | c_DK1 | 514 | 0.00015201 |  |  |  |  | c_DK1_Central | 514 | 0.00022713
|  |  |  | c_DK1 | 515 | 0.00015391 |  |  |  |  | c_DK1_Central | 515 | 0.0002163
|  |  |  | c_DK1 | 516 | 0.00015313 |  |  |  |  | c_DK1_Central | 516 | 0.00020814
|  |  |  | c_DK1 | 517 | 0.0001489 |  |  |  |  | c_DK1_Central | 517 | 0.00020214
|  |  |  | c_DK1 | 518 | 0.00014817 |  |  |  |  | c_DK1_Central | 518 | 0.00019214
|  |  |  | c_DK1 | 519 | 0.00014685 |  |  |  |  | c_DK1_Central | 519 | 0.00019081
|  |  |  | c_DK1 | 520 | 0.00014501 |  |  |  |  | c_DK1_Central | 520 | 0.00018914
|  |  |  | c_DK1 | 521 | 0.00014724 |  |  |  |  | c_DK1_Central | 521 | 0.00019447
|  |  |  | c_DK1 | 522 | 0.00015761 |  |  |  |  | c_DK1_Central | 522 | 0.00020214
|  |  |  | c_DK1 | 523 | 0.00015201 |  |  |  |  | c_DK1_Central | 523 | 0.0002028
|  |  |  | c_DK1 | 524 | 0.00014252 |  |  |  |  | c_DK1_Central | 524 | 0.0002043
|  |  |  | c_DK1 | 525 | 0.00013411 |  |  |  |  | c_DK1_Central | 525 | 0.00020247
|  |  |  | c_DK1 | 526 | 0.00012793 |  |  |  |  | c_DK1_Central | 526 | 0.00018447
|  |  |  | c_DK1 | 527 | 0.00012146 |  |  |  |  | c_DK1_Central | 527 | 0.00015181
|  |  |  | c_DK1 | 528 | 0.00011426 |  |  |  |  | c_DK1_Central | 528 | 0.00011898
|  |  |  | c_DK1 | 529 | 0.00010487 |  |  |  |  | c_DK1_Central | 529 | 0.00011648
|  |  |  | c_DK1 | 530 | 0.00010151 |  |  |  |  | c_DK1_Central | 530 | 0.00012232
|  |  |  | c_DK1 | 531 | 0.00010147 |  |  |  |  | c_DK1_Central | 531 | 0.00012415
|  |  |  | c_DK1 | 532 | 0.00010137 |  |  |  |  | c_DK1_Central | 532 | 0.00013265
|  |  |  | c_DK1 | 533 | 0.00010458 |  |  |  |  | c_DK1_Central | 533 | 0.00016014
|  |  |  | c_DK1 | 534 | 0.00011192 |  |  |  |  | c_DK1_Central | 534 | 0.00023063
|  |  |  | c_DK1 | 535 | 0.00013036 |  |  |  |  | c_DK1_Central | 535 | 0.00026696
|  |  |  | c_DK1 | 536 | 0.0001505 |  |  |  |  | c_DK1_Central | 536 | 0.00026196
|  |  |  | c_DK1 | 537 | 0.00015619 |  |  |  |  | c_DK1_Central | 537 | 0.0002458
|  |  |  | c_DK1 | 538 | 0.00015289 |  |  |  |  | c_DK1_Central | 538 | 0.0002363
|  |  |  | c_DK1 | 539 | 0.00015561 |  |  |  |  | c_DK1_Central | 539 | 0.00022563
|  |  |  | c_DK1 | 540 | 0.00015474 |  |  |  |  | c_DK1_Central | 540 | 0.00021747
|  |  |  | c_DK1 | 541 | 0.00015114 |  |  |  |  | c_DK1_Central | 541 | 0.00021164
|  |  |  | c_DK1 | 542 | 0.00015094 |  |  |  |  | c_DK1_Central | 542 | 0.00020047
|  |  |  | c_DK1 | 543 | 0.00014846 |  |  |  |  | c_DK1_Central | 543 | 0.0001993
|  |  |  | c_DK1 | 544 | 0.0001451 |  |  |  |  | c_DK1_Central | 544 | 0.00019747
|  |  |  | c_DK1 | 545 | 0.00014768 |  |  |  |  | c_DK1_Central | 545 | 0.0002023
|  |  |  | c_DK1 | 546 | 0.00015853 |  |  |  |  | c_DK1_Central | 546 | 0.0002103
|  |  |  | c_DK1 | 547 | 0.00015391 |  |  |  |  | c_DK1_Central | 547 | 0.00021064
|  |  |  | c_DK1 | 548 | 0.00014525 |  |  |  |  | c_DK1_Central | 548 | 0.00021197
|  |  |  | c_DK1 | 549 | 0.00013839 |  |  |  |  | c_DK1_Central | 549 | 0.00020864
|  |  |  | c_DK1 | 550 | 0.00013168 |  |  |  |  | c_DK1_Central | 550 | 0.00018997
|  |  |  | c_DK1 | 551 | 0.00012345 |  |  |  |  | c_DK1_Central | 551 | 0.00015898
|  |  |  | c_DK1 | 552 | 0.00011698 |  |  |  |  | c_DK1_Central | 552 | 0.00012631
|  |  |  | c_DK1 | 553 | 0.00010779 |  |  |  |  | c_DK1_Central | 553 | 0.00012332
|  |  |  | c_DK1 | 554 | 0.0001039 |  |  |  |  | c_DK1_Central | 554 | 0.00012931
|  |  |  | c_DK1 | 555 | 0.00010239 |  |  |  |  | c_DK1_Central | 555 | 0.00013148
|  |  |  | c_DK1 | 556 | 0.00010487 |  |  |  |  | c_DK1_Central | 556 | 0.00013998
|  |  |  | c_DK1 | 557 | 0.0001074 |  |  |  |  | c_DK1_Central | 557 | 0.00016781
|  |  |  | c_DK1 | 558 | 0.00011353 |  |  |  |  | c_DK1_Central | 558 | 0.00023963
|  |  |  | c_DK1 | 559 | 0.00013387 |  |  |  |  | c_DK1_Central | 559 | 0.00027729
|  |  |  | c_DK1 | 560 | 0.00015089 |  |  |  |  | c_DK1_Central | 560 | 0.00027163
|  |  |  | c_DK1 | 561 | 0.00015551 |  |  |  |  | c_DK1_Central | 561 | 0.00025646
|  |  |  | c_DK1 | 562 | 0.00015362 |  |  |  |  | c_DK1_Central | 562 | 0.00024663
|  |  |  | c_DK1 | 563 | 0.00015619 |  |  |  |  | c_DK1_Central | 563 | 0.00023547
|  |  |  | c_DK1 | 564 | 0.0001561 |  |  |  |  | c_DK1_Central | 564 | 0.00022747
|  |  |  | c_DK1 | 565 | 0.00015332 |  |  |  |  | c_DK1_Central | 565 | 0.00022113
|  |  |  | c_DK1 | 566 | 0.0001561 |  |  |  |  | c_DK1_Central | 566 | 0.0002093
|  |  |  | c_DK1 | 567 | 0.00015454 |  |  |  |  | c_DK1_Central | 567 | 0.00020847
|  |  |  | c_DK1 | 568 | 0.00015016 |  |  |  |  | c_DK1_Central | 568 | 0.00020647
|  |  |  | c_DK1 | 569 | 0.00015279 |  |  |  |  | c_DK1_Central | 569 | 0.0002113
|  |  |  | c_DK1 | 570 | 0.00016349 |  |  |  |  | c_DK1_Central | 570 | 0.0002193
|  |  |  | c_DK1 | 571 | 0.00015736 |  |  |  |  | c_DK1_Central | 571 | 0.0002193
|  |  |  | c_DK1 | 572 | 0.00014953 |  |  |  |  | c_DK1_Central | 572 | 0.00022063
|  |  |  | c_DK1 | 573 | 0.00014131 |  |  |  |  | c_DK1_Central | 573 | 0.00021663
|  |  |  | c_DK1 | 574 | 0.00013396 |  |  |  |  | c_DK1_Central | 574 | 0.0001973
|  |  |  | c_DK1 | 575 | 0.00013002 |  |  |  |  | c_DK1_Central | 575 | 0.00016598
|  |  |  | c_DK1 | 576 | 0.00012375 |  |  |  |  | c_DK1_Central | 576 | 0.00013315
|  |  |  | c_DK1 | 577 | 0.00010891 |  |  |  |  | c_DK1_Central | 577 | 0.00012615
|  |  |  | c_DK1 | 578 | 0.00010409 |  |  |  |  | c_DK1_Central | 578 | 0.00013065
|  |  |  | c_DK1 | 579 | 0.00010346 |  |  |  |  | c_DK1_Central | 579 | 0.00013281
|  |  |  | c_DK1 | 580 | 0.00010463 |  |  |  |  | c_DK1_Central | 580 | 0.00014065
|  |  |  | c_DK1 | 581 | 0.00010735 |  |  |  |  | c_DK1_Central | 581 | 0.00016764
|  |  |  | c_DK1 | 582 | 0.00011509 |  |  |  |  | c_DK1_Central | 582 | 0.0002398
|  |  |  | c_DK1 | 583 | 0.0001309 |  |  |  |  | c_DK1_Central | 583 | 0.00027996
|  |  |  | c_DK1 | 584 | 0.00015152 |  |  |  |  | c_DK1_Central | 584 | 0.00027546
|  |  |  | c_DK1 | 585 | 0.00015741 |  |  |  |  | c_DK1_Central | 585 | 0.00026163
|  |  |  | c_DK1 | 586 | 0.00015449 |  |  |  |  | c_DK1_Central | 586 | 0.0002518
|  |  |  | c_DK1 | 587 | 0.00015707 |  |  |  |  | c_DK1_Central | 587 | 0.00023963
|  |  |  | c_DK1 | 588 | 0.00015449 |  |  |  |  | c_DK1_Central | 588 | 0.00023147
|  |  |  | c_DK1 | 589 | 0.00014778 |  |  |  |  | c_DK1_Central | 589 | 0.00022547
|  |  |  | c_DK1 | 590 | 0.00014588 |  |  |  |  | c_DK1_Central | 590 | 0.0002138
|  |  |  | c_DK1 | 591 | 0.00014136 |  |  |  |  | c_DK1_Central | 591 | 0.00021214
|  |  |  | c_DK1 | 592 | 0.00013927 |  |  |  |  | c_DK1_Central | 592 | 0.0002103
|  |  |  | c_DK1 | 593 | 0.00014413 |  |  |  |  | c_DK1_Central | 593 | 0.00021547
|  |  |  | c_DK1 | 594 | 0.00015819 |  |  |  |  | c_DK1_Central | 594 | 0.00022297
|  |  |  | c_DK1 | 595 | 0.00014982 |  |  |  |  | c_DK1_Central | 595 | 0.0002248
|  |  |  | c_DK1 | 596 | 0.00013829 |  |  |  |  | c_DK1_Central | 596 | 0.0002258
|  |  |  | c_DK1 | 597 | 0.00012988 |  |  |  |  | c_DK1_Central | 597 | 0.00022113
|  |  |  | c_DK1 | 598 | 0.00012292 |  |  |  |  | c_DK1_Central | 598 | 0.00020164
|  |  |  | c_DK1 | 599 | 0.00011684 |  |  |  |  | c_DK1_Central | 599 | 0.00016931
|  |  |  | c_DK1 | 600 | 0.00010944 |  |  |  |  | c_DK1_Central | 600 | 0.00013581
|  |  |  | c_DK1 | 601 | 0.00010234 |  |  |  |  | c_DK1_Central | 601 | 0.00012065
|  |  |  | c_DK1 | 602 | 9.8401e-05 |  |  |  |  | c_DK1_Central | 602 | 0.00012332
|  |  |  | c_DK1 | 603 | 9.553e-05 |  |  |  |  | c_DK1_Central | 603 | 0.00012182
|  |  |  | c_DK1 | 604 | 9.592e-05 |  |  |  |  | c_DK1_Central | 604 | 0.00013081
|  |  |  | c_DK1 | 605 | 9.7671e-05 |  |  |  |  | c_DK1_Central | 605 | 0.00015781
|  |  |  | c_DK1 | 606 | 9.9909e-05 |  |  |  |  | c_DK1_Central | 606 | 0.00022213
|  |  |  | c_DK1 | 607 | 0.00010448 |  |  |  |  | c_DK1_Central | 607 | 0.00026363
|  |  |  | c_DK1 | 608 | 0.0001145 |  |  |  |  | c_DK1_Central | 608 | 0.00025763
|  |  |  | c_DK1 | 609 | 0.00012209 |  |  |  |  | c_DK1_Central | 609 | 0.00023813
|  |  |  | c_DK1 | 610 | 0.00012686 |  |  |  |  | c_DK1_Central | 610 | 0.00022997
|  |  |  | c_DK1 | 611 | 0.00012842 |  |  |  |  | c_DK1_Central | 611 | 0.0002228
|  |  |  | c_DK1 | 612 | 0.00012881 |  |  |  |  | c_DK1_Central | 612 | 0.00021264
|  |  |  | c_DK1 | 613 | 0.00012326 |  |  |  |  | c_DK1_Central | 613 | 0.0002073
|  |  |  | c_DK1 | 614 | 0.00012175 |  |  |  |  | c_DK1_Central | 614 | 0.0001963
|  |  |  | c_DK1 | 615 | 0.00011898 |  |  |  |  | c_DK1_Central | 615 | 0.00020064
|  |  |  | c_DK1 | 616 | 0.00012073 |  |  |  |  | c_DK1_Central | 616 | 0.0001958
|  |  |  | c_DK1 | 617 | 0.00012608 |  |  |  |  | c_DK1_Central | 617 | 0.00020214
|  |  |  | c_DK1 | 618 | 0.00014063 |  |  |  |  | c_DK1_Central | 618 | 0.00020697
|  |  |  | c_DK1 | 619 | 0.00013552 |  |  |  |  | c_DK1_Central | 619 | 0.00020847
|  |  |  | c_DK1 | 620 | 0.00012647 |  |  |  |  | c_DK1_Central | 620 | 0.0002083
|  |  |  | c_DK1 | 621 | 0.00011859 |  |  |  |  | c_DK1_Central | 621 | 0.0002053
|  |  |  | c_DK1 | 622 | 0.00011411 |  |  |  |  | c_DK1_Central | 622 | 0.00019031
|  |  |  | c_DK1 | 623 | 0.00010798 |  |  |  |  | c_DK1_Central | 623 | 0.00015948
|  |  |  | c_DK1 | 624 | 0.00010244 |  |  |  |  | c_DK1_Central | 624 | 0.00012665
|  |  |  | c_DK1 | 625 | 9.6844e-05 |  |  |  |  | c_DK1_Central | 625 | 0.00010698
|  |  |  | c_DK1 | 626 | 9.3536e-05 |  |  |  |  | c_DK1_Central | 626 | 0.00011348
|  |  |  | c_DK1 | 627 | 9.1104e-05 |  |  |  |  | c_DK1_Central | 627 | 0.00011482
|  |  |  | c_DK1 | 628 | 9.086e-05 |  |  |  |  | c_DK1_Central | 628 | 0.00012948
|  |  |  | c_DK1 | 629 | 9.3536e-05 |  |  |  |  | c_DK1_Central | 629 | 0.00016348
|  |  |  | c_DK1 | 630 | 9.5433e-05 |  |  |  |  | c_DK1_Central | 630 | 0.00022697
|  |  |  | c_DK1 | 631 | 0.00010108 |  |  |  |  | c_DK1_Central | 631 | 0.00023796
|  |  |  | c_DK1 | 632 | 0.00010784 |  |  |  |  | c_DK1_Central | 632 | 0.00023397
|  |  |  | c_DK1 | 633 | 0.00011504 |  |  |  |  | c_DK1_Central | 633 | 0.00021447
|  |  |  | c_DK1 | 634 | 0.00012122 |  |  |  |  | c_DK1_Central | 634 | 0.00020614
|  |  |  | c_DK1 | 635 | 0.00012487 |  |  |  |  | c_DK1_Central | 635 | 0.00019764
|  |  |  | c_DK1 | 636 | 0.00012652 |  |  |  |  | c_DK1_Central | 636 | 0.00019164
|  |  |  | c_DK1 | 637 | 0.00012501 |  |  |  |  | c_DK1_Central | 637 | 0.00018681
|  |  |  | c_DK1 | 638 | 0.00012389 |  |  |  |  | c_DK1_Central | 638 | 0.00017914
|  |  |  | c_DK1 | 639 | 0.0001235 |  |  |  |  | c_DK1_Central | 639 | 0.00017997
|  |  |  | c_DK1 | 640 | 0.00012379 |  |  |  |  | c_DK1_Central | 640 | 0.00017947
|  |  |  | c_DK1 | 641 | 0.00012832 |  |  |  |  | c_DK1_Central | 641 | 0.00018514
|  |  |  | c_DK1 | 642 | 0.00014014 |  |  |  |  | c_DK1_Central | 642 | 0.00019564
|  |  |  | c_DK1 | 643 | 0.00012759 |  |  |  |  | c_DK1_Central | 643 | 0.00019897
|  |  |  | c_DK1 | 644 | 0.00012209 |  |  |  |  | c_DK1_Central | 644 | 0.00019997
|  |  |  | c_DK1 | 645 | 0.00011796 |  |  |  |  | c_DK1_Central | 645 | 0.0001988
|  |  |  | c_DK1 | 646 | 0.00011431 |  |  |  |  | c_DK1_Central | 646 | 0.00018547
|  |  |  | c_DK1 | 647 | 0.00010725 |  |  |  |  | c_DK1_Central | 647 | 0.00015048
|  |  |  | c_DK1 | 648 | 0.00010317 |  |  |  |  | c_DK1_Central | 648 | 0.00012048
|  |  |  | c_DK1 | 649 | 9.626e-05 |  |  |  |  | c_DK1_Central | 649 | 0.00010315
|  |  |  | c_DK1 | 650 | 9.4412e-05 |  |  |  |  | c_DK1_Central | 650 | 0.00010948
|  |  |  | c_DK1 | 651 | 9.3487e-05 |  |  |  |  | c_DK1_Central | 651 | 0.00011132
|  |  |  | c_DK1 | 652 | 9.5044e-05 |  |  |  |  | c_DK1_Central | 652 | 0.00011982
|  |  |  | c_DK1 | 653 | 9.7282e-05 |  |  |  |  | c_DK1_Central | 653 | 0.00014814
|  |  |  | c_DK1 | 654 | 0.00010443 |  |  |  |  | c_DK1_Central | 654 | 0.0002183
|  |  |  | c_DK1 | 655 | 0.00012414 |  |  |  |  | c_DK1_Central | 655 | 0.00025213
|  |  |  | c_DK1 | 656 | 0.00014413 |  |  |  |  | c_DK1_Central | 656 | 0.00024763
|  |  |  | c_DK1 | 657 | 0.00015206 |  |  |  |  | c_DK1_Central | 657 | 0.00022613
|  |  |  | c_DK1 | 658 | 0.00015148 |  |  |  |  | c_DK1_Central | 658 | 0.00021813
|  |  |  | c_DK1 | 659 | 0.0001542 |  |  |  |  | c_DK1_Central | 659 | 0.00020864
|  |  |  | c_DK1 | 660 | 0.00015366 |  |  |  |  | c_DK1_Central | 660 | 0.00020014
|  |  |  | c_DK1 | 661 | 0.00014977 |  |  |  |  | c_DK1_Central | 661 | 0.0001943
|  |  |  | c_DK1 | 662 | 0.00014992 |  |  |  |  | c_DK1_Central | 662 | 0.00018547
|  |  |  | c_DK1 | 663 | 0.00014885 |  |  |  |  | c_DK1_Central | 663 | 0.00018464
|  |  |  | c_DK1 | 664 | 0.00014447 |  |  |  |  | c_DK1_Central | 664 | 0.00018297
|  |  |  | c_DK1 | 665 | 0.00014608 |  |  |  |  | c_DK1_Central | 665 | 0.00018881
|  |  |  | c_DK1 | 666 | 0.00015877 |  |  |  |  | c_DK1_Central | 666 | 0.00019764
|  |  |  | c_DK1 | 667 | 0.00015498 |  |  |  |  | c_DK1_Central | 667 | 0.0001993
|  |  |  | c_DK1 | 668 | 0.00014359 |  |  |  |  | c_DK1_Central | 668 | 0.00020097
|  |  |  | c_DK1 | 669 | 0.00013396 |  |  |  |  | c_DK1_Central | 669 | 0.00019864
|  |  |  | c_DK1 | 670 | 0.00012744 |  |  |  |  | c_DK1_Central | 670 | 0.00018181
|  |  |  | c_DK1 | 671 | 0.00011368 |  |  |  |  | c_DK1_Central | 671 | 0.00014848
|  |  |  | c_DK1 | 672 | 0.00010623 |  |  |  |  | c_DK1_Central | 672 | 0.00011548
|  |  |  | c_DK1 | 673 | 0.00010375 |  |  |  |  | c_DK1_Central | 673 | 0.00010565
|  |  |  | c_DK1 | 674 | 0.0001019 |  |  |  |  | c_DK1_Central | 674 | 0.00011248
|  |  |  | c_DK1 | 675 | 0.00010268 |  |  |  |  | c_DK1_Central | 675 | 0.00011415
|  |  |  | c_DK1 | 676 | 0.00010292 |  |  |  |  | c_DK1_Central | 676 | 0.00012215
|  |  |  | c_DK1 | 677 | 0.0001058 |  |  |  |  | c_DK1_Central | 677 | 0.00015081
|  |  |  | c_DK1 | 678 | 0.00011523 |  |  |  |  | c_DK1_Central | 678 | 0.00022063
|  |  |  | c_DK1 | 679 | 0.00012954 |  |  |  |  | c_DK1_Central | 679 | 0.00025596
|  |  |  | c_DK1 | 680 | 0.00014977 |  |  |  |  | c_DK1_Central | 680 | 0.0002518
|  |  |  | c_DK1 | 681 | 0.00015556 |  |  |  |  | c_DK1_Central | 681 | 0.00023197
|  |  |  | c_DK1 | 682 | 0.00015347 |  |  |  |  | c_DK1_Central | 682 | 0.00022397
|  |  |  | c_DK1 | 683 | 0.00015337 |  |  |  |  | c_DK1_Central | 683 | 0.0002133
|  |  |  | c_DK1 | 684 | 0.00015221 |  |  |  |  | c_DK1_Central | 684 | 0.00020514
|  |  |  | c_DK1 | 685 | 0.00014797 |  |  |  |  | c_DK1_Central | 685 | 0.0001993
|  |  |  | c_DK1 | 686 | 0.00014758 |  |  |  |  | c_DK1_Central | 686 | 0.00018931
|  |  |  | c_DK1 | 687 | 0.00014403 |  |  |  |  | c_DK1_Central | 687 | 0.00018797
|  |  |  | c_DK1 | 688 | 0.00014228 |  |  |  |  | c_DK1_Central | 688 | 0.00018647
|  |  |  | c_DK1 | 689 | 0.00014145 |  |  |  |  | c_DK1_Central | 689 | 0.00019197
|  |  |  | c_DK1 | 690 | 0.00015629 |  |  |  |  | c_DK1_Central | 690 | 0.00019964
|  |  |  | c_DK1 | 691 | 0.00015225 |  |  |  |  | c_DK1_Central | 691 | 0.0002003
|  |  |  | c_DK1 | 692 | 0.00014394 |  |  |  |  | c_DK1_Central | 692 | 0.00020197
|  |  |  | c_DK1 | 693 | 0.00013664 |  |  |  |  | c_DK1_Central | 693 | 0.0002003
|  |  |  | c_DK1 | 694 | 0.0001271 |  |  |  |  | c_DK1_Central | 694 | 0.00018247
|  |  |  | c_DK1 | 695 | 0.00011927 |  |  |  |  | c_DK1_Central | 695 | 0.00014931
|  |  |  | c_DK1 | 696 | 0.00011212 |  |  |  |  | c_DK1_Central | 696 | 0.00011698
|  |  |  | c_DK1 | 697 | 0.00010064 |  |  |  |  | c_DK1_Central | 697 | 0.00010482
|  |  |  | c_DK1 | 698 | 9.7087e-05 |  |  |  |  | c_DK1_Central | 698 | 0.00011148
|  |  |  | c_DK1 | 699 | 9.7963e-05 |  |  |  |  | c_DK1_Central | 699 | 0.00011332
|  |  |  | c_DK1 | 700 | 0.0001003 |  |  |  |  | c_DK1_Central | 700 | 0.00012132
|  |  |  | c_DK1 | 701 | 0.00010336 |  |  |  |  | c_DK1_Central | 701 | 0.00015031
|  |  |  | c_DK1 | 702 | 0.00011222 |  |  |  |  | c_DK1_Central | 702 | 0.00022013
|  |  |  | c_DK1 | 703 | 0.00012851 |  |  |  |  | c_DK1_Central | 703 | 0.0002553
|  |  |  | c_DK1 | 704 | 0.00015026 |  |  |  |  | c_DK1_Central | 704 | 0.0002513
|  |  |  | c_DK1 | 705 | 0.00015551 |  |  |  |  | c_DK1_Central | 705 | 0.00023163
|  |  |  | c_DK1 | 706 | 0.00015284 |  |  |  |  | c_DK1_Central | 706 | 0.0002233
|  |  |  | c_DK1 | 707 | 0.00015342 |  |  |  |  | c_DK1_Central | 707 | 0.00021297
|  |  |  | c_DK1 | 708 | 0.00015259 |  |  |  |  | c_DK1_Central | 708 | 0.0002043
|  |  |  | c_DK1 | 709 | 0.00014822 |  |  |  |  | c_DK1_Central | 709 | 0.00019864
|  |  |  | c_DK1 | 710 | 0.00014788 |  |  |  |  | c_DK1_Central | 710 | 0.00018897
|  |  |  | c_DK1 | 711 | 0.0001433 |  |  |  |  | c_DK1_Central | 711 | 0.00018764
|  |  |  | c_DK1 | 712 | 0.00014087 |  |  |  |  | c_DK1_Central | 712 | 0.00018597
|  |  |  | c_DK1 | 713 | 0.00014243 |  |  |  |  | c_DK1_Central | 713 | 0.00019164
|  |  |  | c_DK1 | 714 | 0.00015658 |  |  |  |  | c_DK1_Central | 714 | 0.0001993
|  |  |  | c_DK1 | 715 | 0.00015196 |  |  |  |  | c_DK1_Central | 715 | 0.00020014
|  |  |  | c_DK1 | 716 | 0.00014335 |  |  |  |  | c_DK1_Central | 716 | 0.0002018
|  |  |  | c_DK1 | 717 | 0.00013523 |  |  |  |  | c_DK1_Central | 717 | 0.0002003
|  |  |  | c_DK1 | 718 | 0.00012754 |  |  |  |  | c_DK1_Central | 718 | 0.00018247
|  |  |  | c_DK1 | 719 | 0.00012102 |  |  |  |  | c_DK1_Central | 719 | 0.00014914
|  |  |  | c_DK1 | 720 | 0.00011407 |  |  |  |  | c_DK1_Central | 720 | 0.00011632
|  |  |  | c_DK1 | 721 | 0.00010292 |  |  |  |  | c_DK1_Central | 721 | 0.00010515
|  |  |  | c_DK1 | 722 | 0.00010083 |  |  |  |  | c_DK1_Central | 722 | 0.00011215
|  |  |  | c_DK1 | 723 | 0.00010156 |  |  |  |  | c_DK1_Central | 723 | 0.00011398
|  |  |  | c_DK1 | 724 | 0.00010312 |  |  |  |  | c_DK1_Central | 724 | 0.00012215
|  |  |  | c_DK1 | 725 | 0.00010667 |  |  |  |  | c_DK1_Central | 725 | 0.00015131
|  |  |  | c_DK1 | 726 | 0.00011426 |  |  |  |  | c_DK1_Central | 726 | 0.0002218
|  |  |  | c_DK1 | 727 | 0.00012934 |  |  |  |  | c_DK1_Central | 727 | 0.0002573
|  |  |  | c_DK1 | 728 | 0.00015235 |  |  |  |  | c_DK1_Central | 728 | 0.00025346
|  |  |  | c_DK1 | 729 | 0.00015829 |  |  |  |  | c_DK1_Central | 729 | 0.00023297
|  |  |  | c_DK1 | 730 | 0.00015585 |  |  |  |  | c_DK1_Central | 730 | 0.0002248
|  |  |  | c_DK1 | 731 | 0.00015853 |  |  |  |  | c_DK1_Central | 731 | 0.0002143
|  |  |  | c_DK1 | 732 | 0.00015858 |  |  |  |  | c_DK1_Central | 732 | 0.0002058
|  |  |  | c_DK1 | 733 | 0.00015439 |  |  |  |  | c_DK1_Central | 733 | 0.0001998
|  |  |  | c_DK1 | 734 | 0.00015318 |  |  |  |  | c_DK1_Central | 734 | 0.00019031
|  |  |  | c_DK1 | 735 | 0.00014938 |  |  |  |  | c_DK1_Central | 735 | 0.00018881
|  |  |  | c_DK1 | 736 | 0.00014637 |  |  |  |  | c_DK1_Central | 736 | 0.00018747
|  |  |  | c_DK1 | 737 | 0.0001469 |  |  |  |  | c_DK1_Central | 737 | 0.00019314
|  |  |  | c_DK1 | 738 | 0.00015994 |  |  |  |  | c_DK1_Central | 738 | 0.00020064
|  |  |  | c_DK1 | 739 | 0.00015347 |  |  |  |  | c_DK1_Central | 739 | 0.00020164
|  |  |  | c_DK1 | 740 | 0.00014569 |  |  |  |  | c_DK1_Central | 740 | 0.0002033
|  |  |  | c_DK1 | 741 | 0.00013683 |  |  |  |  | c_DK1_Central | 741 | 0.0002018
|  |  |  | c_DK1 | 742 | 0.00012774 |  |  |  |  | c_DK1_Central | 742 | 0.00018397
|  |  |  | c_DK1 | 743 | 0.0001181 |  |  |  |  | c_DK1_Central | 743 | 0.00014998
|  |  |  | c_DK1 | 744 | 0.00011037 |  |  |  |  | c_DK1_Central | 744 | 0.00011698
|  |  |  | c_DK1 | 745 | 0.00010263 |  |  |  |  | c_DK1_Central | 745 | 0.00010432
|  |  |  | c_DK1 | 746 | 0.00010132 |  |  |  |  | c_DK1_Central | 746 | 0.00011032
|  |  |  | c_DK1 | 747 | 0.00010054 |  |  |  |  | c_DK1_Central | 747 | 0.00011248
|  |  |  | c_DK1 | 748 | 0.00010113 |  |  |  |  | c_DK1_Central | 748 | 0.00011915
|  |  |  | c_DK1 | 749 | 0.0001038 |  |  |  |  | c_DK1_Central | 749 | 0.00014715
|  |  |  | c_DK1 | 750 | 0.00011095 |  |  |  |  | c_DK1_Central | 750 | 0.00021713
|  |  |  | c_DK1 | 751 | 0.00012958 |  |  |  |  | c_DK1_Central | 751 | 0.0002538
|  |  |  | c_DK1 | 752 | 0.00014938 |  |  |  |  | c_DK1_Central | 752 | 0.00025213
|  |  |  | c_DK1 | 753 | 0.00015459 |  |  |  |  | c_DK1_Central | 753 | 0.0002323
|  |  |  | c_DK1 | 754 | 0.00015298 |  |  |  |  | c_DK1_Central | 754 | 0.00022347
|  |  |  | c_DK1 | 755 | 0.00015415 |  |  |  |  | c_DK1_Central | 755 | 0.00021264
|  |  |  | c_DK1 | 756 | 0.00015055 |  |  |  |  | c_DK1_Central | 756 | 0.00020414
|  |  |  | c_DK1 | 757 | 0.00014389 |  |  |  |  | c_DK1_Central | 757 | 0.0001978
|  |  |  | c_DK1 | 758 | 0.00014048 |  |  |  |  | c_DK1_Central | 758 | 0.00018881
|  |  |  | c_DK1 | 759 | 0.00013275 |  |  |  |  | c_DK1_Central | 759 | 0.00018664
|  |  |  | c_DK1 | 760 | 0.0001309 |  |  |  |  | c_DK1_Central | 760 | 0.00018514
|  |  |  | c_DK1 | 761 | 0.00013489 |  |  |  |  | c_DK1_Central | 761 | 0.00019081
|  |  |  | c_DK1 | 762 | 0.00014661 |  |  |  |  | c_DK1_Central | 762 | 0.0001993
|  |  |  | c_DK1 | 763 | 0.00014413 |  |  |  |  | c_DK1_Central | 763 | 0.0002008
|  |  |  | c_DK1 | 764 | 0.00013367 |  |  |  |  | c_DK1_Central | 764 | 0.00020347
|  |  |  | c_DK1 | 765 | 0.00012428 |  |  |  |  | c_DK1_Central | 765 | 0.00020114
|  |  |  | c_DK1 | 766 | 0.00011689 |  |  |  |  | c_DK1_Central | 766 | 0.00018397
|  |  |  | c_DK1 | 767 | 0.00010954 |  |  |  |  | c_DK1_Central | 767 | 0.00014948
|  |  |  | c_DK1 | 768 | 0.0001021 |  |  |  |  | c_DK1_Central | 768 | 0.00011565
|  |  |  | c_DK1 | 769 | 9.6893e-05 |  |  |  |  | c_DK1_Central | 769 | 0.00010482
|  |  |  | c_DK1 | 770 | 9.4995e-05 |  |  |  |  | c_DK1_Central | 770 | 0.00010682
|  |  |  | c_DK1 | 771 | 9.4703e-05 |  |  |  |  | c_DK1_Central | 771 | 0.00010648
|  |  |  | c_DK1 | 772 | 9.4266e-05 |  |  |  |  | c_DK1_Central | 772 | 0.00011598
|  |  |  | c_DK1 | 773 | 9.4412e-05 |  |  |  |  | c_DK1_Central | 773 | 0.00014315
|  |  |  | c_DK1 | 774 | 9.6649e-05 |  |  |  |  | c_DK1_Central | 774 | 0.00020664
|  |  |  | c_DK1 | 775 | 0.00010239 |  |  |  |  | c_DK1_Central | 775 | 0.00024796
|  |  |  | c_DK1 | 776 | 0.00011051 |  |  |  |  | c_DK1_Central | 776 | 0.00024213
|  |  |  | c_DK1 | 777 | 0.00011893 |  |  |  |  | c_DK1_Central | 777 | 0.00022163
|  |  |  | c_DK1 | 778 | 0.00012331 |  |  |  |  | c_DK1_Central | 778 | 0.0002118
|  |  |  | c_DK1 | 779 | 0.00012598 |  |  |  |  | c_DK1_Central | 779 | 0.0002048
|  |  |  | c_DK1 | 780 | 0.00012555 |  |  |  |  | c_DK1_Central | 780 | 0.00019497
|  |  |  | c_DK1 | 781 | 0.00012487 |  |  |  |  | c_DK1_Central | 781 | 0.00018831
|  |  |  | c_DK1 | 782 | 0.00012097 |  |  |  |  | c_DK1_Central | 782 | 0.00017797
|  |  |  | c_DK1 | 783 | 0.00011961 |  |  |  |  | c_DK1_Central | 783 | 0.00018197
|  |  |  | c_DK1 | 784 | 0.00012 |  |  |  |  | c_DK1_Central | 784 | 0.00017964
|  |  |  | c_DK1 | 785 | 0.00012452 |  |  |  |  | c_DK1_Central | 785 | 0.00018597
|  |  |  | c_DK1 | 786 | 0.00013703 |  |  |  |  | c_DK1_Central | 786 | 0.00019231
|  |  |  | c_DK1 | 787 | 0.00013435 |  |  |  |  | c_DK1_Central | 787 | 0.0001948
|  |  |  | c_DK1 | 788 | 0.00012457 |  |  |  |  | c_DK1_Central | 788 | 0.00019464
|  |  |  | c_DK1 | 789 | 0.00011552 |  |  |  |  | c_DK1_Central | 789 | 0.00019197
|  |  |  | c_DK1 | 790 | 0.00011008 |  |  |  |  | c_DK1_Central | 790 | 0.00017947
|  |  |  | c_DK1 | 791 | 0.00010434 |  |  |  |  | c_DK1_Central | 791 | 0.00014565
|  |  |  | c_DK1 | 792 | 9.8498e-05 |  |  |  |  | c_DK1_Central | 792 | 0.00011265
|  |  |  | c_DK1 | 793 | 9.4801e-05 |  |  |  |  | c_DK1_Central | 793 | 0.00010532
|  |  |  | c_DK1 | 794 | 9.2612e-05 |  |  |  |  | c_DK1_Central | 794 | 0.00011182
|  |  |  | c_DK1 | 795 | 9.0763e-05 |  |  |  |  | c_DK1_Central | 795 | 0.00011282
|  |  |  | c_DK1 | 796 | 9.1055e-05 |  |  |  |  | c_DK1_Central | 796 | 0.00012781
|  |  |  | c_DK1 | 797 | 9.1104e-05 |  |  |  |  | c_DK1_Central | 797 | 0.00016248
|  |  |  | c_DK1 | 798 | 9.266e-05 |  |  |  |  | c_DK1_Central | 798 | 0.00022613
|  |  |  | c_DK1 | 799 | 9.6795e-05 |  |  |  |  | c_DK1_Central | 799 | 0.00023647
|  |  |  | c_DK1 | 800 | 0.0001055 |  |  |  |  | c_DK1_Central | 800 | 0.00023263
|  |  |  | c_DK1 | 801 | 0.00011188 |  |  |  |  | c_DK1_Central | 801 | 0.00021264
|  |  |  | c_DK1 | 802 | 0.00011713 |  |  |  |  | c_DK1_Central | 802 | 0.00020447
|  |  |  | c_DK1 | 803 | 0.00011893 |  |  |  |  | c_DK1_Central | 803 | 0.0001958
|  |  |  | c_DK1 | 804 | 0.0001184 |  |  |  |  | c_DK1_Central | 804 | 0.00018981
|  |  |  | c_DK1 | 805 | 0.00011518 |  |  |  |  | c_DK1_Central | 805 | 0.00018497
|  |  |  | c_DK1 | 806 | 0.00011256 |  |  |  |  | c_DK1_Central | 806 | 0.00017731
|  |  |  | c_DK1 | 807 | 0.0001112 |  |  |  |  | c_DK1_Central | 807 | 0.00017847
|  |  |  | c_DK1 | 808 | 0.00011168 |  |  |  |  | c_DK1_Central | 808 | 0.00017781
|  |  |  | c_DK1 | 809 | 0.00011645 |  |  |  |  | c_DK1_Central | 809 | 0.00018331
|  |  |  | c_DK1 | 810 | 0.00013216 |  |  |  |  | c_DK1_Central | 810 | 0.00019447
|  |  |  | c_DK1 | 811 | 0.00013294 |  |  |  |  | c_DK1_Central | 811 | 0.00019814
|  |  |  | c_DK1 | 812 | 0.0001255 |  |  |  |  | c_DK1_Central | 812 | 0.00019914
|  |  |  | c_DK1 | 813 | 0.00011742 |  |  |  |  | c_DK1_Central | 813 | 0.00019797
|  |  |  | c_DK1 | 814 | 0.00011095 |  |  |  |  | c_DK1_Central | 814 | 0.00018447
|  |  |  | c_DK1 | 815 | 0.00010487 |  |  |  |  | c_DK1_Central | 815 | 0.00014914
|  |  |  | c_DK1 | 816 | 0.00010015 |  |  |  |  | c_DK1_Central | 816 | 0.00011932
|  |  |  | c_DK1 | 817 | 9.7768e-05 |  |  |  |  | c_DK1_Central | 817 | 0.00010332
|  |  |  | c_DK1 | 818 | 9.6455e-05 |  |  |  |  | c_DK1_Central | 818 | 0.00010982
|  |  |  | c_DK1 | 819 | 9.6406e-05 |  |  |  |  | c_DK1_Central | 819 | 0.00011165
|  |  |  | c_DK1 | 820 | 9.806e-05 |  |  |  |  | c_DK1_Central | 820 | 0.00012032
|  |  |  | c_DK1 | 821 | 9.9909e-05 |  |  |  |  | c_DK1_Central | 821 | 0.00014881
|  |  |  | c_DK1 | 822 | 0.00010818 |  |  |  |  | c_DK1_Central | 822 | 0.00021913
|  |  |  | c_DK1 | 823 | 0.00012589 |  |  |  |  | c_DK1_Central | 823 | 0.0002533
|  |  |  | c_DK1 | 824 | 0.00014783 |  |  |  |  | c_DK1_Central | 824 | 0.00024863
|  |  |  | c_DK1 | 825 | 0.00015585 |  |  |  |  | c_DK1_Central | 825 | 0.00022697
|  |  |  | c_DK1 | 826 | 0.0001559 |  |  |  |  | c_DK1_Central | 826 | 0.00021913
|  |  |  | c_DK1 | 827 | 0.00015654 |  |  |  |  | c_DK1_Central | 827 | 0.0002093
|  |  |  | c_DK1 | 828 | 0.00015532 |  |  |  |  | c_DK1_Central | 828 | 0.00020097
|  |  |  | c_DK1 | 829 | 0.00015177 |  |  |  |  | c_DK1_Central | 829 | 0.00019497
|  |  |  | c_DK1 | 830 | 0.00015381 |  |  |  |  | c_DK1_Central | 830 | 0.00018631
|  |  |  | c_DK1 | 831 | 0.00015021 |  |  |  |  | c_DK1_Central | 831 | 0.00018547
|  |  |  | c_DK1 | 832 | 0.00014437 |  |  |  |  | c_DK1_Central | 832 | 0.00018414
|  |  |  | c_DK1 | 833 | 0.00014729 |  |  |  |  | c_DK1_Central | 833 | 0.00018981
|  |  |  | c_DK1 | 834 | 0.00016121 |  |  |  |  | c_DK1_Central | 834 | 0.0001988
|  |  |  | c_DK1 | 835 | 0.00015615 |  |  |  |  | c_DK1_Central | 835 | 0.00020047
|  |  |  | c_DK1 | 836 | 0.00014491 |  |  |  |  | c_DK1_Central | 836 | 0.00020214
|  |  |  | c_DK1 | 837 | 0.00013557 |  |  |  |  | c_DK1_Central | 837 | 0.00019964
|  |  |  | c_DK1 | 838 | 0.00012691 |  |  |  |  | c_DK1_Central | 838 | 0.00018281
|  |  |  | c_DK1 | 839 | 0.00012414 |  |  |  |  | c_DK1_Central | 839 | 0.00014898
|  |  |  | c_DK1 | 840 | 0.00011801 |  |  |  |  | c_DK1_Central | 840 | 0.00011582
|  |  |  | c_DK1 | 841 | 0.00010575 |  |  |  |  | c_DK1_Central | 841 | 9.5819e-05
|  |  |  | c_DK1 | 842 | 0.00010142 |  |  |  |  | c_DK1_Central | 842 | 0.00010248
|  |  |  | c_DK1 | 843 | 0.0001004 |  |  |  |  | c_DK1_Central | 843 | 0.00010398
|  |  |  | c_DK1 | 844 | 0.00010127 |  |  |  |  | c_DK1_Central | 844 | 0.00011148
|  |  |  | c_DK1 | 845 | 0.00010375 |  |  |  |  | c_DK1_Central | 845 | 0.00013915
|  |  |  | c_DK1 | 846 | 0.00011051 |  |  |  |  | c_DK1_Central | 846 | 0.00020564
|  |  |  | c_DK1 | 847 | 0.00012954 |  |  |  |  | c_DK1_Central | 847 | 0.00023846
|  |  |  | c_DK1 | 848 | 0.00014899 |  |  |  |  | c_DK1_Central | 848 | 0.00023513
|  |  |  | c_DK1 | 849 | 0.00015196 |  |  |  |  | c_DK1_Central | 849 | 0.0002148
|  |  |  | c_DK1 | 850 | 0.00015114 |  |  |  |  | c_DK1_Central | 850 | 0.00020747
|  |  |  | c_DK1 | 851 | 0.00015211 |  |  |  |  | c_DK1_Central | 851 | 0.00019747
|  |  |  | c_DK1 | 852 | 0.00015075 |  |  |  |  | c_DK1_Central | 852 | 0.00018981
|  |  |  | c_DK1 | 853 | 0.00014676 |  |  |  |  | c_DK1_Central | 853 | 0.00018431
|  |  |  | c_DK1 | 854 | 0.00014695 |  |  |  |  | c_DK1_Central | 854 | 0.00017481
|  |  |  | c_DK1 | 855 | 0.00014515 |  |  |  |  | c_DK1_Central | 855 | 0.00017347
|  |  |  | c_DK1 | 856 | 0.00013902 |  |  |  |  | c_DK1_Central | 856 | 0.00017197
|  |  |  | c_DK1 | 857 | 0.00014038 |  |  |  |  | c_DK1_Central | 857 | 0.00017697
|  |  |  | c_DK1 | 858 | 0.00015386 |  |  |  |  | c_DK1_Central | 858 | 0.00018431
|  |  |  | c_DK1 | 859 | 0.00015026 |  |  |  |  | c_DK1_Central | 859 | 0.00018531
|  |  |  | c_DK1 | 860 | 0.00014082 |  |  |  |  | c_DK1_Central | 860 | 0.00018714
|  |  |  | c_DK1 | 861 | 0.00013348 |  |  |  |  | c_DK1_Central | 861 | 0.00018614
|  |  |  | c_DK1 | 862 | 0.00012487 |  |  |  |  | c_DK1_Central | 862 | 0.00016964
|  |  |  | c_DK1 | 863 | 0.00011635 |  |  |  |  | c_DK1_Central | 863 | 0.00013815
|  |  |  | c_DK1 | 864 | 0.00010905 |  |  |  |  | c_DK1_Central | 864 | 0.00010715
|  |  |  | c_DK1 | 865 | 9.8352e-05 |  |  |  |  | c_DK1_Central | 865 | 9.4486e-05
|  |  |  | c_DK1 | 866 | 9.6552e-05 |  |  |  |  | c_DK1_Central | 866 | 0.00010099
|  |  |  | c_DK1 | 867 | 9.6698e-05 |  |  |  |  | c_DK1_Central | 867 | 0.00010265
|  |  |  | c_DK1 | 868 | 9.8693e-05 |  |  |  |  | c_DK1_Central | 868 | 0.00010998
|  |  |  | c_DK1 | 869 | 0.00010074 |  |  |  |  | c_DK1_Central | 869 | 0.00013748
|  |  |  | c_DK1 | 870 | 0.00010789 |  |  |  |  | c_DK1_Central | 870 | 0.0002033
|  |  |  | c_DK1 | 871 | 0.00012769 |  |  |  |  | c_DK1_Central | 871 | 0.0002358
|  |  |  | c_DK1 | 872 | 0.00014807 |  |  |  |  | c_DK1_Central | 872 | 0.0002323
|  |  |  | c_DK1 | 873 | 0.00015177 |  |  |  |  | c_DK1_Central | 873 | 0.00021247
|  |  |  | c_DK1 | 874 | 0.00015206 |  |  |  |  | c_DK1_Central | 874 | 0.0002048
|  |  |  | c_DK1 | 875 | 0.00014836 |  |  |  |  | c_DK1_Central | 875 | 0.0001953
|  |  |  | c_DK1 | 876 | 0.0001434 |  |  |  |  | c_DK1_Central | 876 | 0.00018747
|  |  |  | c_DK1 | 877 | 0.00014525 |  |  |  |  | c_DK1_Central | 877 | 0.00018214
|  |  |  | c_DK1 | 878 | 0.00015118 |  |  |  |  | c_DK1_Central | 878 | 0.00017281
|  |  |  | c_DK1 | 879 | 0.00014836 |  |  |  |  | c_DK1_Central | 879 | 0.00017131
|  |  |  | c_DK1 | 880 | 0.00014199 |  |  |  |  | c_DK1_Central | 880 | 0.00016964
|  |  |  | c_DK1 | 881 | 0.00014145 |  |  |  |  | c_DK1_Central | 881 | 0.00017481
|  |  |  | c_DK1 | 882 | 0.00015556 |  |  |  |  | c_DK1_Central | 882 | 0.00018214
|  |  |  | c_DK1 | 883 | 0.0001507 |  |  |  |  | c_DK1_Central | 883 | 0.00018347
|  |  |  | c_DK1 | 884 | 0.0001399 |  |  |  |  | c_DK1_Central | 884 | 0.00018497
|  |  |  | c_DK1 | 885 | 0.00013163 |  |  |  |  | c_DK1_Central | 885 | 0.00018431
|  |  |  | c_DK1 | 886 | 0.00012336 |  |  |  |  | c_DK1_Central | 886 | 0.00016781
|  |  |  | c_DK1 | 887 | 0.00011441 |  |  |  |  | c_DK1_Central | 887 | 0.00013665
|  |  |  | c_DK1 | 888 | 0.0001075 |  |  |  |  | c_DK1_Central | 888 | 0.00010582
|  |  |  | c_DK1 | 889 | 9.7963e-05 |  |  |  |  | c_DK1_Central | 889 | 9.0987e-05
|  |  |  | c_DK1 | 890 | 9.5579e-05 |  |  |  |  | c_DK1_Central | 890 | 9.7486e-05
|  |  |  | c_DK1 | 891 | 9.519e-05 |  |  |  |  | c_DK1_Central | 891 | 9.8652e-05
|  |  |  | c_DK1 | 892 | 9.5871e-05 |  |  |  |  | c_DK1_Central | 892 | 0.00010598
|  |  |  | c_DK1 | 893 | 9.8303e-05 |  |  |  |  | c_DK1_Central | 893 | 0.00013281
|  |  |  | c_DK1 | 894 | 0.00010599 |  |  |  |  | c_DK1_Central | 894 | 0.0001968
|  |  |  | c_DK1 | 895 | 0.00012491 |  |  |  |  | c_DK1_Central | 895 | 0.00022847
|  |  |  | c_DK1 | 896 | 0.00014612 |  |  |  |  | c_DK1_Central | 896 | 0.00022513
|  |  |  | c_DK1 | 897 | 0.00015045 |  |  |  |  | c_DK1_Central | 897 | 0.00020514
|  |  |  | c_DK1 | 898 | 0.00014963 |  |  |  |  | c_DK1_Central | 898 | 0.0001983
|  |  |  | c_DK1 | 899 | 0.00015143 |  |  |  |  | c_DK1_Central | 899 | 0.00018881
|  |  |  | c_DK1 | 900 | 0.00015332 |  |  |  |  | c_DK1_Central | 900 | 0.00018131
|  |  |  | c_DK1 | 901 | 0.00015123 |  |  |  |  | c_DK1_Central | 901 | 0.00017614
|  |  |  | c_DK1 | 902 | 0.00015099 |  |  |  |  | c_DK1_Central | 902 | 0.00016681
|  |  |  | c_DK1 | 903 | 0.00014934 |  |  |  |  | c_DK1_Central | 903 | 0.00016548
|  |  |  | c_DK1 | 904 | 0.00014622 |  |  |  |  | c_DK1_Central | 904 | 0.00016364
|  |  |  | c_DK1 | 905 | 0.0001471 |  |  |  |  | c_DK1_Central | 905 | 0.00016881
|  |  |  | c_DK1 | 906 | 0.00015906 |  |  |  |  | c_DK1_Central | 906 | 0.00017581
|  |  |  | c_DK1 | 907 | 0.00015595 |  |  |  |  | c_DK1_Central | 907 | 0.00017664
|  |  |  | c_DK1 | 908 | 0.00014442 |  |  |  |  | c_DK1_Central | 908 | 0.00017864
|  |  |  | c_DK1 | 909 | 0.00013542 |  |  |  |  | c_DK1_Central | 909 | 0.00017797
|  |  |  | c_DK1 | 910 | 0.00012598 |  |  |  |  | c_DK1_Central | 910 | 0.00016214
|  |  |  | c_DK1 | 911 | 0.00011698 |  |  |  |  | c_DK1_Central | 911 | 0.00013181
|  |  |  | c_DK1 | 912 | 0.00010969 |  |  |  |  | c_DK1_Central | 912 | 0.00010198
|  |  |  | c_DK1 | 913 | 0.00010263 |  |  |  |  | c_DK1_Central | 913 | 8.4987e-05
|  |  |  | c_DK1 | 914 | 0.00010156 |  |  |  |  | c_DK1_Central | 914 | 9.0487e-05
|  |  |  | c_DK1 | 915 | 0.00010181 |  |  |  |  | c_DK1_Central | 915 | 9.182e-05
|  |  |  | c_DK1 | 916 | 0.0001002 |  |  |  |  | c_DK1_Central | 916 | 9.7652e-05
|  |  |  | c_DK1 | 917 | 0.00010054 |  |  |  |  | c_DK1_Central | 917 | 0.00012315
|  |  |  | c_DK1 | 918 | 0.00010735 |  |  |  |  | c_DK1_Central | 918 | 0.00018414
|  |  |  | c_DK1 | 919 | 0.00012759 |  |  |  |  | c_DK1_Central | 919 | 0.0002158
|  |  |  | c_DK1 | 920 | 0.00014539 |  |  |  |  | c_DK1_Central | 920 | 0.0002148
|  |  |  | c_DK1 | 921 | 0.00014953 |  |  |  |  | c_DK1_Central | 921 | 0.00019597
|  |  |  | c_DK1 | 922 | 0.00014904 |  |  |  |  | c_DK1_Central | 922 | 0.00018814
|  |  |  | c_DK1 | 923 | 0.00015109 |  |  |  |  | c_DK1_Central | 923 | 0.00017831
|  |  |  | c_DK1 | 924 | 0.00014899 |  |  |  |  | c_DK1_Central | 924 | 0.00017114
|  |  |  | c_DK1 | 925 | 0.0001415 |  |  |  |  | c_DK1_Central | 925 | 0.00016598
|  |  |  | c_DK1 | 926 | 0.00014009 |  |  |  |  | c_DK1_Central | 926 | 0.00015731
|  |  |  | c_DK1 | 927 | 0.00013659 |  |  |  |  | c_DK1_Central | 927 | 0.00015514
|  |  |  | c_DK1 | 928 | 0.00013357 |  |  |  |  | c_DK1_Central | 928 | 0.00015331
|  |  |  | c_DK1 | 929 | 0.00013708 |  |  |  |  | c_DK1_Central | 929 | 0.00015781
|  |  |  | c_DK1 | 930 | 0.00014744 |  |  |  |  | c_DK1_Central | 930 | 0.00016581
|  |  |  | c_DK1 | 931 | 0.00014676 |  |  |  |  | c_DK1_Central | 931 | 0.00016781
|  |  |  | c_DK1 | 932 | 0.00013382 |  |  |  |  | c_DK1_Central | 932 | 0.00017081
|  |  |  | c_DK1 | 933 | 0.00012618 |  |  |  |  | c_DK1_Central | 933 | 0.00016931
|  |  |  | c_DK1 | 934 | 0.0001183 |  |  |  |  | c_DK1_Central | 934 | 0.00015514
|  |  |  | c_DK1 | 935 | 0.000111 |  |  |  |  | c_DK1_Central | 935 | 0.00012531
|  |  |  | c_DK1 | 936 | 0.00010463 |  |  |  |  | c_DK1_Central | 936 | 9.5653e-05
|  |  |  | c_DK1 | 937 | 9.699e-05 |  |  |  |  | c_DK1_Central | 937 | 7.8988e-05
|  |  |  | c_DK1 | 938 | 9.5822e-05 |  |  |  |  | c_DK1_Central | 938 | 8.2488e-05
|  |  |  | c_DK1 | 939 | 9.3731e-05 |  |  |  |  | c_DK1_Central | 939 | 7.9655e-05
|  |  |  | c_DK1 | 940 | 9.2466e-05 |  |  |  |  | c_DK1_Central | 940 | 8.9653e-05
|  |  |  | c_DK1 | 941 | 9.4266e-05 |  |  |  |  | c_DK1_Central | 941 | 0.00011848
|  |  |  | c_DK1 | 942 | 9.7476e-05 |  |  |  |  | c_DK1_Central | 942 | 0.00017281
|  |  |  | c_DK1 | 943 | 0.00010414 |  |  |  |  | c_DK1_Central | 943 | 0.0002093
|  |  |  | c_DK1 | 944 | 0.00011382 |  |  |  |  | c_DK1_Central | 944 | 0.0002063
|  |  |  | c_DK1 | 945 | 0.00012234 |  |  |  |  | c_DK1_Central | 945 | 0.00018497
|  |  |  | c_DK1 | 946 | 0.00012754 |  |  |  |  | c_DK1_Central | 946 | 0.00017364
|  |  |  | c_DK1 | 947 | 0.00012545 |  |  |  |  | c_DK1_Central | 947 | 0.00016598
|  |  |  | c_DK1 | 948 | 0.00012477 |  |  |  |  | c_DK1_Central | 948 | 0.00015648
|  |  |  | c_DK1 | 949 | 0.00012238 |  |  |  |  | c_DK1_Central | 949 | 0.00015198
|  |  |  | c_DK1 | 950 | 0.00012102 |  |  |  |  | c_DK1_Central | 950 | 0.00013931
|  |  |  | c_DK1 | 951 | 0.0001217 |  |  |  |  | c_DK1_Central | 951 | 0.00014331
|  |  |  | c_DK1 | 952 | 0.00012307 |  |  |  |  | c_DK1_Central | 952 | 0.00014181
|  |  |  | c_DK1 | 953 | 0.00012662 |  |  |  |  | c_DK1_Central | 953 | 0.00014681
|  |  |  | c_DK1 | 954 | 0.00013722 |  |  |  |  | c_DK1_Central | 954 | 0.00015364
|  |  |  | c_DK1 | 955 | 0.00013348 |  |  |  |  | c_DK1_Central | 955 | 0.00015831
|  |  |  | c_DK1 | 956 | 0.00012258 |  |  |  |  | c_DK1_Central | 956 | 0.00015981
|  |  |  | c_DK1 | 957 | 0.0001163 |  |  |  |  | c_DK1_Central | 957 | 0.00016014
|  |  |  | c_DK1 | 958 | 0.0001109 |  |  |  |  | c_DK1_Central | 958 | 0.00014814
|  |  |  | c_DK1 | 959 | 0.00010643 |  |  |  |  | c_DK1_Central | 959 | 0.00011915
|  |  |  | c_DK1 | 960 | 0.00010074 |  |  |  |  | c_DK1_Central | 960 | 8.8154e-05
|  |  |  | c_DK1 | 961 | 9.3633e-05 |  |  |  |  | c_DK1_Central | 961 | 8.1988e-05
|  |  |  | c_DK1 | 962 | 9.0666e-05 |  |  |  |  | c_DK1_Central | 962 | 9.082e-05
|  |  |  | c_DK1 | 963 | 8.9158e-05 |  |  |  |  | c_DK1_Central | 963 | 8.9653e-05
|  |  |  | c_DK1 | 964 | 8.9158e-05 |  |  |  |  | c_DK1_Central | 964 | 0.00010365
|  |  |  | c_DK1 | 965 | 9.0714e-05 |  |  |  |  | c_DK1_Central | 965 | 0.00013581
|  |  |  | c_DK1 | 966 | 9.2417e-05 |  |  |  |  | c_DK1_Central | 966 | 0.00019181
|  |  |  | c_DK1 | 967 | 9.7525e-05 |  |  |  |  | c_DK1_Central | 967 | 0.0002003
|  |  |  | c_DK1 | 968 | 0.00010526 |  |  |  |  | c_DK1_Central | 968 | 0.0001978
|  |  |  | c_DK1 | 969 | 0.00011353 |  |  |  |  | c_DK1_Central | 969 | 0.00017597
|  |  |  | c_DK1 | 970 | 0.00011805 |  |  |  |  | c_DK1_Central | 970 | 0.00016764
|  |  |  | c_DK1 | 971 | 0.00011942 |  |  |  |  | c_DK1_Central | 971 | 0.00015931
|  |  |  | c_DK1 | 972 | 0.00011752 |  |  |  |  | c_DK1_Central | 972 | 0.00015364
|  |  |  | c_DK1 | 973 | 0.00011543 |  |  |  |  | c_DK1_Central | 973 | 0.00014998
|  |  |  | c_DK1 | 974 | 0.00011411 |  |  |  |  | c_DK1_Central | 974 | 0.00014181
|  |  |  | c_DK1 | 975 | 0.00011465 |  |  |  |  | c_DK1_Central | 975 | 0.00014265
|  |  |  | c_DK1 | 976 | 0.00011499 |  |  |  |  | c_DK1_Central | 976 | 0.00014115
|  |  |  | c_DK1 | 977 | 0.00011601 |  |  |  |  | c_DK1_Central | 977 | 0.00014781
|  |  |  | c_DK1 | 978 | 0.00012895 |  |  |  |  | c_DK1_Central | 978 | 0.00015764
|  |  |  | c_DK1 | 979 | 0.00013104 |  |  |  |  | c_DK1_Central | 979 | 0.00016164
|  |  |  | c_DK1 | 980 | 0.00012185 |  |  |  |  | c_DK1_Central | 980 | 0.00016464
|  |  |  | c_DK1 | 981 | 0.00011421 |  |  |  |  | c_DK1_Central | 981 | 0.00016564
|  |  |  | c_DK1 | 982 | 0.00010832 |  |  |  |  | c_DK1_Central | 982 | 0.00015398
|  |  |  | c_DK1 | 983 | 0.00010721 |  |  |  |  | c_DK1_Central | 983 | 0.00012432
|  |  |  | c_DK1 | 984 | 0.00010482 |  |  |  |  | c_DK1_Central | 984 | 9.5153e-05
|  |  |  | c_DK1 | 985 | 9.5774e-05 |  |  |  |  | c_DK1_Central | 985 | 8.782e-05
|  |  |  | c_DK1 | 986 | 9.2466e-05 |  |  |  |  | c_DK1_Central | 986 | 9.3986e-05
|  |  |  | c_DK1 | 987 | 9.1298e-05 |  |  |  |  | c_DK1_Central | 987 | 9.5153e-05
|  |  |  | c_DK1 | 988 | 9.1931e-05 |  |  |  |  | c_DK1_Central | 988 | 0.00010248
|  |  |  | c_DK1 | 989 | 9.5336e-05 |  |  |  |  | c_DK1_Central | 989 | 0.00012848
|  |  |  | c_DK1 | 990 | 0.00010395 |  |  |  |  | c_DK1_Central | 990 | 0.00019164
|  |  |  | c_DK1 | 991 | 0.00012107 |  |  |  |  | c_DK1_Central | 991 | 0.00022163
|  |  |  | c_DK1 | 992 | 0.00013834 |  |  |  |  | c_DK1_Central | 992 | 0.00021763
|  |  |  | c_DK1 | 993 | 0.00014826 |  |  |  |  | c_DK1_Central | 993 | 0.0001968
|  |  |  | c_DK1 | 994 | 0.00014861 |  |  |  |  | c_DK1_Central | 994 | 0.00018997
|  |  |  | c_DK1 | 995 | 0.00014564 |  |  |  |  | c_DK1_Central | 995 | 0.00018131
|  |  |  | c_DK1 | 996 | 0.00014384 |  |  |  |  | c_DK1_Central | 996 | 0.00017431
|  |  |  | c_DK1 | 997 | 0.00014165 |  |  |  |  | c_DK1_Central | 997 | 0.00016914
|  |  |  | c_DK1 | 998 | 0.00014189 |  |  |  |  | c_DK1_Central | 998 | 0.00016064
|  |  |  | c_DK1 | 999 | 0.00014131 |  |  |  |  | c_DK1_Central | 999 | 0.00015964
|  |  |  | c_DK1 | 1000 | 0.00013562 |  |  |  |  | c_DK1_Central | 1000 | 0.00015814
|  |  |  | c_DK1 | 1001 | 0.00013649 |  |  |  |  | c_DK1_Central | 1001 | 0.00016281
|  |  |  | c_DK1 | 1002 | 0.00015055 |  |  |  |  | c_DK1_Central | 1002 | 0.00017097
|  |  |  | c_DK1 | 1003 | 0.00015026 |  |  |  |  | c_DK1_Central | 1003 | 0.00017247
|  |  |  | c_DK1 | 1004 | 0.00014082 |  |  |  |  | c_DK1_Central | 1004 | 0.00017464
|  |  |  | c_DK1 | 1005 | 0.00013275 |  |  |  |  | c_DK1_Central | 1005 | 0.00017314
|  |  |  | c_DK1 | 1006 | 0.00012545 |  |  |  |  | c_DK1_Central | 1006 | 0.00015848
|  |  |  | c_DK1 | 1007 | 0.00011893 |  |  |  |  | c_DK1_Central | 1007 | 0.00012915
|  |  |  | c_DK1 | 1008 | 0.00011202 |  |  |  |  | c_DK1_Central | 1008 | 9.9652e-05
|  |  |  | c_DK1 | 1009 | 0.00010638 |  |  |  |  | c_DK1_Central | 1009 | 9.1487e-05
|  |  |  | c_DK1 | 1010 | 0.00010322 |  |  |  |  | c_DK1_Central | 1010 | 9.8152e-05
|  |  |  | c_DK1 | 1011 | 0.00010297 |  |  |  |  | c_DK1_Central | 1011 | 9.9319e-05
|  |  |  | c_DK1 | 1012 | 0.00010385 |  |  |  |  | c_DK1_Central | 1012 | 0.00010665
|  |  |  | c_DK1 | 1013 | 0.00010541 |  |  |  |  | c_DK1_Central | 1013 | 0.00013348
|  |  |  | c_DK1 | 1014 | 0.00011095 |  |  |  |  | c_DK1_Central | 1014 | 0.00019797
|  |  |  | c_DK1 | 1015 | 0.00012394 |  |  |  |  | c_DK1_Central | 1015 | 0.0002298
|  |  |  | c_DK1 | 1016 | 0.00014121 |  |  |  |  | c_DK1_Central | 1016 | 0.0002263
|  |  |  | c_DK1 | 1017 | 0.0001489 |  |  |  |  | c_DK1_Central | 1017 | 0.00020647
|  |  |  | c_DK1 | 1018 | 0.00015031 |  |  |  |  | c_DK1_Central | 1018 | 0.0001993
|  |  |  | c_DK1 | 1019 | 0.00014885 |  |  |  |  | c_DK1_Central | 1019 | 0.00018981
|  |  |  | c_DK1 | 1020 | 0.00014681 |  |  |  |  | c_DK1_Central | 1020 | 0.00018231
|  |  |  | c_DK1 | 1021 | 0.00014175 |  |  |  |  | c_DK1_Central | 1021 | 0.00017714
|  |  |  | c_DK1 | 1022 | 0.00014214 |  |  |  |  | c_DK1_Central | 1022 | 0.00016781
|  |  |  | c_DK1 | 1023 | 0.00013946 |  |  |  |  | c_DK1_Central | 1023 | 0.00016648
|  |  |  | c_DK1 | 1024 | 0.00013654 |  |  |  |  | c_DK1_Central | 1024 | 0.00016464
|  |  |  | c_DK1 | 1025 | 0.00013732 |  |  |  |  | c_DK1_Central | 1025 | 0.00016964
|  |  |  | c_DK1 | 1026 | 0.00014982 |  |  |  |  | c_DK1_Central | 1026 | 0.00017681
|  |  |  | c_DK1 | 1027 | 0.00015079 |  |  |  |  | c_DK1_Central | 1027 | 0.00017781
|  |  |  | c_DK1 | 1028 | 0.00014316 |  |  |  |  | c_DK1_Central | 1028 | 0.00017964
|  |  |  | c_DK1 | 1029 | 0.00013343 |  |  |  |  | c_DK1_Central | 1029 | 0.00017881
|  |  |  | c_DK1 | 1030 | 0.00012467 |  |  |  |  | c_DK1_Central | 1030 | 0.00016298
|  |  |  | c_DK1 | 1031 | 0.00011713 |  |  |  |  | c_DK1_Central | 1031 | 0.00013265
|  |  |  | c_DK1 | 1032 | 0.00010983 |  |  |  |  | c_DK1_Central | 1032 | 0.00010248
|  |  |  | c_DK1 | 1033 | 0.000104 |  |  |  |  | c_DK1_Central | 1033 | 8.1821e-05
|  |  |  | c_DK1 | 1034 | 0.00010093 |  |  |  |  | c_DK1_Central | 1034 | 8.8154e-05
|  |  |  | c_DK1 | 1035 | 9.913e-05 |  |  |  |  | c_DK1_Central | 1035 | 8.932e-05
|  |  |  | c_DK1 | 1036 | 0.00010054 |  |  |  |  | c_DK1_Central | 1036 | 9.6652e-05
|  |  |  | c_DK1 | 1037 | 0.00010322 |  |  |  |  | c_DK1_Central | 1037 | 0.00012465
|  |  |  | c_DK1 | 1038 | 0.00011042 |  |  |  |  | c_DK1_Central | 1038 | 0.00018564
|  |  |  | c_DK1 | 1039 | 0.00012594 |  |  |  |  | c_DK1_Central | 1039 | 0.00021647
|  |  |  | c_DK1 | 1040 | 0.00014092 |  |  |  |  | c_DK1_Central | 1040 | 0.00021347
|  |  |  | c_DK1 | 1041 | 0.00014671 |  |  |  |  | c_DK1_Central | 1041 | 0.00019364
|  |  |  | c_DK1 | 1042 | 0.00014666 |  |  |  |  | c_DK1_Central | 1042 | 0.00018464
|  |  |  | c_DK1 | 1043 | 0.00014744 |  |  |  |  | c_DK1_Central | 1043 | 0.00017514
|  |  |  | c_DK1 | 1044 | 0.00014569 |  |  |  |  | c_DK1_Central | 1044 | 0.00016781
|  |  |  | c_DK1 | 1045 | 0.00014082 |  |  |  |  | c_DK1_Central | 1045 | 0.00016298
|  |  |  | c_DK1 | 1046 | 0.00014072 |  |  |  |  | c_DK1_Central | 1046 | 0.00015348
|  |  |  | c_DK1 | 1047 | 0.00013849 |  |  |  |  | c_DK1_Central | 1047 | 0.00015214
|  |  |  | c_DK1 | 1048 | 0.00013314 |  |  |  |  | c_DK1_Central | 1048 | 0.00015031
|  |  |  | c_DK1 | 1049 | 0.00013416 |  |  |  |  | c_DK1_Central | 1049 | 0.00015481
|  |  |  | c_DK1 | 1050 | 0.00014729 |  |  |  |  | c_DK1_Central | 1050 | 0.00016298
|  |  |  | c_DK1 | 1051 | 0.00014676 |  |  |  |  | c_DK1_Central | 1051 | 0.00016498
|  |  |  | c_DK1 | 1052 | 0.00013858 |  |  |  |  | c_DK1_Central | 1052 | 0.00016764
|  |  |  | c_DK1 | 1053 | 0.00012944 |  |  |  |  | c_DK1_Central | 1053 | 0.00016748
|  |  |  | c_DK1 | 1054 | 0.00012272 |  |  |  |  | c_DK1_Central | 1054 | 0.00015231
|  |  |  | c_DK1 | 1055 | 0.0001164 |  |  |  |  | c_DK1_Central | 1055 | 0.00012282
|  |  |  | c_DK1 | 1056 | 0.00010949 |  |  |  |  | c_DK1_Central | 1056 | 9.3486e-05
|  |  |  | c_DK1 | 1057 | 9.9325e-05 |  |  |  |  | c_DK1_Central | 1057 | 7.8822e-05
|  |  |  | c_DK1 | 1058 | 9.6649e-05 |  |  |  |  | c_DK1_Central | 1058 | 8.5654e-05
|  |  |  | c_DK1 | 1059 | 9.6503e-05 |  |  |  |  | c_DK1_Central | 1059 | 8.6487e-05
|  |  |  | c_DK1 | 1060 | 9.6893e-05 |  |  |  |  | c_DK1_Central | 1060 | 9.4319e-05
|  |  |  | c_DK1 | 1061 | 9.8741e-05 |  |  |  |  | c_DK1_Central | 1061 | 0.00012398
|  |  |  | c_DK1 | 1062 | 0.00010507 |  |  |  |  | c_DK1_Central | 1062 | 0.00018481
|  |  |  | c_DK1 | 1063 | 0.00012068 |  |  |  |  | c_DK1_Central | 1063 | 0.0002163
|  |  |  | c_DK1 | 1064 | 0.00013659 |  |  |  |  | c_DK1_Central | 1064 | 0.00021347
|  |  |  | c_DK1 | 1065 | 0.00014296 |  |  |  |  | c_DK1_Central | 1065 | 0.0001933
|  |  |  | c_DK1 | 1066 | 0.00014325 |  |  |  |  | c_DK1_Central | 1066 | 0.00018297
|  |  |  | c_DK1 | 1067 | 0.0001453 |  |  |  |  | c_DK1_Central | 1067 | 0.00017231
|  |  |  | c_DK1 | 1068 | 0.00014661 |  |  |  |  | c_DK1_Central | 1068 | 0.00016514
|  |  |  | c_DK1 | 1069 | 0.00014301 |  |  |  |  | c_DK1_Central | 1069 | 0.00016014
|  |  |  | c_DK1 | 1070 | 0.00014413 |  |  |  |  | c_DK1_Central | 1070 | 0.00015048
|  |  |  | c_DK1 | 1071 | 0.00014053 |  |  |  |  | c_DK1_Central | 1071 | 0.00014914
|  |  |  | c_DK1 | 1072 | 0.00013489 |  |  |  |  | c_DK1_Central | 1072 | 0.00014715
|  |  |  | c_DK1 | 1073 | 0.00013435 |  |  |  |  | c_DK1_Central | 1073 | 0.00015181
|  |  |  | c_DK1 | 1074 | 0.00014608 |  |  |  |  | c_DK1_Central | 1074 | 0.00016064
|  |  |  | c_DK1 | 1075 | 0.00014583 |  |  |  |  | c_DK1_Central | 1075 | 0.00016298
|  |  |  | c_DK1 | 1076 | 0.0001363 |  |  |  |  | c_DK1_Central | 1076 | 0.00016681
|  |  |  | c_DK1 | 1077 | 0.00012885 |  |  |  |  | c_DK1_Central | 1077 | 0.00016681
|  |  |  | c_DK1 | 1078 | 0.00012122 |  |  |  |  | c_DK1_Central | 1078 | 0.00015164
|  |  |  | c_DK1 | 1079 | 0.00011202 |  |  |  |  | c_DK1_Central | 1079 | 0.00012132
|  |  |  | c_DK1 | 1080 | 0.00010526 |  |  |  |  | c_DK1_Central | 1080 | 9.132e-05
|  |  |  | c_DK1 | 1081 | 9.8352e-05 |  |  |  |  | c_DK1_Central | 1081 | 7.9655e-05
|  |  |  | c_DK1 | 1082 | 9.4655e-05 |  |  |  |  | c_DK1_Central | 1082 | 8.5487e-05
|  |  |  | c_DK1 | 1083 | 9.3731e-05 |  |  |  |  | c_DK1_Central | 1083 | 8.6154e-05
|  |  |  | c_DK1 | 1084 | 9.4168e-05 |  |  |  |  | c_DK1_Central | 1084 | 9.282e-05
|  |  |  | c_DK1 | 1085 | 9.6795e-05 |  |  |  |  | c_DK1_Central | 1085 | 0.00012048
|  |  |  | c_DK1 | 1086 | 0.00010482 |  |  |  |  | c_DK1_Central | 1086 | 0.00018047
|  |  |  | c_DK1 | 1087 | 0.00011922 |  |  |  |  | c_DK1_Central | 1087 | 0.0002128
|  |  |  | c_DK1 | 1088 | 0.00013635 |  |  |  |  | c_DK1_Central | 1088 | 0.00021214
|  |  |  | c_DK1 | 1089 | 0.00014345 |  |  |  |  | c_DK1_Central | 1089 | 0.00019297
|  |  |  | c_DK1 | 1090 | 0.00014277 |  |  |  |  | c_DK1_Central | 1090 | 0.00018297
|  |  |  | c_DK1 | 1091 | 0.00014179 |  |  |  |  | c_DK1_Central | 1091 | 0.00017231
|  |  |  | c_DK1 | 1092 | 0.00013795 |  |  |  |  | c_DK1_Central | 1092 | 0.00016498
|  |  |  | c_DK1 | 1093 | 0.00013075 |  |  |  |  | c_DK1_Central | 1093 | 0.00015998
|  |  |  | c_DK1 | 1094 | 0.00012623 |  |  |  |  | c_DK1_Central | 1094 | 0.00015081
|  |  |  | c_DK1 | 1095 | 0.00012156 |  |  |  |  | c_DK1_Central | 1095 | 0.00014881
|  |  |  | c_DK1 | 1096 | 0.00011645 |  |  |  |  | c_DK1_Central | 1096 | 0.00014698
|  |  |  | c_DK1 | 1097 | 0.00011815 |  |  |  |  | c_DK1_Central | 1097 | 0.00015114
|  |  |  | c_DK1 | 1098 | 0.00012798 |  |  |  |  | c_DK1_Central | 1098 | 0.00016031
|  |  |  | c_DK1 | 1099 | 0.0001325 |  |  |  |  | c_DK1_Central | 1099 | 0.00016348
|  |  |  | c_DK1 | 1100 | 0.00012438 |  |  |  |  | c_DK1_Central | 1100 | 0.00016748
|  |  |  | c_DK1 | 1101 | 0.00011577 |  |  |  |  | c_DK1_Central | 1101 | 0.00016664
|  |  |  | c_DK1 | 1102 | 0.00010803 |  |  |  |  | c_DK1_Central | 1102 | 0.00015214
|  |  |  | c_DK1 | 1103 | 0.00010195 |  |  |  |  | c_DK1_Central | 1103 | 0.00012148
|  |  |  | c_DK1 | 1104 | 9.519e-05 |  |  |  |  | c_DK1_Central | 1104 | 9.1487e-05
|  |  |  | c_DK1 | 1105 | 9.3487e-05 |  |  |  |  | c_DK1_Central | 1105 | 7.6655e-05
|  |  |  | c_DK1 | 1106 | 8.9206e-05 |  |  |  |  | c_DK1_Central | 1106 | 8.0322e-05
|  |  |  | c_DK1 | 1107 | 8.906e-05 |  |  |  |  | c_DK1_Central | 1107 | 7.6989e-05
|  |  |  | c_DK1 | 1108 | 8.799e-05 |  |  |  |  | c_DK1_Central | 1108 | 8.732e-05
|  |  |  | c_DK1 | 1109 | 8.8671e-05 |  |  |  |  | c_DK1_Central | 1109 | 0.00011615
|  |  |  | c_DK1 | 1110 | 9.2174e-05 |  |  |  |  | c_DK1_Central | 1110 | 0.00016914
|  |  |  | c_DK1 | 1111 | 9.8693e-05 |  |  |  |  | c_DK1_Central | 1111 | 0.00020497
|  |  |  | c_DK1 | 1112 | 0.00010696 |  |  |  |  | c_DK1_Central | 1112 | 0.0002023
|  |  |  | c_DK1 | 1113 | 0.00011377 |  |  |  |  | c_DK1_Central | 1113 | 0.00018114
|  |  |  | c_DK1 | 1114 | 0.0001164 |  |  |  |  | c_DK1_Central | 1114 | 0.00016964
|  |  |  | c_DK1 | 1115 | 0.00011752 |  |  |  |  | c_DK1_Central | 1115 | 0.00016198
|  |  |  | c_DK1 | 1116 | 0.00011499 |  |  |  |  | c_DK1_Central | 1116 | 0.00015264
|  |  |  | c_DK1 | 1117 | 0.00011212 |  |  |  |  | c_DK1_Central | 1117 | 0.00014814
|  |  |  | c_DK1 | 1118 | 0.00011042 |  |  |  |  | c_DK1_Central | 1118 | 0.00013581
|  |  |  | c_DK1 | 1119 | 0.00010842 |  |  |  |  | c_DK1_Central | 1119 | 0.00013965
|  |  |  | c_DK1 | 1120 | 0.00010589 |  |  |  |  | c_DK1_Central | 1120 | 0.00013798
|  |  |  | c_DK1 | 1121 | 0.00011008 |  |  |  |  | c_DK1_Central | 1121 | 0.00014298
|  |  |  | c_DK1 | 1122 | 0.00012214 |  |  |  |  | c_DK1_Central | 1122 | 0.00014981
|  |  |  | c_DK1 | 1123 | 0.00012559 |  |  |  |  | c_DK1_Central | 1123 | 0.00015448
|  |  |  | c_DK1 | 1124 | 0.00011533 |  |  |  |  | c_DK1_Central | 1124 | 0.00015631
|  |  |  | c_DK1 | 1125 | 0.00010662 |  |  |  |  | c_DK1_Central | 1125 | 0.00015664
|  |  |  | c_DK1 | 1126 | 0.00010015 |  |  |  |  | c_DK1_Central | 1126 | 0.00014498
|  |  |  | c_DK1 | 1127 | 9.519e-05 |  |  |  |  | c_DK1_Central | 1127 | 0.00011648
|  |  |  | c_DK1 | 1128 | 9.0179e-05 |  |  |  |  | c_DK1_Central | 1128 | 8.5821e-05
|  |  |  | c_DK1 | 1129 | 8.5995e-05 |  |  |  |  | c_DK1_Central | 1129 | 7.5322e-05
|  |  |  | c_DK1 | 1130 | 8.3368e-05 |  |  |  |  | c_DK1_Central | 1130 | 8.5321e-05
|  |  |  | c_DK1 | 1131 | 8.2687e-05 |  |  |  |  | c_DK1_Central | 1131 | 8.3154e-05
|  |  |  | c_DK1 | 1132 | 8.2152e-05 |  |  |  |  | c_DK1_Central | 1132 | 9.7152e-05
|  |  |  | c_DK1 | 1133 | 8.2833e-05 |  |  |  |  | c_DK1_Central | 1133 | 0.00012931
|  |  |  | c_DK1 | 1134 | 8.4536e-05 |  |  |  |  | c_DK1_Central | 1134 | 0.00018381
|  |  |  | c_DK1 | 1135 | 8.9547e-05 |  |  |  |  | c_DK1_Central | 1135 | 0.00019164
|  |  |  | c_DK1 | 1136 | 9.7185e-05 |  |  |  |  | c_DK1_Central | 1136 | 0.00018947
|  |  |  | c_DK1 | 1137 | 0.00010336 |  |  |  |  | c_DK1_Central | 1137 | 0.00016664
|  |  |  | c_DK1 | 1138 | 0.00010944 |  |  |  |  | c_DK1_Central | 1138 | 0.00015814
|  |  |  | c_DK1 | 1139 | 0.00011144 |  |  |  |  | c_DK1_Central | 1139 | 0.00014948
|  |  |  | c_DK1 | 1140 | 0.00011149 |  |  |  |  | c_DK1_Central | 1140 | 0.00014381
|  |  |  | c_DK1 | 1141 | 0.00010803 |  |  |  |  | c_DK1_Central | 1141 | 0.00014048
|  |  |  | c_DK1 | 1142 | 0.00010662 |  |  |  |  | c_DK1_Central | 1142 | 0.00013215
|  |  |  | c_DK1 | 1143 | 0.00010555 |  |  |  |  | c_DK1_Central | 1143 | 0.00013298
|  |  |  | c_DK1 | 1144 | 0.00010497 |  |  |  |  | c_DK1_Central | 1144 | 0.00013065
|  |  |  | c_DK1 | 1145 | 0.00010993 |  |  |  |  | c_DK1_Central | 1145 | 0.00013815
|  |  |  | c_DK1 | 1146 | 0.00012326 |  |  |  |  | c_DK1_Central | 1146 | 0.00014798
|  |  |  | c_DK1 | 1147 | 0.00012725 |  |  |  |  | c_DK1_Central | 1147 | 0.00015231
|  |  |  | c_DK1 | 1148 | 0.00011854 |  |  |  |  | c_DK1_Central | 1148 | 0.00015598
|  |  |  | c_DK1 | 1149 | 0.00011124 |  |  |  |  | c_DK1_Central | 1149 | 0.00015764
|  |  |  | c_DK1 | 1150 | 0.00010448 |  |  |  |  | c_DK1_Central | 1150 | 0.00014631
|  |  |  | c_DK1 | 1151 | 9.8303e-05 |  |  |  |  | c_DK1_Central | 1151 | 0.00011815
|  |  |  | c_DK1 | 1152 | 9.266e-05 |  |  |  |  | c_DK1_Central | 1152 | 8.8654e-05
|  |  |  | c_DK1 | 1153 | 9.0422e-05 |  |  |  |  | c_DK1_Central | 1153 | 7.4489e-05
|  |  |  | c_DK1 | 1154 | 9.0082e-05 |  |  |  |  | c_DK1_Central | 1154 | 8.1821e-05
|  |  |  | c_DK1 | 1155 | 9.0082e-05 |  |  |  |  | c_DK1_Central | 1155 | 8.2155e-05
|  |  |  | c_DK1 | 1156 | 9.0179e-05 |  |  |  |  | c_DK1_Central | 1156 | 9.032e-05
|  |  |  | c_DK1 | 1157 | 9.2904e-05 |  |  |  |  | c_DK1_Central | 1157 | 0.00011982
|  |  |  | c_DK1 | 1158 | 0.00010132 |  |  |  |  | c_DK1_Central | 1158 | 0.00017847
|  |  |  | c_DK1 | 1159 | 0.00012073 |  |  |  |  | c_DK1_Central | 1159 | 0.00020814
|  |  |  | c_DK1 | 1160 | 0.00014087 |  |  |  |  | c_DK1_Central | 1160 | 0.00020547
|  |  |  | c_DK1 | 1161 | 0.00014583 |  |  |  |  | c_DK1_Central | 1161 | 0.00018281
|  |  |  | c_DK1 | 1162 | 0.00014501 |  |  |  |  | c_DK1_Central | 1162 | 0.00017281
|  |  |  | c_DK1 | 1163 | 0.00014539 |  |  |  |  | c_DK1_Central | 1163 | 0.00016281
|  |  |  | c_DK1 | 1164 | 0.00014301 |  |  |  |  | c_DK1_Central | 1164 | 0.00015514
|  |  |  | c_DK1 | 1165 | 0.0001381 |  |  |  |  | c_DK1_Central | 1165 | 0.00015131
|  |  |  | c_DK1 | 1166 | 0.00013815 |  |  |  |  | c_DK1_Central | 1166 | 0.00014131
|  |  |  | c_DK1 | 1167 | 0.00013498 |  |  |  |  | c_DK1_Central | 1167 | 0.00014031
|  |  |  | c_DK1 | 1168 | 0.00013119 |  |  |  |  | c_DK1_Central | 1168 | 0.00013898
|  |  |  | c_DK1 | 1169 | 0.00013031 |  |  |  |  | c_DK1_Central | 1169 | 0.00014498
|  |  |  | c_DK1 | 1170 | 0.00014131 |  |  |  |  | c_DK1_Central | 1170 | 0.00015348
|  |  |  | c_DK1 | 1171 | 0.0001434 |  |  |  |  | c_DK1_Central | 1171 | 0.00015748
|  |  |  | c_DK1 | 1172 | 0.00013489 |  |  |  |  | c_DK1_Central | 1172 | 0.00016181
|  |  |  | c_DK1 | 1173 | 0.00012482 |  |  |  |  | c_DK1_Central | 1173 | 0.00016264
|  |  |  | c_DK1 | 1174 | 0.00011625 |  |  |  |  | c_DK1_Central | 1174 | 0.00014764
|  |  |  | c_DK1 | 1175 | 0.0001075 |  |  |  |  | c_DK1_Central | 1175 | 0.00011798
|  |  |  | c_DK1 | 1176 | 9.9714e-05 |  |  |  |  | c_DK1_Central | 1176 | 8.7987e-05
|  |  |  | c_DK1 | 1177 | 9.6406e-05 |  |  |  |  | c_DK1_Central | 1177 | 7.4489e-05
|  |  |  | c_DK1 | 1178 | 9.3925e-05 |  |  |  |  | c_DK1_Central | 1178 | 8.1155e-05
|  |  |  | c_DK1 | 1179 | 9.3487e-05 |  |  |  |  | c_DK1_Central | 1179 | 8.1655e-05
|  |  |  | c_DK1 | 1180 | 9.2758e-05 |  |  |  |  | c_DK1_Central | 1180 | 8.9487e-05
|  |  |  | c_DK1 | 1181 | 9.6309e-05 |  |  |  |  | c_DK1_Central | 1181 | 0.00011982
|  |  |  | c_DK1 | 1182 | 0.00010477 |  |  |  |  | c_DK1_Central | 1182 | 0.00017864
|  |  |  | c_DK1 | 1183 | 0.00012321 |  |  |  |  | c_DK1_Central | 1183 | 0.00020947
|  |  |  | c_DK1 | 1184 | 0.00014077 |  |  |  |  | c_DK1_Central | 1184 | 0.0002068
|  |  |  | c_DK1 | 1185 | 0.00014608 |  |  |  |  | c_DK1_Central | 1185 | 0.00018681
|  |  |  | c_DK1 | 1186 | 0.00014719 |  |  |  |  | c_DK1_Central | 1186 | 0.00017564
|  |  |  | c_DK1 | 1187 | 0.00014715 |  |  |  |  | c_DK1_Central | 1187 | 0.00016498
|  |  |  | c_DK1 | 1188 | 0.00014564 |  |  |  |  | c_DK1_Central | 1188 | 0.00015814
|  |  |  | c_DK1 | 1189 | 0.00014116 |  |  |  |  | c_DK1_Central | 1189 | 0.00015331
|  |  |  | c_DK1 | 1190 | 0.00014024 |  |  |  |  | c_DK1_Central | 1190 | 0.00014348
|  |  |  | c_DK1 | 1191 | 0.0001362 |  |  |  |  | c_DK1_Central | 1191 | 0.00014215
|  |  |  | c_DK1 | 1192 | 0.00013343 |  |  |  |  | c_DK1_Central | 1192 | 0.00014015
|  |  |  | c_DK1 | 1193 | 0.00013372 |  |  |  |  | c_DK1_Central | 1193 | 0.00014465
|  |  |  | c_DK1 | 1194 | 0.00014583 |  |  |  |  | c_DK1_Central | 1194 | 0.00015398
|  |  |  | c_DK1 | 1195 | 0.00014539 |  |  |  |  | c_DK1_Central | 1195 | 0.00015648
|  |  |  | c_DK1 | 1196 | 0.00013567 |  |  |  |  | c_DK1_Central | 1196 | 0.00016064
|  |  |  | c_DK1 | 1197 | 0.00012788 |  |  |  |  | c_DK1_Central | 1197 | 0.00016114
|  |  |  | c_DK1 | 1198 | 0.00012034 |  |  |  |  | c_DK1_Central | 1198 | 0.00014631
|  |  |  | c_DK1 | 1199 | 0.00011275 |  |  |  |  | c_DK1_Central | 1199 | 0.00011632
|  |  |  | c_DK1 | 1200 | 0.00010672 |  |  |  |  | c_DK1_Central | 1200 | 8.6987e-05
|  |  |  | c_DK1 | 1201 | 0.0001004 |  |  |  |  | c_DK1_Central | 1201 | 7.4656e-05
|  |  |  | c_DK1 | 1202 | 9.7233e-05 |  |  |  |  | c_DK1_Central | 1202 | 8.1321e-05
|  |  |  | c_DK1 | 1203 | 9.7768e-05 |  |  |  |  | c_DK1_Central | 1203 | 8.1821e-05
|  |  |  | c_DK1 | 1204 | 9.7136e-05 |  |  |  |  | c_DK1_Central | 1204 | 8.9987e-05
|  |  |  | c_DK1 | 1205 | 0.00010064 |  |  |  |  | c_DK1_Central | 1205 | 0.00011998
|  |  |  | c_DK1 | 1206 | 0.00010735 |  |  |  |  | c_DK1_Central | 1206 | 0.00017914
|  |  |  | c_DK1 | 1207 | 0.0001217 |  |  |  |  | c_DK1_Central | 1207 | 0.00021014
|  |  |  | c_DK1 | 1208 | 0.00014014 |  |  |  |  | c_DK1_Central | 1208 | 0.00020747
|  |  |  | c_DK1 | 1209 | 0.00014515 |  |  |  |  | c_DK1_Central | 1209 | 0.00018764
|  |  |  | c_DK1 | 1210 | 0.00014374 |  |  |  |  | c_DK1_Central | 1210 | 0.00017631
|  |  |  | c_DK1 | 1211 | 0.00014423 |  |  |  |  | c_DK1_Central | 1211 | 0.00016581
|  |  |  | c_DK1 | 1212 | 0.0001433 |  |  |  |  | c_DK1_Central | 1212 | 0.00015848
|  |  |  | c_DK1 | 1213 | 0.00013907 |  |  |  |  | c_DK1_Central | 1213 | 0.00015398
|  |  |  | c_DK1 | 1214 | 0.00014019 |  |  |  |  | c_DK1_Central | 1214 | 0.00014415
|  |  |  | c_DK1 | 1215 | 0.00013751 |  |  |  |  | c_DK1_Central | 1215 | 0.00014265
|  |  |  | c_DK1 | 1216 | 0.00013416 |  |  |  |  | c_DK1_Central | 1216 | 0.00014098
|  |  |  | c_DK1 | 1217 | 0.00013552 |  |  |  |  | c_DK1_Central | 1217 | 0.00014548
|  |  |  | c_DK1 | 1218 | 0.00014797 |  |  |  |  | c_DK1_Central | 1218 | 0.00015464
|  |  |  | c_DK1 | 1219 | 0.00014744 |  |  |  |  | c_DK1_Central | 1219 | 0.00015714
|  |  |  | c_DK1 | 1220 | 0.00013776 |  |  |  |  | c_DK1_Central | 1220 | 0.00016148
|  |  |  | c_DK1 | 1221 | 0.00012973 |  |  |  |  | c_DK1_Central | 1221 | 0.00016164
|  |  |  | c_DK1 | 1222 | 0.00012117 |  |  |  |  | c_DK1_Central | 1222 | 0.00014698
|  |  |  | c_DK1 | 1223 | 0.00011387 |  |  |  |  | c_DK1_Central | 1223 | 0.00011682
|  |  |  | c_DK1 | 1224 | 0.00010682 |  |  |  |  | c_DK1_Central | 1224 | 8.7154e-05
|  |  |  | c_DK1 | 1225 | 9.6941e-05 |  |  |  |  | c_DK1_Central | 1225 | 7.4156e-05
|  |  |  | c_DK1 | 1226 | 9.3828e-05 |  |  |  |  | c_DK1_Central | 1226 | 8.0988e-05
|  |  |  | c_DK1 | 1227 | 9.4947e-05 |  |  |  |  | c_DK1_Central | 1227 | 8.1155e-05
|  |  |  | c_DK1 | 1228 | 9.4558e-05 |  |  |  |  | c_DK1_Central | 1228 | 8.9154e-05
|  |  |  | c_DK1 | 1229 | 9.6844e-05 |  |  |  |  | c_DK1_Central | 1229 | 0.00011898
|  |  |  | c_DK1 | 1230 | 0.00010721 |  |  |  |  | c_DK1_Central | 1230 | 0.00017781
|  |  |  | c_DK1 | 1231 | 0.00012248 |  |  |  |  | c_DK1_Central | 1231 | 0.00020847
|  |  |  | c_DK1 | 1232 | 0.00014024 |  |  |  |  | c_DK1_Central | 1232 | 0.0002058
|  |  |  | c_DK1 | 1233 | 0.00014569 |  |  |  |  | c_DK1_Central | 1233 | 0.00018581
|  |  |  | c_DK1 | 1234 | 0.00014491 |  |  |  |  | c_DK1_Central | 1234 | 0.00017497
|  |  |  | c_DK1 | 1235 | 0.00014515 |  |  |  |  | c_DK1_Central | 1235 | 0.00016431
|  |  |  | c_DK1 | 1236 | 0.00014559 |  |  |  |  | c_DK1_Central | 1236 | 0.00015748
|  |  |  | c_DK1 | 1237 | 0.00014262 |  |  |  |  | c_DK1_Central | 1237 | 0.00015264
|  |  |  | c_DK1 | 1238 | 0.00014165 |  |  |  |  | c_DK1_Central | 1238 | 0.00014298
|  |  |  | c_DK1 | 1239 | 0.00013868 |  |  |  |  | c_DK1_Central | 1239 | 0.00014148
|  |  |  | c_DK1 | 1240 | 0.00013445 |  |  |  |  | c_DK1_Central | 1240 | 0.00013965
|  |  |  | c_DK1 | 1241 | 0.00013484 |  |  |  |  | c_DK1_Central | 1241 | 0.00014415
|  |  |  | c_DK1 | 1242 | 0.00014569 |  |  |  |  | c_DK1_Central | 1242 | 0.00015298
|  |  |  | c_DK1 | 1243 | 0.00014608 |  |  |  |  | c_DK1_Central | 1243 | 0.00015548
|  |  |  | c_DK1 | 1244 | 0.00013605 |  |  |  |  | c_DK1_Central | 1244 | 0.00015998
|  |  |  | c_DK1 | 1245 | 0.00012774 |  |  |  |  | c_DK1_Central | 1245 | 0.00016014
|  |  |  | c_DK1 | 1246 | 0.00012117 |  |  |  |  | c_DK1_Central | 1246 | 0.00014548
|  |  |  | c_DK1 | 1247 | 0.00011587 |  |  |  |  | c_DK1_Central | 1247 | 0.00011565
|  |  |  | c_DK1 | 1248 | 0.00010954 |  |  |  |  | c_DK1_Central | 1248 | 8.6654e-05
|  |  |  | c_DK1 | 1249 | 9.7963e-05 |  |  |  |  | c_DK1_Central | 1249 | 8.8987e-05
|  |  |  | c_DK1 | 1250 | 9.3876e-05 |  |  |  |  | c_DK1_Central | 1250 | 9.4486e-05
|  |  |  | c_DK1 | 1251 | 9.4314e-05 |  |  |  |  | c_DK1_Central | 1251 | 9.5986e-05
|  |  |  | c_DK1 | 1252 | 9.6358e-05 |  |  |  |  | c_DK1_Central | 1252 | 0.00010182
|  |  |  | c_DK1 | 1253 | 9.6309e-05 |  |  |  |  | c_DK1_Central | 1253 | 0.00012715
|  |  |  | c_DK1 | 1254 | 0.00010356 |  |  |  |  | c_DK1_Central | 1254 | 0.00018997
|  |  |  | c_DK1 | 1255 | 0.0001219 |  |  |  |  | c_DK1_Central | 1255 | 0.00022247
|  |  |  | c_DK1 | 1256 | 0.00013941 |  |  |  |  | c_DK1_Central | 1256 | 0.0002213
|  |  |  | c_DK1 | 1257 | 0.00014452 |  |  |  |  | c_DK1_Central | 1257 | 0.00020197
|  |  |  | c_DK1 | 1258 | 0.00014384 |  |  |  |  | c_DK1_Central | 1258 | 0.00019464
|  |  |  | c_DK1 | 1259 | 0.0001471 |  |  |  |  | c_DK1_Central | 1259 | 0.00018464
|  |  |  | c_DK1 | 1260 | 0.00014364 |  |  |  |  | c_DK1_Central | 1260 | 0.00017731
|  |  |  | c_DK1 | 1261 | 0.00013659 |  |  |  |  | c_DK1_Central | 1261 | 0.00017197
|  |  |  | c_DK1 | 1262 | 0.00013202 |  |  |  |  | c_DK1_Central | 1262 | 0.00016331
|  |  |  | c_DK1 | 1263 | 0.00012885 |  |  |  |  | c_DK1_Central | 1263 | 0.00016114
|  |  |  | c_DK1 | 1264 | 0.0001218 |  |  |  |  | c_DK1_Central | 1264 | 0.00015914
|  |  |  | c_DK1 | 1265 | 0.00012122 |  |  |  |  | c_DK1_Central | 1265 | 0.00016414
|  |  |  | c_DK1 | 1266 | 0.0001327 |  |  |  |  | c_DK1_Central | 1266 | 0.00017197
|  |  |  | c_DK1 | 1267 | 0.00013829 |  |  |  |  | c_DK1_Central | 1267 | 0.00017364
|  |  |  | c_DK1 | 1268 | 0.00012764 |  |  |  |  | c_DK1_Central | 1268 | 0.00017631
|  |  |  | c_DK1 | 1269 | 0.00011801 |  |  |  |  | c_DK1_Central | 1269 | 0.00017497
|  |  |  | c_DK1 | 1270 | 0.00011202 |  |  |  |  | c_DK1_Central | 1270 | 0.00015998
|  |  |  | c_DK1 | 1271 | 0.00010657 |  |  |  |  | c_DK1_Central | 1271 | 0.00012965
|  |  |  | c_DK1 | 1272 | 0.00010181 |  |  |  |  | c_DK1_Central | 1272 | 9.9319e-05
|  |  |  | c_DK1 | 1273 | 9.2806e-05 |  |  |  |  | c_DK1_Central | 1273 | 9.4819e-05
|  |  |  | c_DK1 | 1274 | 9.0374e-05 |  |  |  |  | c_DK1_Central | 1274 | 9.6486e-05
|  |  |  | c_DK1 | 1275 | 8.9206e-05 |  |  |  |  | c_DK1_Central | 1275 | 9.5986e-05
|  |  |  | c_DK1 | 1276 | 8.9693e-05 |  |  |  |  | c_DK1_Central | 1276 | 0.00010465
|  |  |  | c_DK1 | 1277 | 9.1541e-05 |  |  |  |  | c_DK1_Central | 1277 | 0.00012998
|  |  |  | c_DK1 | 1278 | 9.4412e-05 |  |  |  |  | c_DK1_Central | 1278 | 0.00018897
|  |  |  | c_DK1 | 1279 | 9.8352e-05 |  |  |  |  | c_DK1_Central | 1279 | 0.00022713
|  |  |  | c_DK1 | 1280 | 0.00010468 |  |  |  |  | c_DK1_Central | 1280 | 0.00022213
|  |  |  | c_DK1 | 1281 | 0.0001127 |  |  |  |  | c_DK1_Central | 1281 | 0.0002023
|  |  |  | c_DK1 | 1282 | 0.0001184 |  |  |  |  | c_DK1_Central | 1282 | 0.0001933
|  |  |  | c_DK1 | 1283 | 0.00011883 |  |  |  |  | c_DK1_Central | 1283 | 0.00018697
|  |  |  | c_DK1 | 1284 | 0.00011591 |  |  |  |  | c_DK1_Central | 1284 | 0.00017747
|  |  |  | c_DK1 | 1285 | 0.00011324 |  |  |  |  | c_DK1_Central | 1285 | 0.00017164
|  |  |  | c_DK1 | 1286 | 0.00010978 |  |  |  |  | c_DK1_Central | 1286 | 0.00016181
|  |  |  | c_DK1 | 1287 | 0.00010818 |  |  |  |  | c_DK1_Central | 1287 | 0.00016581
|  |  |  | c_DK1 | 1288 | 0.00010657 |  |  |  |  | c_DK1_Central | 1288 | 0.00016298
|  |  |  | c_DK1 | 1289 | 0.00010847 |  |  |  |  | c_DK1_Central | 1289 | 0.00016864
|  |  |  | c_DK1 | 1290 | 0.00011956 |  |  |  |  | c_DK1_Central | 1290 | 0.00017464
|  |  |  | c_DK1 | 1291 | 0.00012404 |  |  |  |  | c_DK1_Central | 1291 | 0.00017681
|  |  |  | c_DK1 | 1292 | 0.00011694 |  |  |  |  | c_DK1_Central | 1292 | 0.00017681
|  |  |  | c_DK1 | 1293 | 0.00010993 |  |  |  |  | c_DK1_Central | 1293 | 0.00017481
|  |  |  | c_DK1 | 1294 | 0.00010487 |  |  |  |  | c_DK1_Central | 1294 | 0.00016348
|  |  |  | c_DK1 | 1295 | 9.8839e-05 |  |  |  |  | c_DK1_Central | 1295 | 0.00013248
|  |  |  | c_DK1 | 1296 | 9.3536e-05 |  |  |  |  | c_DK1_Central | 1296 | 0.00010198
|  |  |  | c_DK1 | 1297 | 9.0277e-05 |  |  |  |  | c_DK1_Central | 1297 | 9.0487e-05
|  |  |  | c_DK1 | 1298 | 8.7504e-05 |  |  |  |  | c_DK1_Central | 1298 | 9.6652e-05
|  |  |  | c_DK1 | 1299 | 8.585e-05 |  |  |  |  | c_DK1_Central | 1299 | 9.7652e-05
|  |  |  | c_DK1 | 1300 | 8.6336e-05 |  |  |  |  | c_DK1_Central | 1300 | 0.00011098
|  |  |  | c_DK1 | 1301 | 8.7163e-05 |  |  |  |  | c_DK1_Central | 1301 | 0.00014198
|  |  |  | c_DK1 | 1302 | 8.7114e-05 |  |  |  |  | c_DK1_Central | 1302 | 0.00019864
|  |  |  | c_DK1 | 1303 | 9.3876e-05 |  |  |  |  | c_DK1_Central | 1303 | 0.00020814
|  |  |  | c_DK1 | 1304 | 0.00010015 |  |  |  |  | c_DK1_Central | 1304 | 0.00020547
|  |  |  | c_DK1 | 1305 | 0.00010818 |  |  |  |  | c_DK1_Central | 1305 | 0.00018631
|  |  |  | c_DK1 | 1306 | 0.00011115 |  |  |  |  | c_DK1_Central | 1306 | 0.00017881
|  |  |  | c_DK1 | 1307 | 0.00011042 |  |  |  |  | c_DK1_Central | 1307 | 0.00017114
|  |  |  | c_DK1 | 1308 | 0.00011071 |  |  |  |  | c_DK1_Central | 1308 | 0.00016581
|  |  |  | c_DK1 | 1309 | 0.00010949 |  |  |  |  | c_DK1_Central | 1309 | 0.00016181
|  |  |  | c_DK1 | 1310 | 0.00010643 |  |  |  |  | c_DK1_Central | 1310 | 0.00015448
|  |  |  | c_DK1 | 1311 | 0.00010511 |  |  |  |  | c_DK1_Central | 1311 | 0.00015514
|  |  |  | c_DK1 | 1312 | 0.00010453 |  |  |  |  | c_DK1_Central | 1312 | 0.00015431
|  |  |  | c_DK1 | 1313 | 0.00010803 |  |  |  |  | c_DK1_Central | 1313 | 0.00015898
|  |  |  | c_DK1 | 1314 | 0.00012073 |  |  |  |  | c_DK1_Central | 1314 | 0.00016881
|  |  |  | c_DK1 | 1315 | 0.00012545 |  |  |  |  | c_DK1_Central | 1315 | 0.00017231
|  |  |  | c_DK1 | 1316 | 0.00011835 |  |  |  |  | c_DK1_Central | 1316 | 0.00017347
|  |  |  | c_DK1 | 1317 | 0.00011003 |  |  |  |  | c_DK1_Central | 1317 | 0.00017281
|  |  |  | c_DK1 | 1318 | 0.00010385 |  |  |  |  | c_DK1_Central | 1318 | 0.00016148
|  |  |  | c_DK1 | 1319 | 9.7185e-05 |  |  |  |  | c_DK1_Central | 1319 | 0.00013031
|  |  |  | c_DK1 | 1320 | 9.3049e-05 |  |  |  |  | c_DK1_Central | 1320 | 0.00010332
|  |  |  | c_DK1 | 1321 | 9.0131e-05 |  |  |  |  | c_DK1_Central | 1321 | 8.7487e-05
|  |  |  | c_DK1 | 1322 | 8.8622e-05 |  |  |  |  | c_DK1_Central | 1322 | 9.332e-05
|  |  |  | c_DK1 | 1323 | 8.9206e-05 |  |  |  |  | c_DK1_Central | 1323 | 9.4819e-05
|  |  |  | c_DK1 | 1324 | 9.1006e-05 |  |  |  |  | c_DK1_Central | 1324 | 0.00010198
|  |  |  | c_DK1 | 1325 | 9.2952e-05 |  |  |  |  | c_DK1_Central | 1325 | 0.00012831
|  |  |  | c_DK1 | 1326 | 0.00010147 |  |  |  |  | c_DK1_Central | 1326 | 0.00019147
|  |  |  | c_DK1 | 1327 | 0.00012209 |  |  |  |  | c_DK1_Central | 1327 | 0.00022147
|  |  |  | c_DK1 | 1328 | 0.00014126 |  |  |  |  | c_DK1_Central | 1328 | 0.00021763
|  |  |  | c_DK1 | 1329 | 0.00014535 |  |  |  |  | c_DK1_Central | 1329 | 0.00019664
|  |  |  | c_DK1 | 1330 | 0.00014457 |  |  |  |  | c_DK1_Central | 1330 | 0.00018964
|  |  |  | c_DK1 | 1331 | 0.00014588 |  |  |  |  | c_DK1_Central | 1331 | 0.00018081
|  |  |  | c_DK1 | 1332 | 0.00014359 |  |  |  |  | c_DK1_Central | 1332 | 0.00017347
|  |  |  | c_DK1 | 1333 | 0.00013965 |  |  |  |  | c_DK1_Central | 1333 | 0.00016848
|  |  |  | c_DK1 | 1334 | 0.00013902 |  |  |  |  | c_DK1_Central | 1334 | 0.00015981
|  |  |  | c_DK1 | 1335 | 0.00013401 |  |  |  |  | c_DK1_Central | 1335 | 0.00015898
|  |  |  | c_DK1 | 1336 | 0.00012856 |  |  |  |  | c_DK1_Central | 1336 | 0.00015748
|  |  |  | c_DK1 | 1337 | 0.00012929 |  |  |  |  | c_DK1_Central | 1337 | 0.00016248
|  |  |  | c_DK1 | 1338 | 0.0001397 |  |  |  |  | c_DK1_Central | 1338 | 0.00017064
|  |  |  | c_DK1 | 1339 | 0.00014359 |  |  |  |  | c_DK1_Central | 1339 | 0.00017214
|  |  |  | c_DK1 | 1340 | 0.0001345 |  |  |  |  | c_DK1_Central | 1340 | 0.00017447
|  |  |  | c_DK1 | 1341 | 0.00012389 |  |  |  |  | c_DK1_Central | 1341 | 0.00017314
|  |  |  | c_DK1 | 1342 | 0.00011591 |  |  |  |  | c_DK1_Central | 1342 | 0.00015831
|  |  |  | c_DK1 | 1343 | 0.00010682 |  |  |  |  | c_DK1_Central | 1343 | 0.00012865
|  |  |  | c_DK1 | 1344 | 9.913e-05 |  |  |  |  | c_DK1_Central | 1344 | 9.9152e-05
|  |  |  | c_DK1 | 1345 | 9.6017e-05 |  |  |  |  | c_DK1_Central | 1345 | 7.7322e-05
|  |  |  | c_DK1 | 1346 | 9.3049e-05 |  |  |  |  | c_DK1_Central | 1346 | 8.4154e-05
|  |  |  | c_DK1 | 1347 | 9.1833e-05 |  |  |  |  | c_DK1_Central | 1347 | 8.4821e-05
|  |  |  | c_DK1 | 1348 | 9.2855e-05 |  |  |  |  | c_DK1_Central | 1348 | 9.282e-05
|  |  |  | c_DK1 | 1349 | 9.5774e-05 |  |  |  |  | c_DK1_Central | 1349 | 0.00012282
|  |  |  | c_DK1 | 1350 | 0.00010292 |  |  |  |  | c_DK1_Central | 1350 | 0.00018281
|  |  |  | c_DK1 | 1351 | 0.00012049 |  |  |  |  | c_DK1_Central | 1351 | 0.00021397
|  |  |  | c_DK1 | 1352 | 0.00013897 |  |  |  |  | c_DK1_Central | 1352 | 0.00021114
|  |  |  | c_DK1 | 1353 | 0.00014486 |  |  |  |  | c_DK1_Central | 1353 | 0.00019131
|  |  |  | c_DK1 | 1354 | 0.00014189 |  |  |  |  | c_DK1_Central | 1354 | 0.00018064
|  |  |  | c_DK1 | 1355 | 0.00014194 |  |  |  |  | c_DK1_Central | 1355 | 0.00016981
|  |  |  | c_DK1 | 1356 | 0.00014029 |  |  |  |  | c_DK1_Central | 1356 | 0.00016281
|  |  |  | c_DK1 | 1357 | 0.00013669 |  |  |  |  | c_DK1_Central | 1357 | 0.00015798
|  |  |  | c_DK1 | 1358 | 0.00013445 |  |  |  |  | c_DK1_Central | 1358 | 0.00014798
|  |  |  | c_DK1 | 1359 | 0.00013182 |  |  |  |  | c_DK1_Central | 1359 | 0.00014681
|  |  |  | c_DK1 | 1360 | 0.0001273 |  |  |  |  | c_DK1_Central | 1360 | 0.00014498
|  |  |  | c_DK1 | 1361 | 0.00012686 |  |  |  |  | c_DK1_Central | 1361 | 0.00014948
|  |  |  | c_DK1 | 1362 | 0.00013567 |  |  |  |  | c_DK1_Central | 1362 | 0.00015848
|  |  |  | c_DK1 | 1363 | 0.00013902 |  |  |  |  | c_DK1_Central | 1363 | 0.00016064
|  |  |  | c_DK1 | 1364 | 0.00013168 |  |  |  |  | c_DK1_Central | 1364 | 0.00016481
|  |  |  | c_DK1 | 1365 | 0.0001237 |  |  |  |  | c_DK1_Central | 1365 | 0.00016481
|  |  |  | c_DK1 | 1366 | 0.00011509 |  |  |  |  | c_DK1_Central | 1366 | 0.00014964
|  |  |  | c_DK1 | 1367 | 0.00010769 |  |  |  |  | c_DK1_Central | 1367 | 0.00011948
|  |  |  | c_DK1 | 1368 | 0.00010049 |  |  |  |  | c_DK1_Central | 1368 | 8.9987e-05
|  |  |  | c_DK1 | 1369 | 9.339e-05 |  |  |  |  | c_DK1_Central | 1369 | 7.3156e-05
|  |  |  | c_DK1 | 1370 | 9.1201e-05 |  |  |  |  | c_DK1_Central | 1370 | 7.9988e-05
|  |  |  | c_DK1 | 1371 | 9.0617e-05 |  |  |  |  | c_DK1_Central | 1371 | 8.0322e-05
|  |  |  | c_DK1 | 1372 | 9.159e-05 |  |  |  |  | c_DK1_Central | 1372 | 8.832e-05
|  |  |  | c_DK1 | 1373 | 9.446e-05 |  |  |  |  | c_DK1_Central | 1373 | 0.00011815
|  |  |  | c_DK1 | 1374 | 0.0001019 |  |  |  |  | c_DK1_Central | 1374 | 0.00017647
|  |  |  | c_DK1 | 1375 | 0.00012302 |  |  |  |  | c_DK1_Central | 1375 | 0.00020697
|  |  |  | c_DK1 | 1376 | 0.00014136 |  |  |  |  | c_DK1_Central | 1376 | 0.0002043
|  |  |  | c_DK1 | 1377 | 0.00014369 |  |  |  |  | c_DK1_Central | 1377 | 0.00018447
|  |  |  | c_DK1 | 1378 | 0.00013931 |  |  |  |  | c_DK1_Central | 1378 | 0.00017347
|  |  |  | c_DK1 | 1379 | 0.0001397 |  |  |  |  | c_DK1_Central | 1379 | 0.00016298
|  |  |  | c_DK1 | 1380 | 0.00013601 |  |  |  |  | c_DK1_Central | 1380 | 0.00015581
|  |  |  | c_DK1 | 1381 | 0.0001325 |  |  |  |  | c_DK1_Central | 1381 | 0.00015148
|  |  |  | c_DK1 | 1382 | 0.00013158 |  |  |  |  | c_DK1_Central | 1382 | 0.00014148
|  |  |  | c_DK1 | 1383 | 0.00012827 |  |  |  |  | c_DK1_Central | 1383 | 0.00014031
|  |  |  | c_DK1 | 1384 | 0.00012457 |  |  |  |  | c_DK1_Central | 1384 | 0.00013865
|  |  |  | c_DK1 | 1385 | 0.00012574 |  |  |  |  | c_DK1_Central | 1385 | 0.00014265
|  |  |  | c_DK1 | 1386 | 0.00013528 |  |  |  |  | c_DK1_Central | 1386 | 0.00015181
|  |  |  | c_DK1 | 1387 | 0.00013824 |  |  |  |  | c_DK1_Central | 1387 | 0.00015448
|  |  |  | c_DK1 | 1388 | 0.0001307 |  |  |  |  | c_DK1_Central | 1388 | 0.00015898
|  |  |  | c_DK1 | 1389 | 0.00012127 |  |  |  |  | c_DK1_Central | 1389 | 0.00015914
|  |  |  | c_DK1 | 1390 | 0.00011402 |  |  |  |  | c_DK1_Central | 1390 | 0.00014448
|  |  |  | c_DK1 | 1391 | 0.00010643 |  |  |  |  | c_DK1_Central | 1391 | 0.00011482
|  |  |  | c_DK1 | 1392 | 9.9228e-05 |  |  |  |  | c_DK1_Central | 1392 | 8.5654e-05
|  |  |  | c_DK1 | 1393 | 9.3585e-05 |  |  |  |  | c_DK1_Central | 1393 | 7.5989e-05
|  |  |  | c_DK1 | 1394 | 8.8428e-05 |  |  |  |  | c_DK1_Central | 1394 | 8.2821e-05
|  |  |  | c_DK1 | 1395 | 8.7601e-05 |  |  |  |  | c_DK1_Central | 1395 | 8.3154e-05
|  |  |  | c_DK1 | 1396 | 8.9206e-05 |  |  |  |  | c_DK1_Central | 1396 | 9.132e-05
|  |  |  | c_DK1 | 1397 | 9.3049e-05 |  |  |  |  | c_DK1_Central | 1397 | 0.00012165
|  |  |  | c_DK1 | 1398 | 0.00010156 |  |  |  |  | c_DK1_Central | 1398 | 0.00018164
|  |  |  | c_DK1 | 1399 | 0.00012141 |  |  |  |  | c_DK1_Central | 1399 | 0.00021297
|  |  |  | c_DK1 | 1400 | 0.00013742 |  |  |  |  | c_DK1_Central | 1400 | 0.0002103
|  |  |  | c_DK1 | 1401 | 0.00014145 |  |  |  |  | c_DK1_Central | 1401 | 0.00019014
|  |  |  | c_DK1 | 1402 | 0.00014111 |  |  |  |  | c_DK1_Central | 1402 | 0.00017881
|  |  |  | c_DK1 | 1403 | 0.00014204 |  |  |  |  | c_DK1_Central | 1403 | 0.00016798
|  |  |  | c_DK1 | 1404 | 0.00013868 |  |  |  |  | c_DK1_Central | 1404 | 0.00016064
|  |  |  | c_DK1 | 1405 | 0.00013552 |  |  |  |  | c_DK1_Central | 1405 | 0.00015598
|  |  |  | c_DK1 | 1406 | 0.00013455 |  |  |  |  | c_DK1_Central | 1406 | 0.00014598
|  |  |  | c_DK1 | 1407 | 0.00013114 |  |  |  |  | c_DK1_Central | 1407 | 0.00014465
|  |  |  | c_DK1 | 1408 | 0.00012574 |  |  |  |  | c_DK1_Central | 1408 | 0.00014281
|  |  |  | c_DK1 | 1409 | 0.00012545 |  |  |  |  | c_DK1_Central | 1409 | 0.00014748
|  |  |  | c_DK1 | 1410 | 0.00013445 |  |  |  |  | c_DK1_Central | 1410 | 0.00015681
|  |  |  | c_DK1 | 1411 | 0.00013766 |  |  |  |  | c_DK1_Central | 1411 | 0.00015931
|  |  |  | c_DK1 | 1412 | 0.00013065 |  |  |  |  | c_DK1_Central | 1412 | 0.00016364
|  |  |  | c_DK1 | 1413 | 0.00012175 |  |  |  |  | c_DK1_Central | 1413 | 0.00016381
|  |  |  | c_DK1 | 1414 | 0.0001148 |  |  |  |  | c_DK1_Central | 1414 | 0.00014881
|  |  |  | c_DK1 | 1415 | 0.00010662 |  |  |  |  | c_DK1_Central | 1415 | 0.00011848
|  |  |  | c_DK1 | 1416 | 9.8741e-05 |  |  |  |  | c_DK1_Central | 1416 | 8.8654e-05
|  |  |  | c_DK1 | 1417 | 9.1882e-05 |  |  |  |  | c_DK1_Central | 1417 | 8.8487e-05
|  |  |  | c_DK1 | 1418 | 9.0471e-05 |  |  |  |  | c_DK1_Central | 1418 | 9.4153e-05
|  |  |  | c_DK1 | 1419 | 9.1152e-05 |  |  |  |  | c_DK1_Central | 1419 | 9.5486e-05
|  |  |  | c_DK1 | 1420 | 9.2758e-05 |  |  |  |  | c_DK1_Central | 1420 | 0.00010132
|  |  |  | c_DK1 | 1421 | 9.5628e-05 |  |  |  |  | c_DK1_Central | 1421 | 0.00012715
|  |  |  | c_DK1 | 1422 | 0.00010346 |  |  |  |  | c_DK1_Central | 1422 | 0.00018947
|  |  |  | c_DK1 | 1423 | 0.00012175 |  |  |  |  | c_DK1_Central | 1423 | 0.00022197
|  |  |  | c_DK1 | 1424 | 0.00013834 |  |  |  |  | c_DK1_Central | 1424 | 0.0002208
|  |  |  | c_DK1 | 1425 | 0.00014272 |  |  |  |  | c_DK1_Central | 1425 | 0.00020164
|  |  |  | c_DK1 | 1426 | 0.00014116 |  |  |  |  | c_DK1_Central | 1426 | 0.00019414
|  |  |  | c_DK1 | 1427 | 0.00014106 |  |  |  |  | c_DK1_Central | 1427 | 0.00018414
|  |  |  | c_DK1 | 1428 | 0.00013868 |  |  |  |  | c_DK1_Central | 1428 | 0.00017681
|  |  |  | c_DK1 | 1429 | 0.00013158 |  |  |  |  | c_DK1_Central | 1429 | 0.00017164
|  |  |  | c_DK1 | 1430 | 0.00012545 |  |  |  |  | c_DK1_Central | 1430 | 0.00016264
|  |  |  | c_DK1 | 1431 | 0.00011947 |  |  |  |  | c_DK1_Central | 1431 | 0.00016064
|  |  |  | c_DK1 | 1432 | 0.00011538 |  |  |  |  | c_DK1_Central | 1432 | 0.00015864
|  |  |  | c_DK1 | 1433 | 0.00011645 |  |  |  |  | c_DK1_Central | 1433 | 0.00016348
|  |  |  | c_DK1 | 1434 | 0.00012491 |  |  |  |  | c_DK1_Central | 1434 | 0.00017164
|  |  |  | c_DK1 | 1435 | 0.00012968 |  |  |  |  | c_DK1_Central | 1435 | 0.00017314
|  |  |  | c_DK1 | 1436 | 0.00012165 |  |  |  |  | c_DK1_Central | 1436 | 0.00017597
|  |  |  | c_DK1 | 1437 | 0.00011484 |  |  |  |  | c_DK1_Central | 1437 | 0.00017431
|  |  |  | c_DK1 | 1438 | 0.00010725 |  |  |  |  | c_DK1_Central | 1438 | 0.00015981
|  |  |  | c_DK1 | 1439 | 0.00010064 |  |  |  |  | c_DK1_Central | 1439 | 0.00012915
|  |  |  | c_DK1 | 1440 | 9.446e-05 |  |  |  |  | c_DK1_Central | 1440 | 9.8985e-05
|  |  |  | c_DK1 | 1441 | 8.9255e-05 |  |  |  |  | c_DK1_Central | 1441 | 9.3986e-05
|  |  |  | c_DK1 | 1442 | 8.5509e-05 |  |  |  |  | c_DK1_Central | 1442 | 9.5819e-05
|  |  |  | c_DK1 | 1443 | 8.4147e-05 |  |  |  |  | c_DK1_Central | 1443 | 9.5319e-05
|  |  |  | c_DK1 | 1444 | 8.799e-05 |  |  |  |  | c_DK1_Central | 1444 | 0.00010382
|  |  |  | c_DK1 | 1445 | 8.9109e-05 |  |  |  |  | c_DK1_Central | 1445 | 0.00012898
|  |  |  | c_DK1 | 1446 | 9.1201e-05 |  |  |  |  | c_DK1_Central | 1446 | 0.00018764
|  |  |  | c_DK1 | 1447 | 9.7622e-05 |  |  |  |  | c_DK1_Central | 1447 | 0.00022563
|  |  |  | c_DK1 | 1448 | 0.00010458 |  |  |  |  | c_DK1_Central | 1448 | 0.0002208
|  |  |  | c_DK1 | 1449 | 0.00011319 |  |  |  |  | c_DK1_Central | 1449 | 0.00020097
|  |  |  | c_DK1 | 1450 | 0.00012 |  |  |  |  | c_DK1_Central | 1450 | 0.00019197
|  |  |  | c_DK1 | 1451 | 0.00011898 |  |  |  |  | c_DK1_Central | 1451 | 0.00018581
|  |  |  | c_DK1 | 1452 | 0.00011543 |  |  |  |  | c_DK1_Central | 1452 | 0.00017647
|  |  |  | c_DK1 | 1453 | 0.00011251 |  |  |  |  | c_DK1_Central | 1453 | 0.00017047
|  |  |  | c_DK1 | 1454 | 0.00011066 |  |  |  |  | c_DK1_Central | 1454 | 0.00016081
|  |  |  | c_DK1 | 1455 | 0.0001093 |  |  |  |  | c_DK1_Central | 1455 | 0.00016448
|  |  |  | c_DK1 | 1456 | 0.00010881 |  |  |  |  | c_DK1_Central | 1456 | 0.00016198
|  |  |  | c_DK1 | 1457 | 0.00011231 |  |  |  |  | c_DK1_Central | 1457 | 0.00016764
|  |  |  | c_DK1 | 1458 | 0.00012268 |  |  |  |  | c_DK1_Central | 1458 | 0.00017331
|  |  |  | c_DK1 | 1459 | 0.00012642 |  |  |  |  | c_DK1_Central | 1459 | 0.00017564
|  |  |  | c_DK1 | 1460 | 0.00011791 |  |  |  |  | c_DK1_Central | 1460 | 0.00017564
|  |  |  | c_DK1 | 1461 | 0.00011017 |  |  |  |  | c_DK1_Central | 1461 | 0.00017364
|  |  |  | c_DK1 | 1462 | 0.00010385 |  |  |  |  | c_DK1_Central | 1462 | 0.00016231
|  |  |  | c_DK1 | 1463 | 9.6698e-05 |  |  |  |  | c_DK1_Central | 1463 | 0.00013148
|  |  |  | c_DK1 | 1464 | 9.0909e-05 |  |  |  |  | c_DK1_Central | 1464 | 0.00010115
|  |  |  | c_DK1 | 1465 | 9.1785e-05 |  |  |  |  | c_DK1_Central | 1465 | 8.3488e-05
|  |  |  | c_DK1 | 1466 | 8.9449e-05 |  |  |  |  | c_DK1_Central | 1466 | 9.0987e-05
|  |  |  | c_DK1 | 1467 | 8.9304e-05 |  |  |  |  | c_DK1_Central | 1467 | 9.0987e-05
|  |  |  | c_DK1 | 1468 | 8.9352e-05 |  |  |  |  | c_DK1_Central | 1468 | 0.00010448
|  |  |  | c_DK1 | 1469 | 9.0666e-05 |  |  |  |  | c_DK1_Central | 1469 | 0.00013548
|  |  |  | c_DK1 | 1470 | 9.1785e-05 |  |  |  |  | c_DK1_Central | 1470 | 0.00019064
|  |  |  | c_DK1 | 1471 | 9.5871e-05 |  |  |  |  | c_DK1_Central | 1471 | 0.00019947
|  |  |  | c_DK1 | 1472 | 0.00010074 |  |  |  |  | c_DK1_Central | 1472 | 0.00019714
|  |  |  | c_DK1 | 1473 | 0.00011183 |  |  |  |  | c_DK1_Central | 1473 | 0.00017647
|  |  |  | c_DK1 | 1474 | 0.00011582 |  |  |  |  | c_DK1_Central | 1474 | 0.00016881
|  |  |  | c_DK1 | 1475 | 0.00011737 |  |  |  |  | c_DK1_Central | 1475 | 0.00016081
|  |  |  | c_DK1 | 1476 | 0.00011484 |  |  |  |  | c_DK1_Central | 1476 | 0.00015548
|  |  |  | c_DK1 | 1477 | 0.00011309 |  |  |  |  | c_DK1_Central | 1477 | 0.00015181
|  |  |  | c_DK1 | 1478 | 0.00011008 |  |  |  |  | c_DK1_Central | 1478 | 0.00014415
|  |  |  | c_DK1 | 1479 | 0.00010823 |  |  |  |  | c_DK1_Central | 1479 | 0.00014481
|  |  |  | c_DK1 | 1480 | 0.0001091 |  |  |  |  | c_DK1_Central | 1480 | 0.00014315
|  |  |  | c_DK1 | 1481 | 0.00011241 |  |  |  |  | c_DK1_Central | 1481 | 0.00014914
|  |  |  | c_DK1 | 1482 | 0.00012423 |  |  |  |  | c_DK1_Central | 1482 | 0.00015881
|  |  |  | c_DK1 | 1483 | 0.00012871 |  |  |  |  | c_DK1_Central | 1483 | 0.00016231
|  |  |  | c_DK1 | 1484 | 0.00012029 |  |  |  |  | c_DK1_Central | 1484 | 0.00016481
|  |  |  | c_DK1 | 1485 | 0.00011197 |  |  |  |  | c_DK1_Central | 1485 | 0.00016498
|  |  |  | c_DK1 | 1486 | 0.00010541 |  |  |  |  | c_DK1_Central | 1486 | 0.00015364
|  |  |  | c_DK1 | 1487 | 9.9763e-05 |  |  |  |  | c_DK1_Central | 1487 | 0.00012415
|  |  |  | c_DK1 | 1488 | 9.5579e-05 |  |  |  |  | c_DK1_Central | 1488 | 9.6486e-05
|  |  |  | c_DK1 | 1489 | 9.0617e-05 |  |  |  |  | c_DK1_Central | 1489 | 7.4989e-05
|  |  |  | c_DK1 | 1490 | 9.0617e-05 |  |  |  |  | c_DK1_Central | 1490 | 8.2488e-05
|  |  |  | c_DK1 | 1491 | 9.3487e-05 |  |  |  |  | c_DK1_Central | 1491 | 8.2821e-05
|  |  |  | c_DK1 | 1492 | 9.4752e-05 |  |  |  |  | c_DK1_Central | 1492 | 9.0987e-05
|  |  |  | c_DK1 | 1493 | 9.6893e-05 |  |  |  |  | c_DK1_Central | 1493 | 0.00012065
|  |  |  | c_DK1 | 1494 | 0.00010307 |  |  |  |  | c_DK1_Central | 1494 | 0.00017981
|  |  |  | c_DK1 | 1495 | 0.00012165 |  |  |  |  | c_DK1_Central | 1495 | 0.00020964
|  |  |  | c_DK1 | 1496 | 0.0001398 |  |  |  |  | c_DK1_Central | 1496 | 0.0002073
|  |  |  | c_DK1 | 1497 | 0.00014335 |  |  |  |  | c_DK1_Central | 1497 | 0.00018414
|  |  |  | c_DK1 | 1498 | 0.00014398 |  |  |  |  | c_DK1_Central | 1498 | 0.00017397
|  |  |  | c_DK1 | 1499 | 0.00014719 |  |  |  |  | c_DK1_Central | 1499 | 0.00016414
|  |  |  | c_DK1 | 1500 | 0.00014744 |  |  |  |  | c_DK1_Central | 1500 | 0.00015631
|  |  |  | c_DK1 | 1501 | 0.00014369 |  |  |  |  | c_DK1_Central | 1501 | 0.00015248
|  |  |  | c_DK1 | 1502 | 0.00014194 |  |  |  |  | c_DK1_Central | 1502 | 0.00014231
|  |  |  | c_DK1 | 1503 | 0.00013868 |  |  |  |  | c_DK1_Central | 1503 | 0.00014148
|  |  |  | c_DK1 | 1504 | 0.0001344 |  |  |  |  | c_DK1_Central | 1504 | 0.00014015
|  |  |  | c_DK1 | 1505 | 0.00013382 |  |  |  |  | c_DK1_Central | 1505 | 0.00014598
|  |  |  | c_DK1 | 1506 | 0.00014301 |  |  |  |  | c_DK1_Central | 1506 | 0.00015464
|  |  |  | c_DK1 | 1507 | 0.00014394 |  |  |  |  | c_DK1_Central | 1507 | 0.00015881
|  |  |  | c_DK1 | 1508 | 0.00013785 |  |  |  |  | c_DK1_Central | 1508 | 0.00016314
|  |  |  | c_DK1 | 1509 | 0.00012769 |  |  |  |  | c_DK1_Central | 1509 | 0.00016364
|  |  |  | c_DK1 | 1510 | 0.00011976 |  |  |  |  | c_DK1_Central | 1510 | 0.00014864
|  |  |  | c_DK1 | 1511 | 0.00011231 |  |  |  |  | c_DK1_Central | 1511 | 0.00011898
|  |  |  | c_DK1 | 1512 | 0.00010507 |  |  |  |  | c_DK1_Central | 1512 | 8.882e-05
|  |  |  | c_DK1 | 1513 | 0.00010122 |  |  |  |  | c_DK1_Central | 1513 | 7.8988e-05
|  |  |  | c_DK1 | 1514 | 9.8255e-05 |  |  |  |  | c_DK1_Central | 1514 | 8.5821e-05
|  |  |  | c_DK1 | 1515 | 9.6066e-05 |  |  |  |  | c_DK1_Central | 1515 | 8.6321e-05
|  |  |  | c_DK1 | 1516 | 9.626e-05 |  |  |  |  | c_DK1_Central | 1516 | 9.4153e-05
|  |  |  | c_DK1 | 1517 | 9.9909e-05 |  |  |  |  | c_DK1_Central | 1517 | 0.00012332
|  |  |  | c_DK1 | 1518 | 0.00010993 |  |  |  |  | c_DK1_Central | 1518 | 0.00018397
|  |  |  | c_DK1 | 1519 | 0.00012696 |  |  |  |  | c_DK1_Central | 1519 | 0.00021497
|  |  |  | c_DK1 | 1520 | 0.00014447 |  |  |  |  | c_DK1_Central | 1520 | 0.00021214
|  |  |  | c_DK1 | 1521 | 0.00014934 |  |  |  |  | c_DK1_Central | 1521 | 0.00019231
|  |  |  | c_DK1 | 1522 | 0.00014661 |  |  |  |  | c_DK1_Central | 1522 | 0.00018214
|  |  |  | c_DK1 | 1523 | 0.00014788 |  |  |  |  | c_DK1_Central | 1523 | 0.00017181
|  |  |  | c_DK1 | 1524 | 0.00014632 |  |  |  |  | c_DK1_Central | 1524 | 0.00016464
|  |  |  | c_DK1 | 1525 | 0.00014189 |  |  |  |  | c_DK1_Central | 1525 | 0.00015998
|  |  |  | c_DK1 | 1526 | 0.00014141 |  |  |  |  | c_DK1_Central | 1526 | 0.00014998
|  |  |  | c_DK1 | 1527 | 0.00013659 |  |  |  |  | c_DK1_Central | 1527 | 0.00014881
|  |  |  | c_DK1 | 1528 | 0.00013425 |  |  |  |  | c_DK1_Central | 1528 | 0.00014698
|  |  |  | c_DK1 | 1529 | 0.00013411 |  |  |  |  | c_DK1_Central | 1529 | 0.00015148
|  |  |  | c_DK1 | 1530 | 0.00014097 |  |  |  |  | c_DK1_Central | 1530 | 0.00016014
|  |  |  | c_DK1 | 1531 | 0.00014233 |  |  |  |  | c_DK1_Central | 1531 | 0.00016231
|  |  |  | c_DK1 | 1532 | 0.00013591 |  |  |  |  | c_DK1_Central | 1532 | 0.00016614
|  |  |  | c_DK1 | 1533 | 0.00012662 |  |  |  |  | c_DK1_Central | 1533 | 0.00016581
|  |  |  | c_DK1 | 1534 | 0.00011849 |  |  |  |  | c_DK1_Central | 1534 | 0.00015081
|  |  |  | c_DK1 | 1535 | 0.00011056 |  |  |  |  | c_DK1_Central | 1535 | 0.00012065
|  |  |  | c_DK1 | 1536 | 0.00010375 |  |  |  |  | c_DK1_Central | 1536 | 9.132e-05
|  |  |  | c_DK1 | 1537 | 9.5141e-05 |  |  |  |  | c_DK1_Central | 1537 | 7.9488e-05
|  |  |  | c_DK1 | 1538 | 9.2368e-05 |  |  |  |  | c_DK1_Central | 1538 | 8.6154e-05
|  |  |  | c_DK1 | 1539 | 9.1785e-05 |  |  |  |  | c_DK1_Central | 1539 | 8.6987e-05
|  |  |  | c_DK1 | 1540 | 9.3487e-05 |  |  |  |  | c_DK1_Central | 1540 | 9.4653e-05
|  |  |  | c_DK1 | 1541 | 9.5968e-05 |  |  |  |  | c_DK1_Central | 1541 | 0.00012365
|  |  |  | c_DK1 | 1542 | 0.00010258 |  |  |  |  | c_DK1_Central | 1542 | 0.00018431
|  |  |  | c_DK1 | 1543 | 0.00011903 |  |  |  |  | c_DK1_Central | 1543 | 0.00021547
|  |  |  | c_DK1 | 1544 | 0.00013576 |  |  |  |  | c_DK1_Central | 1544 | 0.00021247
|  |  |  | c_DK1 | 1545 | 0.00014165 |  |  |  |  | c_DK1_Central | 1545 | 0.00019264
|  |  |  | c_DK1 | 1546 | 0.00014092 |  |  |  |  | c_DK1_Central | 1546 | 0.00018247
|  |  |  | c_DK1 | 1547 | 0.00014452 |  |  |  |  | c_DK1_Central | 1547 | 0.00017264
|  |  |  | c_DK1 | 1548 | 0.00014223 |  |  |  |  | c_DK1_Central | 1548 | 0.00016531
|  |  |  | c_DK1 | 1549 | 0.00013961 |  |  |  |  | c_DK1_Central | 1549 | 0.00016048
|  |  |  | c_DK1 | 1550 | 0.00014267 |  |  |  |  | c_DK1_Central | 1550 | 0.00015081
|  |  |  | c_DK1 | 1551 | 0.00014058 |  |  |  |  | c_DK1_Central | 1551 | 0.00014931
|  |  |  | c_DK1 | 1552 | 0.00013562 |  |  |  |  | c_DK1_Central | 1552 | 0.00014764
|  |  |  | c_DK1 | 1553 | 0.00013722 |  |  |  |  | c_DK1_Central | 1553 | 0.00015214
|  |  |  | c_DK1 | 1554 | 0.00014685 |  |  |  |  | c_DK1_Central | 1554 | 0.00016081
|  |  |  | c_DK1 | 1555 | 0.00014812 |  |  |  |  | c_DK1_Central | 1555 | 0.00016298
|  |  |  | c_DK1 | 1556 | 0.00013941 |  |  |  |  | c_DK1_Central | 1556 | 0.00016648
|  |  |  | c_DK1 | 1557 | 0.00012793 |  |  |  |  | c_DK1_Central | 1557 | 0.00016631
|  |  |  | c_DK1 | 1558 | 0.00012039 |  |  |  |  | c_DK1_Central | 1558 | 0.00015114
|  |  |  | c_DK1 | 1559 | 0.0001129 |  |  |  |  | c_DK1_Central | 1559 | 0.00012132
|  |  |  | c_DK1 | 1560 | 0.00010531 |  |  |  |  | c_DK1_Central | 1560 | 9.182e-05
|  |  |  | c_DK1 | 1561 | 9.9763e-05 |  |  |  |  | c_DK1_Central | 1561 | 7.3489e-05
|  |  |  | c_DK1 | 1562 | 9.5968e-05 |  |  |  |  | c_DK1_Central | 1562 | 8.0322e-05
|  |  |  | c_DK1 | 1563 | 9.5968e-05 |  |  |  |  | c_DK1_Central | 1563 | 8.0655e-05
|  |  |  | c_DK1 | 1564 | 9.5968e-05 |  |  |  |  | c_DK1_Central | 1564 | 8.8654e-05
|  |  |  | c_DK1 | 1565 | 9.9082e-05 |  |  |  |  | c_DK1_Central | 1565 | 0.00011865
|  |  |  | c_DK1 | 1566 | 0.00010638 |  |  |  |  | c_DK1_Central | 1566 | 0.00017714
|  |  |  | c_DK1 | 1567 | 0.00012234 |  |  |  |  | c_DK1_Central | 1567 | 0.00020797
|  |  |  | c_DK1 | 1568 | 0.00013844 |  |  |  |  | c_DK1_Central | 1568 | 0.00020497
|  |  |  | c_DK1 | 1569 | 0.00014413 |  |  |  |  | c_DK1_Central | 1569 | 0.00018514
|  |  |  | c_DK1 | 1570 | 0.00014335 |  |  |  |  | c_DK1_Central | 1570 | 0.00017414
|  |  |  | c_DK1 | 1571 | 0.00014535 |  |  |  |  | c_DK1_Central | 1571 | 0.00016381
|  |  |  | c_DK1 | 1572 | 0.00014413 |  |  |  |  | c_DK1_Central | 1572 | 0.00015648
|  |  |  | c_DK1 | 1573 | 0.00014087 |  |  |  |  | c_DK1_Central | 1573 | 0.00015198
|  |  |  | c_DK1 | 1574 | 0.00014189 |  |  |  |  | c_DK1_Central | 1574 | 0.00014215
|  |  |  | c_DK1 | 1575 | 0.00014048 |  |  |  |  | c_DK1_Central | 1575 | 0.00014081
|  |  |  | c_DK1 | 1576 | 0.00013756 |  |  |  |  | c_DK1_Central | 1576 | 0.00013898
|  |  |  | c_DK1 | 1577 | 0.00013547 |  |  |  |  | c_DK1_Central | 1577 | 0.00014315
|  |  |  | c_DK1 | 1578 | 0.00014398 |  |  |  |  | c_DK1_Central | 1578 | 0.00015231
|  |  |  | c_DK1 | 1579 | 0.00014578 |  |  |  |  | c_DK1_Central | 1579 | 0.00015481
|  |  |  | c_DK1 | 1580 | 0.00013907 |  |  |  |  | c_DK1_Central | 1580 | 0.00015931
|  |  |  | c_DK1 | 1581 | 0.00013061 |  |  |  |  | c_DK1_Central | 1581 | 0.00015948
|  |  |  | c_DK1 | 1582 | 0.00012195 |  |  |  |  | c_DK1_Central | 1582 | 0.00014481
|  |  |  | c_DK1 | 1583 | 0.00011329 |  |  |  |  | c_DK1_Central | 1583 | 0.00011532
|  |  |  | c_DK1 | 1584 | 0.00010672 |  |  |  |  | c_DK1_Central | 1584 | 8.6154e-05
|  |  |  | c_DK1 | 1585 | 9.913e-05 |  |  |  |  | c_DK1_Central | 1585 | 7.5656e-05
|  |  |  | c_DK1 | 1586 | 9.4363e-05 |  |  |  |  | c_DK1_Central | 1586 | 8.1821e-05
|  |  |  | c_DK1 | 1587 | 9.3536e-05 |  |  |  |  | c_DK1_Central | 1587 | 8.1821e-05
|  |  |  | c_DK1 | 1588 | 9.4995e-05 |  |  |  |  | c_DK1_Central | 1588 | 8.8987e-05
|  |  |  | c_DK1 | 1589 | 9.9082e-05 |  |  |  |  | c_DK1_Central | 1589 | 0.00011798
|  |  |  | c_DK1 | 1590 | 0.00010677 |  |  |  |  | c_DK1_Central | 1590 | 0.00017697
|  |  |  | c_DK1 | 1591 | 0.00012414 |  |  |  |  | c_DK1_Central | 1591 | 0.00020964
|  |  |  | c_DK1 | 1592 | 0.00014102 |  |  |  |  | c_DK1_Central | 1592 | 0.0002093
|  |  |  | c_DK1 | 1593 | 0.00014457 |  |  |  |  | c_DK1_Central | 1593 | 0.00019031
|  |  |  | c_DK1 | 1594 | 0.00014165 |  |  |  |  | c_DK1_Central | 1594 | 0.00017864
|  |  |  | c_DK1 | 1595 | 0.00014325 |  |  |  |  | c_DK1_Central | 1595 | 0.00016731
|  |  |  | c_DK1 | 1596 | 0.0001415 |  |  |  |  | c_DK1_Central | 1596 | 0.00015981
|  |  |  | c_DK1 | 1597 | 0.00013708 |  |  |  |  | c_DK1_Central | 1597 | 0.00015514
|  |  |  | c_DK1 | 1598 | 0.00013552 |  |  |  |  | c_DK1_Central | 1598 | 0.00014565
|  |  |  | c_DK1 | 1599 | 0.00013017 |  |  |  |  | c_DK1_Central | 1599 | 0.00014365
|  |  |  | c_DK1 | 1600 | 0.00012691 |  |  |  |  | c_DK1_Central | 1600 | 0.00014198
|  |  |  | c_DK1 | 1601 | 0.00012783 |  |  |  |  | c_DK1_Central | 1601 | 0.00014598
|  |  |  | c_DK1 | 1602 | 0.00013304 |  |  |  |  | c_DK1_Central | 1602 | 0.00015581
|  |  |  | c_DK1 | 1603 | 0.00013377 |  |  |  |  | c_DK1_Central | 1603 | 0.00015948
|  |  |  | c_DK1 | 1604 | 0.00012603 |  |  |  |  | c_DK1_Central | 1604 | 0.00016431
|  |  |  | c_DK1 | 1605 | 0.00011698 |  |  |  |  | c_DK1_Central | 1605 | 0.00016381
|  |  |  | c_DK1 | 1606 | 0.00011012 |  |  |  |  | c_DK1_Central | 1606 | 0.00014948
|  |  |  | c_DK1 | 1607 | 0.00010258 |  |  |  |  | c_DK1_Central | 1607 | 0.00011848
|  |  |  | c_DK1 | 1608 | 9.6358e-05 |  |  |  |  | c_DK1_Central | 1608 | 8.8487e-05
|  |  |  | c_DK1 | 1609 | 9.2952e-05 |  |  |  |  | c_DK1_Central | 1609 | 7.9322e-05
|  |  |  | c_DK1 | 1610 | 8.906e-05 |  |  |  |  | c_DK1_Central | 1610 | 8.2988e-05
|  |  |  | c_DK1 | 1611 | 8.7163e-05 |  |  |  |  | c_DK1_Central | 1611 | 7.9655e-05
|  |  |  | c_DK1 | 1612 | 8.8331e-05 |  |  |  |  | c_DK1_Central | 1612 | 9.0153e-05
|  |  |  | c_DK1 | 1613 | 8.9985e-05 |  |  |  |  | c_DK1_Central | 1613 | 0.00011898
|  |  |  | c_DK1 | 1614 | 9.3147e-05 |  |  |  |  | c_DK1_Central | 1614 | 0.00017314
|  |  |  | c_DK1 | 1615 | 9.8839e-05 |  |  |  |  | c_DK1_Central | 1615 | 0.00020964
|  |  |  | c_DK1 | 1616 | 0.00010862 |  |  |  |  | c_DK1_Central | 1616 | 0.00020664
|  |  |  | c_DK1 | 1617 | 0.00011698 |  |  |  |  | c_DK1_Central | 1617 | 0.00018531
|  |  |  | c_DK1 | 1618 | 0.00012092 |  |  |  |  | c_DK1_Central | 1618 | 0.00017414
|  |  |  | c_DK1 | 1619 | 0.00012165 |  |  |  |  | c_DK1_Central | 1619 | 0.00016631
|  |  |  | c_DK1 | 1620 | 0.00012165 |  |  |  |  | c_DK1_Central | 1620 | 0.00015681
|  |  |  | c_DK1 | 1621 | 0.00011976 |  |  |  |  | c_DK1_Central | 1621 | 0.00015248
|  |  |  | c_DK1 | 1622 | 0.00011694 |  |  |  |  | c_DK1_Central | 1622 | 0.00013981
|  |  |  | c_DK1 | 1623 | 0.00011256 |  |  |  |  | c_DK1_Central | 1623 | 0.00014381
|  |  |  | c_DK1 | 1624 | 0.00011124 |  |  |  |  | c_DK1_Central | 1624 | 0.00014215
|  |  |  | c_DK1 | 1625 | 0.00011416 |  |  |  |  | c_DK1_Central | 1625 | 0.00014731
|  |  |  | c_DK1 | 1626 | 0.00012175 |  |  |  |  | c_DK1_Central | 1626 | 0.00015414
|  |  |  | c_DK1 | 1627 | 0.00012613 |  |  |  |  | c_DK1_Central | 1627 | 0.00015864
|  |  |  | c_DK1 | 1628 | 0.00011966 |  |  |  |  | c_DK1_Central | 1628 | 0.00016031
|  |  |  | c_DK1 | 1629 | 0.00011241 |  |  |  |  | c_DK1_Central | 1629 | 0.00016031
|  |  |  | c_DK1 | 1630 | 0.00011095 |  |  |  |  | c_DK1_Central | 1630 | 0.00014848
|  |  |  | c_DK1 | 1631 | 0.00010502 |  |  |  |  | c_DK1_Central | 1631 | 0.00011948
|  |  |  | c_DK1 | 1632 | 9.8741e-05 |  |  |  |  | c_DK1_Central | 1632 | 8.832e-05
|  |  |  | c_DK1 | 1633 | 9.3341e-05 |  |  |  |  | c_DK1_Central | 1633 | 8.782e-05
|  |  |  | c_DK1 | 1634 | 9.1104e-05 |  |  |  |  | c_DK1_Central | 1634 | 9.4153e-05
|  |  |  | c_DK1 | 1635 | 9.0763e-05 |  |  |  |  | c_DK1_Central | 1635 | 9.4819e-05
|  |  |  | c_DK1 | 1636 | 8.8914e-05 |  |  |  |  | c_DK1_Central | 1636 | 0.00010815
|  |  |  | c_DK1 | 1637 | 8.9255e-05 |  |  |  |  | c_DK1_Central | 1637 | 0.00013915
|  |  |  | c_DK1 | 1638 | 9.1395e-05 |  |  |  |  | c_DK1_Central | 1638 | 0.00019514
|  |  |  | c_DK1 | 1639 | 9.4363e-05 |  |  |  |  | c_DK1_Central | 1639 | 0.0002043
|  |  |  | c_DK1 | 1640 | 9.9033e-05 |  |  |  |  | c_DK1_Central | 1640 | 0.00020164
|  |  |  | c_DK1 | 1641 | 0.00010691 |  |  |  |  | c_DK1_Central | 1641 | 0.00018197
|  |  |  | c_DK1 | 1642 | 0.00010944 |  |  |  |  | c_DK1_Central | 1642 | 0.00017447
|  |  |  | c_DK1 | 1643 | 0.00010988 |  |  |  |  | c_DK1_Central | 1643 | 0.00016681
|  |  |  | c_DK1 | 1644 | 0.00010969 |  |  |  |  | c_DK1_Central | 1644 | 0.00016164
|  |  |  | c_DK1 | 1645 | 0.00010721 |  |  |  |  | c_DK1_Central | 1645 | 0.00015764
|  |  |  | c_DK1 | 1646 | 0.00010409 |  |  |  |  | c_DK1_Central | 1646 | 0.00015014
|  |  |  | c_DK1 | 1647 | 0.00010273 |  |  |  |  | c_DK1_Central | 1647 | 0.00015098
|  |  |  | c_DK1 | 1648 | 0.00010244 |  |  |  |  | c_DK1_Central | 1648 | 0.00014964
|  |  |  | c_DK1 | 1649 | 0.00010672 |  |  |  |  | c_DK1_Central | 1649 | 0.00015498
|  |  |  | c_DK1 | 1650 | 0.00011976 |  |  |  |  | c_DK1_Central | 1650 | 0.00016448
|  |  |  | c_DK1 | 1651 | 0.00012443 |  |  |  |  | c_DK1_Central | 1651 | 0.00016798
|  |  |  | c_DK1 | 1652 | 0.00011878 |  |  |  |  | c_DK1_Central | 1652 | 0.00016964
|  |  |  | c_DK1 | 1653 | 0.00011202 |  |  |  |  | c_DK1_Central | 1653 | 0.00016931
|  |  |  | c_DK1 | 1654 | 0.0001074 |  |  |  |  | c_DK1_Central | 1654 | 0.00015781
|  |  |  | c_DK1 | 1655 | 0.00010234 |  |  |  |  | c_DK1_Central | 1655 | 0.00012765
|  |  |  | c_DK1 | 1656 | 9.7768e-05 |  |  |  |  | c_DK1_Central | 1656 | 0.00010049
|  |  |  | c_DK1 | 1657 | 9.4266e-05 |  |  |  |  | c_DK1_Central | 1657 | 9.4486e-05
|  |  |  | c_DK1 | 1658 | 9.3585e-05 |  |  |  |  | c_DK1_Central | 1658 | 0.00010049
|  |  |  | c_DK1 | 1659 | 9.4314e-05 |  |  |  |  | c_DK1_Central | 1659 | 0.00010198
|  |  |  | c_DK1 | 1660 | 9.5822e-05 |  |  |  |  | c_DK1_Central | 1660 | 0.00010982
|  |  |  | c_DK1 | 1661 | 9.8595e-05 |  |  |  |  | c_DK1_Central | 1661 | 0.00013681
|  |  |  | c_DK1 | 1662 | 0.00010652 |  |  |  |  | c_DK1_Central | 1662 | 0.00020314
|  |  |  | c_DK1 | 1663 | 0.00012618 |  |  |  |  | c_DK1_Central | 1663 | 0.0002348
|  |  |  | c_DK1 | 1664 | 0.00014121 |  |  |  |  | c_DK1_Central | 1664 | 0.00023063
|  |  |  | c_DK1 | 1665 | 0.0001471 |  |  |  |  | c_DK1_Central | 1665 | 0.00020947
|  |  |  | c_DK1 | 1666 | 0.00014588 |  |  |  |  | c_DK1_Central | 1666 | 0.00020214
|  |  |  | c_DK1 | 1667 | 0.00014593 |  |  |  |  | c_DK1_Central | 1667 | 0.00019297
|  |  |  | c_DK1 | 1668 | 0.00014408 |  |  |  |  | c_DK1_Central | 1668 | 0.00018531
|  |  |  | c_DK1 | 1669 | 0.0001397 |  |  |  |  | c_DK1_Central | 1669 | 0.00017981
|  |  |  | c_DK1 | 1670 | 0.00013824 |  |  |  |  | c_DK1_Central | 1670 | 0.00017131
|  |  |  | c_DK1 | 1671 | 0.00013382 |  |  |  |  | c_DK1_Central | 1671 | 0.00017031
|  |  |  | c_DK1 | 1672 | 0.00012851 |  |  |  |  | c_DK1_Central | 1672 | 0.00016881
|  |  |  | c_DK1 | 1673 | 0.00012628 |  |  |  |  | c_DK1_Central | 1673 | 0.00017414
|  |  |  | c_DK1 | 1674 | 0.00013586 |  |  |  |  | c_DK1_Central | 1674 | 0.00018264
|  |  |  | c_DK1 | 1675 | 0.00013839 |  |  |  |  | c_DK1_Central | 1675 | 0.00018397
|  |  |  | c_DK1 | 1676 | 0.00013664 |  |  |  |  | c_DK1_Central | 1676 | 0.00018614
|  |  |  | c_DK1 | 1677 | 0.00012754 |  |  |  |  | c_DK1_Central | 1677 | 0.00018414
|  |  |  | c_DK1 | 1678 | 0.00011796 |  |  |  |  | c_DK1_Central | 1678 | 0.00016848
|  |  |  | c_DK1 | 1679 | 0.00010974 |  |  |  |  | c_DK1_Central | 1679 | 0.00013731
|  |  |  | c_DK1 | 1680 | 0.00010229 |  |  |  |  | c_DK1_Central | 1680 | 0.00010632
|  |  |  | c_DK1 | 1681 | 9.6503e-05 |  |  |  |  | c_DK1_Central | 1681 | 9.332e-05
|  |  |  | c_DK1 | 1682 | 9.412e-05 |  |  |  |  | c_DK1_Central | 1682 | 9.9819e-05
|  |  |  | c_DK1 | 1683 | 9.4898e-05 |  |  |  |  | c_DK1_Central | 1683 | 0.00010132
|  |  |  | c_DK1 | 1684 | 9.5093e-05 |  |  |  |  | c_DK1_Central | 1684 | 0.00010865
|  |  |  | c_DK1 | 1685 | 9.733e-05 |  |  |  |  | c_DK1_Central | 1685 | 0.00013598
|  |  |  | c_DK1 | 1686 | 0.00010429 |  |  |  |  | c_DK1_Central | 1686 | 0.0002013
|  |  |  | c_DK1 | 1687 | 0.00012165 |  |  |  |  | c_DK1_Central | 1687 | 0.00023347
|  |  |  | c_DK1 | 1688 | 0.00014004 |  |  |  |  | c_DK1_Central | 1688 | 0.00023013
|  |  |  | c_DK1 | 1689 | 0.00014462 |  |  |  |  | c_DK1_Central | 1689 | 0.00021014
|  |  |  | c_DK1 | 1690 | 0.00014286 |  |  |  |  | c_DK1_Central | 1690 | 0.00020297
|  |  |  | c_DK1 | 1691 | 0.00014398 |  |  |  |  | c_DK1_Central | 1691 | 0.00019297
|  |  |  | c_DK1 | 1692 | 0.00014432 |  |  |  |  | c_DK1_Central | 1692 | 0.00018547
|  |  |  | c_DK1 | 1693 | 0.00014184 |  |  |  |  | c_DK1_Central | 1693 | 0.00018014
|  |  |  | c_DK1 | 1694 | 0.00014252 |  |  |  |  | c_DK1_Central | 1694 | 0.00017081
|  |  |  | c_DK1 | 1695 | 0.00014077 |  |  |  |  | c_DK1_Central | 1695 | 0.00016948
|  |  |  | c_DK1 | 1696 | 0.00013727 |  |  |  |  | c_DK1_Central | 1696 | 0.00016764
|  |  |  | c_DK1 | 1697 | 0.00013712 |  |  |  |  | c_DK1_Central | 1697 | 0.00017281
|  |  |  | c_DK1 | 1698 | 0.00014646 |  |  |  |  | c_DK1_Central | 1698 | 0.00018014
|  |  |  | c_DK1 | 1699 | 0.00014612 |  |  |  |  | c_DK1_Central | 1699 | 0.00018097
|  |  |  | c_DK1 | 1700 | 0.00014116 |  |  |  |  | c_DK1_Central | 1700 | 0.00018297
|  |  |  | c_DK1 | 1701 | 0.00013031 |  |  |  |  | c_DK1_Central | 1701 | 0.00018197
|  |  |  | c_DK1 | 1702 | 0.00012136 |  |  |  |  | c_DK1_Central | 1702 | 0.00016581
|  |  |  | c_DK1 | 1703 | 0.00011431 |  |  |  |  | c_DK1_Central | 1703 | 0.00013498
|  |  |  | c_DK1 | 1704 | 0.00010721 |  |  |  |  | c_DK1_Central | 1704 | 0.00010448
|  |  |  | c_DK1 | 1705 | 9.9909e-05 |  |  |  |  | c_DK1_Central | 1705 | 8.832e-05
|  |  |  | c_DK1 | 1706 | 9.7039e-05 |  |  |  |  | c_DK1_Central | 1706 | 9.4319e-05
|  |  |  | c_DK1 | 1707 | 9.8595e-05 |  |  |  |  | c_DK1_Central | 1707 | 9.5986e-05
|  |  |  | c_DK1 | 1708 | 9.9471e-05 |  |  |  |  | c_DK1_Central | 1708 | 0.00010298
|  |  |  | c_DK1 | 1709 | 0.00010044 |  |  |  |  | c_DK1_Central | 1709 | 0.00012948
|  |  |  | c_DK1 | 1710 | 0.0001073 |  |  |  |  | c_DK1_Central | 1710 | 0.00019247
|  |  |  | c_DK1 | 1711 | 0.00012501 |  |  |  |  | c_DK1_Central | 1711 | 0.00022363
|  |  |  | c_DK1 | 1712 | 0.00014306 |  |  |  |  | c_DK1_Central | 1712 | 0.0002203
|  |  |  | c_DK1 | 1713 | 0.00014768 |  |  |  |  | c_DK1_Central | 1713 | 0.00020064
|  |  |  | c_DK1 | 1714 | 0.00014676 |  |  |  |  | c_DK1_Central | 1714 | 0.00019347
|  |  |  | c_DK1 | 1715 | 0.00014875 |  |  |  |  | c_DK1_Central | 1715 | 0.00018414
|  |  |  | c_DK1 | 1716 | 0.00014773 |  |  |  |  | c_DK1_Central | 1716 | 0.00017681
|  |  |  | c_DK1 | 1717 | 0.00014267 |  |  |  |  | c_DK1_Central | 1717 | 0.00017181
|  |  |  | c_DK1 | 1718 | 0.0001416 |  |  |  |  | c_DK1_Central | 1718 | 0.00016281
|  |  |  | c_DK1 | 1719 | 0.00013854 |  |  |  |  | c_DK1_Central | 1719 | 0.00016114
|  |  |  | c_DK1 | 1720 | 0.00013401 |  |  |  |  | c_DK1_Central | 1720 | 0.00015931
|  |  |  | c_DK1 | 1721 | 0.0001345 |  |  |  |  | c_DK1_Central | 1721 | 0.00016431
|  |  |  | c_DK1 | 1722 | 0.00014325 |  |  |  |  | c_DK1_Central | 1722 | 0.00017147
|  |  |  | c_DK1 | 1723 | 0.00014355 |  |  |  |  | c_DK1_Central | 1723 | 0.00017247
|  |  |  | c_DK1 | 1724 | 0.00014068 |  |  |  |  | c_DK1_Central | 1724 | 0.00017447
|  |  |  | c_DK1 | 1725 | 0.00013046 |  |  |  |  | c_DK1_Central | 1725 | 0.00017381
|  |  |  | c_DK1 | 1726 | 0.00012282 |  |  |  |  | c_DK1_Central | 1726 | 0.00015831
|  |  |  | c_DK1 | 1727 | 0.00011684 |  |  |  |  | c_DK1_Central | 1727 | 0.00012881
|  |  |  | c_DK1 | 1728 | 0.00011047 |  |  |  |  | c_DK1_Central | 1728 | 9.9319e-05
|  |  |  | c_DK1 | 1729 | 9.6309e-05 |  |  |  |  | c_DK1_Central | 1729 | 8.5987e-05
|  |  |  | c_DK1 | 1730 | 9.5093e-05 |  |  |  |  | c_DK1_Central | 1730 | 9.2153e-05
|  |  |  | c_DK1 | 1731 | 9.5725e-05 |  |  |  |  | c_DK1_Central | 1731 | 9.3486e-05
|  |  |  | c_DK1 | 1732 | 9.5968e-05 |  |  |  |  | c_DK1_Central | 1732 | 0.00010032
|  |  |  | c_DK1 | 1733 | 9.8157e-05 |  |  |  |  | c_DK1_Central | 1733 | 0.00012698
|  |  |  | c_DK1 | 1734 | 0.00010662 |  |  |  |  | c_DK1_Central | 1734 | 0.00018897
|  |  |  | c_DK1 | 1735 | 0.00012457 |  |  |  |  | c_DK1_Central | 1735 | 0.00021963
|  |  |  | c_DK1 | 1736 | 0.00013931 |  |  |  |  | c_DK1_Central | 1736 | 0.00021647
|  |  |  | c_DK1 | 1737 | 0.00014301 |  |  |  |  | c_DK1_Central | 1737 | 0.0001968
|  |  |  | c_DK1 | 1738 | 0.00014379 |  |  |  |  | c_DK1_Central | 1738 | 0.00018964
|  |  |  | c_DK1 | 1739 | 0.00014612 |  |  |  |  | c_DK1_Central | 1739 | 0.00018014
|  |  |  | c_DK1 | 1740 | 0.000147 |  |  |  |  | c_DK1_Central | 1740 | 0.00017314
|  |  |  | c_DK1 | 1741 | 0.00014243 |  |  |  |  | c_DK1_Central | 1741 | 0.00016814
|  |  |  | c_DK1 | 1742 | 0.00014364 |  |  |  |  | c_DK1_Central | 1742 | 0.00015881
|  |  |  | c_DK1 | 1743 | 0.00014024 |  |  |  |  | c_DK1_Central | 1743 | 0.00015748
|  |  |  | c_DK1 | 1744 | 0.0001361 |  |  |  |  | c_DK1_Central | 1744 | 0.00015548
|  |  |  | c_DK1 | 1745 | 0.00013703 |  |  |  |  | c_DK1_Central | 1745 | 0.00016048
|  |  |  | c_DK1 | 1746 | 0.00014608 |  |  |  |  | c_DK1_Central | 1746 | 0.00016764
|  |  |  | c_DK1 | 1747 | 0.00014559 |  |  |  |  | c_DK1_Central | 1747 | 0.00016848
|  |  |  | c_DK1 | 1748 | 0.00014155 |  |  |  |  | c_DK1_Central | 1748 | 0.00017081
|  |  |  | c_DK1 | 1749 | 0.00013143 |  |  |  |  | c_DK1_Central | 1749 | 0.00017031
|  |  |  | c_DK1 | 1750 | 0.0001235 |  |  |  |  | c_DK1_Central | 1750 | 0.00015514
|  |  |  | c_DK1 | 1751 | 0.00011606 |  |  |  |  | c_DK1_Central | 1751 | 0.00012598
|  |  |  | c_DK1 | 1752 | 0.00010905 |  |  |  |  | c_DK1_Central | 1752 | 9.6986e-05
|  |  |  | c_DK1 | 1753 | 9.879e-05 |  |  |  |  | c_DK1_Central | 1753 | 8.3321e-05
|  |  |  | c_DK1 | 1754 | 9.626e-05 |  |  |  |  | c_DK1_Central | 1754 | 8.882e-05
|  |  |  | c_DK1 | 1755 | 9.6601e-05 |  |  |  |  | c_DK1_Central | 1755 | 8.9987e-05
|  |  |  | c_DK1 | 1756 | 9.553e-05 |  |  |  |  | c_DK1_Central | 1756 | 9.5986e-05
|  |  |  | c_DK1 | 1757 | 9.7185e-05 |  |  |  |  | c_DK1_Central | 1757 | 0.00012232
|  |  |  | c_DK1 | 1758 | 0.00010361 |  |  |  |  | c_DK1_Central | 1758 | 0.00018314
|  |  |  | c_DK1 | 1759 | 0.00012151 |  |  |  |  | c_DK1_Central | 1759 | 0.00021514
|  |  |  | c_DK1 | 1760 | 0.00013756 |  |  |  |  | c_DK1_Central | 1760 | 0.00021414
|  |  |  | c_DK1 | 1761 | 0.00014155 |  |  |  |  | c_DK1_Central | 1761 | 0.00019497
|  |  |  | c_DK1 | 1762 | 0.00014024 |  |  |  |  | c_DK1_Central | 1762 | 0.00018647
|  |  |  | c_DK1 | 1763 | 0.00014189 |  |  |  |  | c_DK1_Central | 1763 | 0.00017647
|  |  |  | c_DK1 | 1764 | 0.00014218 |  |  |  |  | c_DK1_Central | 1764 | 0.00016914
|  |  |  | c_DK1 | 1765 | 0.00013819 |  |  |  |  | c_DK1_Central | 1765 | 0.00016414
|  |  |  | c_DK1 | 1766 | 0.00013552 |  |  |  |  | c_DK1_Central | 1766 | 0.00015514
|  |  |  | c_DK1 | 1767 | 0.00013065 |  |  |  |  | c_DK1_Central | 1767 | 0.00015298
|  |  |  | c_DK1 | 1768 | 0.00012686 |  |  |  |  | c_DK1_Central | 1768 | 0.00015114
|  |  |  | c_DK1 | 1769 | 0.00012837 |  |  |  |  | c_DK1_Central | 1769 | 0.00015548
|  |  |  | c_DK1 | 1770 | 0.00013591 |  |  |  |  | c_DK1_Central | 1770 | 0.00016414
|  |  |  | c_DK1 | 1771 | 0.00013839 |  |  |  |  | c_DK1_Central | 1771 | 0.00016648
|  |  |  | c_DK1 | 1772 | 0.00013275 |  |  |  |  | c_DK1_Central | 1772 | 0.00016997
|  |  |  | c_DK1 | 1773 | 0.0001218 |  |  |  |  | c_DK1_Central | 1773 | 0.00016864
|  |  |  | c_DK1 | 1774 | 0.00011251 |  |  |  |  | c_DK1_Central | 1774 | 0.00015431
|  |  |  | c_DK1 | 1775 | 0.00010628 |  |  |  |  | c_DK1_Central | 1775 | 0.00012415
|  |  |  | c_DK1 | 1776 | 9.9666e-05 |  |  |  |  | c_DK1_Central | 1776 | 9.4319e-05
|  |  |  | c_DK1 | 1777 | 9.7817e-05 |  |  |  |  | c_DK1_Central | 1777 | 8.1988e-05
|  |  |  | c_DK1 | 1778 | 9.3244e-05 |  |  |  |  | c_DK1_Central | 1778 | 8.4987e-05
|  |  |  | c_DK1 | 1779 | 9.2806e-05 |  |  |  |  | c_DK1_Central | 1779 | 8.2655e-05
|  |  |  | c_DK1 | 1780 | 9.1931e-05 |  |  |  |  | c_DK1_Central | 1780 | 9.2153e-05
|  |  |  | c_DK1 | 1781 | 9.1347e-05 |  |  |  |  | c_DK1_Central | 1781 | 0.00011932
|  |  |  | c_DK1 | 1782 | 9.4022e-05 |  |  |  |  | c_DK1_Central | 1782 | 0.00017397
|  |  |  | c_DK1 | 1783 | 9.8498e-05 |  |  |  |  | c_DK1_Central | 1783 | 0.0002103
|  |  |  | c_DK1 | 1784 | 0.00010531 |  |  |  |  | c_DK1_Central | 1784 | 0.00020697
|  |  |  | c_DK1 | 1785 | 0.00011081 |  |  |  |  | c_DK1_Central | 1785 | 0.00018631
|  |  |  | c_DK1 | 1786 | 0.00011436 |  |  |  |  | c_DK1_Central | 1786 | 0.00017597
|  |  |  | c_DK1 | 1787 | 0.00011752 |  |  |  |  | c_DK1_Central | 1787 | 0.00016898
|  |  |  | c_DK1 | 1788 | 0.00011538 |  |  |  |  | c_DK1_Central | 1788 | 0.00015964
|  |  |  | c_DK1 | 1789 | 0.00011295 |  |  |  |  | c_DK1_Central | 1789 | 0.00015481
|  |  |  | c_DK1 | 1790 | 0.00011008 |  |  |  |  | c_DK1_Central | 1790 | 0.00014331
|  |  |  | c_DK1 | 1791 | 0.00010716 |  |  |  |  | c_DK1_Central | 1791 | 0.00014715
|  |  |  | c_DK1 | 1792 | 0.00010881 |  |  |  |  | c_DK1_Central | 1792 | 0.00014531
|  |  |  | c_DK1 | 1793 | 0.00011173 |  |  |  |  | c_DK1_Central | 1793 | 0.00015031
|  |  |  | c_DK1 | 1794 | 0.00012146 |  |  |  |  | c_DK1_Central | 1794 | 0.00015648
|  |  |  | c_DK1 | 1795 | 0.00012448 |  |  |  |  | c_DK1_Central | 1795 | 0.00016031
|  |  |  | c_DK1 | 1796 | 0.00012029 |  |  |  |  | c_DK1_Central | 1796 | 0.00016164
|  |  |  | c_DK1 | 1797 | 0.00011372 |  |  |  |  | c_DK1_Central | 1797 | 0.00016098
|  |  |  | c_DK1 | 1798 | 0.00010867 |  |  |  |  | c_DK1_Central | 1798 | 0.00014964
|  |  |  | c_DK1 | 1799 | 0.00010361 |  |  |  |  | c_DK1_Central | 1799 | 0.00012065
|  |  |  | c_DK1 | 1800 | 9.6893e-05 |  |  |  |  | c_DK1_Central | 1800 | 9.032e-05
|  |  |  | c_DK1 | 1801 | 9.7282e-05 |  |  |  |  | c_DK1_Central | 1801 | 7.7489e-05
|  |  |  | c_DK1 | 1802 | 9.232e-05 |  |  |  |  | c_DK1_Central | 1802 | 8.7654e-05
|  |  |  | c_DK1 | 1803 | 9.1931e-05 |  |  |  |  | c_DK1_Central | 1803 | 8.5321e-05
|  |  |  | c_DK1 | 1804 | 9.2125e-05 |  |  |  |  | c_DK1_Central | 1804 | 9.9652e-05
|  |  |  | c_DK1 | 1805 | 9.086e-05 |  |  |  |  | c_DK1_Central | 1805 | 0.00013265
|  |  |  | c_DK1 | 1806 | 9.1979e-05 |  |  |  |  | c_DK1_Central | 1806 | 0.00018831
|  |  |  | c_DK1 | 1807 | 9.8206e-05 |  |  |  |  | c_DK1_Central | 1807 | 0.0001963
|  |  |  | c_DK1 | 1808 | 0.00010448 |  |  |  |  | c_DK1_Central | 1808 | 0.00019397
|  |  |  | c_DK1 | 1809 | 0.00011008 |  |  |  |  | c_DK1_Central | 1809 | 0.00017047
|  |  |  | c_DK1 | 1810 | 0.00011372 |  |  |  |  | c_DK1_Central | 1810 | 0.00016181
|  |  |  | c_DK1 | 1811 | 0.00011655 |  |  |  |  | c_DK1_Central | 1811 | 0.00015314
|  |  |  | c_DK1 | 1812 | 0.00011601 |  |  |  |  | c_DK1_Central | 1812 | 0.00014731
|  |  |  | c_DK1 | 1813 | 0.00011684 |  |  |  |  | c_DK1_Central | 1813 | 0.00014398
|  |  |  | c_DK1 | 1814 | 0.00011319 |  |  |  |  | c_DK1_Central | 1814 | 0.00013531
|  |  |  | c_DK1 | 1815 | 0.00011256 |  |  |  |  | c_DK1_Central | 1815 | 0.00013615
|  |  |  | c_DK1 | 1816 | 0.00011251 |  |  |  |  | c_DK1_Central | 1816 | 0.00013431
|  |  |  | c_DK1 | 1817 | 0.00011509 |  |  |  |  | c_DK1_Central | 1817 | 0.00014181
|  |  |  | c_DK1 | 1818 | 0.00012409 |  |  |  |  | c_DK1_Central | 1818 | 0.00015198
|  |  |  | c_DK1 | 1819 | 0.00012628 |  |  |  |  | c_DK1_Central | 1819 | 0.00015631
|  |  |  | c_DK1 | 1820 | 0.00012063 |  |  |  |  | c_DK1_Central | 1820 | 0.00016014
|  |  |  | c_DK1 | 1821 | 0.00011246 |  |  |  |  | c_DK1_Central | 1821 | 0.00016164
|  |  |  | c_DK1 | 1822 | 0.00010725 |  |  |  |  | c_DK1_Central | 1822 | 0.00014981
|  |  |  | c_DK1 | 1823 | 0.00010229 |  |  |  |  | c_DK1_Central | 1823 | 0.00012132
|  |  |  | c_DK1 | 1824 | 9.8498e-05 |  |  |  |  | c_DK1_Central | 1824 | 9.082e-05
|  |  |  | c_DK1 | 1825 | 9.806e-05 |  |  |  |  | c_DK1_Central | 1825 | 7.7322e-05
|  |  |  | c_DK1 | 1826 | 9.7039e-05 |  |  |  |  | c_DK1_Central | 1826 | 8.4987e-05
|  |  |  | c_DK1 | 1827 | 9.8255e-05 |  |  |  |  | c_DK1_Central | 1827 | 8.5487e-05
|  |  |  | c_DK1 | 1828 | 9.9471e-05 |  |  |  |  | c_DK1_Central | 1828 | 9.382e-05
|  |  |  | c_DK1 | 1829 | 0.00010083 |  |  |  |  | c_DK1_Central | 1829 | 0.00012432
|  |  |  | c_DK1 | 1830 | 0.00010915 |  |  |  |  | c_DK1_Central | 1830 | 0.00018447
|  |  |  | c_DK1 | 1831 | 0.00012715 |  |  |  |  | c_DK1_Central | 1831 | 0.00021497
|  |  |  | c_DK1 | 1832 | 0.00014218 |  |  |  |  | c_DK1_Central | 1832 | 0.00021247
|  |  |  | c_DK1 | 1833 | 0.00014214 |  |  |  |  | c_DK1_Central | 1833 | 0.00018931
|  |  |  | c_DK1 | 1834 | 0.00013839 |  |  |  |  | c_DK1_Central | 1834 | 0.00017897
|  |  |  | c_DK1 | 1835 | 0.00014257 |  |  |  |  | c_DK1_Central | 1835 | 0.00016864
|  |  |  | c_DK1 | 1836 | 0.00014092 |  |  |  |  | c_DK1_Central | 1836 | 0.00016064
|  |  |  | c_DK1 | 1837 | 0.00013766 |  |  |  |  | c_DK1_Central | 1837 | 0.00015681
|  |  |  | c_DK1 | 1838 | 0.00013781 |  |  |  |  | c_DK1_Central | 1838 | 0.00014615
|  |  |  | c_DK1 | 1839 | 0.0001327 |  |  |  |  | c_DK1_Central | 1839 | 0.00014548
|  |  |  | c_DK1 | 1840 | 0.0001271 |  |  |  |  | c_DK1_Central | 1840 | 0.00014415
|  |  |  | c_DK1 | 1841 | 0.00012652 |  |  |  |  | c_DK1_Central | 1841 | 0.00015048
|  |  |  | c_DK1 | 1842 | 0.0001344 |  |  |  |  | c_DK1_Central | 1842 | 0.00015914
|  |  |  | c_DK1 | 1843 | 0.00013309 |  |  |  |  | c_DK1_Central | 1843 | 0.00016331
|  |  |  | c_DK1 | 1844 | 0.00013153 |  |  |  |  | c_DK1_Central | 1844 | 0.00016781
|  |  |  | c_DK1 | 1845 | 0.00012671 |  |  |  |  | c_DK1_Central | 1845 | 0.00016831
|  |  |  | c_DK1 | 1846 | 0.00011708 |  |  |  |  | c_DK1_Central | 1846 | 0.00015264
|  |  |  | c_DK1 | 1847 | 0.00011085 |  |  |  |  | c_DK1_Central | 1847 | 0.00012232
|  |  |  | c_DK1 | 1848 | 0.00010565 |  |  |  |  | c_DK1_Central | 1848 | 9.132e-05
|  |  |  | c_DK1 | 1849 | 9.7185e-05 |  |  |  |  | c_DK1_Central | 1849 | 8.4987e-05
|  |  |  | c_DK1 | 1850 | 9.5433e-05 |  |  |  |  | c_DK1_Central | 1850 | 9.1487e-05
|  |  |  | c_DK1 | 1851 | 9.4217e-05 |  |  |  |  | c_DK1_Central | 1851 | 9.2486e-05
|  |  |  | c_DK1 | 1852 | 9.5336e-05 |  |  |  |  | c_DK1_Central | 1852 | 9.9485e-05
|  |  |  | c_DK1 | 1853 | 9.7866e-05 |  |  |  |  | c_DK1_Central | 1853 | 0.00012665
|  |  |  | c_DK1 | 1854 | 0.00010584 |  |  |  |  | c_DK1_Central | 1854 | 0.00018881
|  |  |  | c_DK1 | 1855 | 0.00012341 |  |  |  |  | c_DK1_Central | 1855 | 0.00021963
|  |  |  | c_DK1 | 1856 | 0.00013858 |  |  |  |  | c_DK1_Central | 1856 | 0.0002163
|  |  |  | c_DK1 | 1857 | 0.00014106 |  |  |  |  | c_DK1_Central | 1857 | 0.00019664
|  |  |  | c_DK1 | 1858 | 0.00013844 |  |  |  |  | c_DK1_Central | 1858 | 0.00018897
|  |  |  | c_DK1 | 1859 | 0.00014077 |  |  |  |  | c_DK1_Central | 1859 | 0.00017914
|  |  |  | c_DK1 | 1860 | 0.0001397 |  |  |  |  | c_DK1_Central | 1860 | 0.00017214
|  |  |  | c_DK1 | 1861 | 0.00013581 |  |  |  |  | c_DK1_Central | 1861 | 0.00016714
|  |  |  | c_DK1 | 1862 | 0.00013474 |  |  |  |  | c_DK1_Central | 1862 | 0.00015781
|  |  |  | c_DK1 | 1863 | 0.00012934 |  |  |  |  | c_DK1_Central | 1863 | 0.00015631
|  |  |  | c_DK1 | 1864 | 0.00012496 |  |  |  |  | c_DK1_Central | 1864 | 0.00015448
|  |  |  | c_DK1 | 1865 | 0.0001236 |  |  |  |  | c_DK1_Central | 1865 | 0.00015931
|  |  |  | c_DK1 | 1866 | 0.00013211 |  |  |  |  | c_DK1_Central | 1866 | 0.00016681
|  |  |  | c_DK1 | 1867 | 0.00013323 |  |  |  |  | c_DK1_Central | 1867 | 0.00016814
|  |  |  | c_DK1 | 1868 | 0.00013017 |  |  |  |  | c_DK1_Central | 1868 | 0.00017047
|  |  |  | c_DK1 | 1869 | 0.00012292 |  |  |  |  | c_DK1_Central | 1869 | 0.00016997
|  |  |  | c_DK1 | 1870 | 0.00011543 |  |  |  |  | c_DK1_Central | 1870 | 0.00015481
|  |  |  | c_DK1 | 1871 | 0.00010745 |  |  |  |  | c_DK1_Central | 1871 | 0.00012548
|  |  |  | c_DK1 | 1872 | 0.00010093 |  |  |  |  | c_DK1_Central | 1872 | 9.6319e-05
|  |  |  | c_DK1 | 1873 | 9.4947e-05 |  |  |  |  | c_DK1_Central | 1873 | 7.6822e-05
|  |  |  | c_DK1 | 1874 | 9.3925e-05 |  |  |  |  | c_DK1_Central | 1874 | 8.3488e-05
|  |  |  | c_DK1 | 1875 | 9.2612e-05 |  |  |  |  | c_DK1_Central | 1875 | 8.3988e-05
|  |  |  | c_DK1 | 1876 | 9.3633e-05 |  |  |  |  | c_DK1_Central | 1876 | 9.182e-05
|  |  |  | c_DK1 | 1877 | 9.5093e-05 |  |  |  |  | c_DK1_Central | 1877 | 0.00012165
|  |  |  | c_DK1 | 1878 | 0.00010249 |  |  |  |  | c_DK1_Central | 1878 | 0.00018131
|  |  |  | c_DK1 | 1879 | 0.00011922 |  |  |  |  | c_DK1_Central | 1879 | 0.00021247
|  |  |  | c_DK1 | 1880 | 0.00013557 |  |  |  |  | c_DK1_Central | 1880 | 0.00020964
|  |  |  | c_DK1 | 1881 | 0.00014111 |  |  |  |  | c_DK1_Central | 1881 | 0.00018964
|  |  |  | c_DK1 | 1882 | 0.0001362 |  |  |  |  | c_DK1_Central | 1882 | 0.00017897
|  |  |  | c_DK1 | 1883 | 0.0001417 |  |  |  |  | c_DK1_Central | 1883 | 0.00016864
|  |  |  | c_DK1 | 1884 | 0.00014179 |  |  |  |  | c_DK1_Central | 1884 | 0.00016148
|  |  |  | c_DK1 | 1885 | 0.0001379 |  |  |  |  | c_DK1_Central | 1885 | 0.00015664
|  |  |  | c_DK1 | 1886 | 0.00013469 |  |  |  |  | c_DK1_Central | 1886 | 0.00014698
|  |  |  | c_DK1 | 1887 | 0.0001325 |  |  |  |  | c_DK1_Central | 1887 | 0.00014565
|  |  |  | c_DK1 | 1888 | 0.00012798 |  |  |  |  | c_DK1_Central | 1888 | 0.00014381
|  |  |  | c_DK1 | 1889 | 0.0001273 |  |  |  |  | c_DK1_Central | 1889 | 0.00014831
|  |  |  | c_DK1 | 1890 | 0.00013528 |  |  |  |  | c_DK1_Central | 1890 | 0.00015714
|  |  |  | c_DK1 | 1891 | 0.00013537 |  |  |  |  | c_DK1_Central | 1891 | 0.00015964
|  |  |  | c_DK1 | 1892 | 0.0001326 |  |  |  |  | c_DK1_Central | 1892 | 0.00016364
|  |  |  | c_DK1 | 1893 | 0.00012399 |  |  |  |  | c_DK1_Central | 1893 | 0.00016381
|  |  |  | c_DK1 | 1894 | 0.0001165 |  |  |  |  | c_DK1_Central | 1894 | 0.00014881
|  |  |  | c_DK1 | 1895 | 0.00010808 |  |  |  |  | c_DK1_Central | 1895 | 0.00011882
|  |  |  | c_DK1 | 1896 | 0.00010098 |  |  |  |  | c_DK1_Central | 1896 | 8.9154e-05
|  |  |  | c_DK1 | 1897 | 9.159e-05 |  |  |  |  | c_DK1_Central | 1897 | 6.949e-05
|  |  |  | c_DK1 | 1898 | 9.0131e-05 |  |  |  |  | c_DK1_Central | 1898 | 7.5989e-05
|  |  |  | c_DK1 | 1899 | 9.1055e-05 |  |  |  |  | c_DK1_Central | 1899 | 7.6322e-05
|  |  |  | c_DK1 | 1900 | 9.1687e-05 |  |  |  |  | c_DK1_Central | 1900 | 8.3654e-05
|  |  |  | c_DK1 | 1901 | 9.4412e-05 |  |  |  |  | c_DK1_Central | 1901 | 0.00011248
|  |  |  | c_DK1 | 1902 | 0.0001022 |  |  |  |  | c_DK1_Central | 1902 | 0.00016898
|  |  |  | c_DK1 | 1903 | 0.00011981 |  |  |  |  | c_DK1_Central | 1903 | 0.0001983
|  |  |  | c_DK1 | 1904 | 0.00013722 |  |  |  |  | c_DK1_Central | 1904 | 0.0001958
|  |  |  | c_DK1 | 1905 | 0.00014277 |  |  |  |  | c_DK1_Central | 1905 | 0.00017631
|  |  |  | c_DK1 | 1906 | 0.00013936 |  |  |  |  | c_DK1_Central | 1906 | 0.00016581
|  |  |  | c_DK1 | 1907 | 0.00014102 |  |  |  |  | c_DK1_Central | 1907 | 0.00015581
|  |  |  | c_DK1 | 1908 | 0.00014058 |  |  |  |  | c_DK1_Central | 1908 | 0.00014914
|  |  |  | c_DK1 | 1909 | 0.00013581 |  |  |  |  | c_DK1_Central | 1909 | 0.00014481
|  |  |  | c_DK1 | 1910 | 0.00013528 |  |  |  |  | c_DK1_Central | 1910 | 0.00013498
|  |  |  | c_DK1 | 1911 | 0.00013406 |  |  |  |  | c_DK1_Central | 1911 | 0.00013365
|  |  |  | c_DK1 | 1912 | 0.00012963 |  |  |  |  | c_DK1_Central | 1912 | 0.00013165
|  |  |  | c_DK1 | 1913 | 0.00012939 |  |  |  |  | c_DK1_Central | 1913 | 0.00013598
|  |  |  | c_DK1 | 1914 | 0.00013625 |  |  |  |  | c_DK1_Central | 1914 | 0.00014465
|  |  |  | c_DK1 | 1915 | 0.00013455 |  |  |  |  | c_DK1_Central | 1915 | 0.00014698
|  |  |  | c_DK1 | 1916 | 0.00013046 |  |  |  |  | c_DK1_Central | 1916 | 0.00015131
|  |  |  | c_DK1 | 1917 | 0.00012467 |  |  |  |  | c_DK1_Central | 1917 | 0.00015181
|  |  |  | c_DK1 | 1918 | 0.00011679 |  |  |  |  | c_DK1_Central | 1918 | 0.00013781
|  |  |  | c_DK1 | 1919 | 0.00010891 |  |  |  |  | c_DK1_Central | 1919 | 0.00010948
|  |  |  | c_DK1 | 1920 | 0.000102 |  |  |  |  | c_DK1_Central | 1920 | 8.1488e-05
|  |  |  | c_DK1 | 1921 | 9.4071e-05 |  |  |  |  | c_DK1_Central | 1921 | 7.049e-05
|  |  |  | c_DK1 | 1922 | 9.4071e-05 |  |  |  |  | c_DK1_Central | 1922 | 7.6322e-05
|  |  |  | c_DK1 | 1923 | 9.3828e-05 |  |  |  |  | c_DK1_Central | 1923 | 7.6322e-05
|  |  |  | c_DK1 | 1924 | 9.4509e-05 |  |  |  |  | c_DK1_Central | 1924 | 8.3154e-05
|  |  |  | c_DK1 | 1925 | 9.7233e-05 |  |  |  |  | c_DK1_Central | 1925 | 0.00011065
|  |  |  | c_DK1 | 1926 | 0.00010419 |  |  |  |  | c_DK1_Central | 1926 | 0.00016664
|  |  |  | c_DK1 | 1927 | 0.0001201 |  |  |  |  | c_DK1_Central | 1927 | 0.00019764
|  |  |  | c_DK1 | 1928 | 0.00013771 |  |  |  |  | c_DK1_Central | 1928 | 0.0001973
|  |  |  | c_DK1 | 1929 | 0.00014058 |  |  |  |  | c_DK1_Central | 1929 | 0.00017864
|  |  |  | c_DK1 | 1930 | 0.0001379 |  |  |  |  | c_DK1_Central | 1930 | 0.00016781
|  |  |  | c_DK1 | 1931 | 0.00014019 |  |  |  |  | c_DK1_Central | 1931 | 0.00015714
|  |  |  | c_DK1 | 1932 | 0.00013868 |  |  |  |  | c_DK1_Central | 1932 | 0.00015031
|  |  |  | c_DK1 | 1933 | 0.00013352 |  |  |  |  | c_DK1_Central | 1933 | 0.00014565
|  |  |  | c_DK1 | 1934 | 0.00012954 |  |  |  |  | c_DK1_Central | 1934 | 0.00013665
|  |  |  | c_DK1 | 1935 | 0.00012409 |  |  |  |  | c_DK1_Central | 1935 | 0.00013465
|  |  |  | c_DK1 | 1936 | 0.00012044 |  |  |  |  | c_DK1_Central | 1936 | 0.00013281
|  |  |  | c_DK1 | 1937 | 0.00012146 |  |  |  |  | c_DK1_Central | 1937 | 0.00013648
|  |  |  | c_DK1 | 1938 | 0.00013061 |  |  |  |  | c_DK1_Central | 1938 | 0.00014581
|  |  |  | c_DK1 | 1939 | 0.00013168 |  |  |  |  | c_DK1_Central | 1939 | 0.00014948
|  |  |  | c_DK1 | 1940 | 0.00012793 |  |  |  |  | c_DK1_Central | 1940 | 0.00015398
|  |  |  | c_DK1 | 1941 | 0.00011635 |  |  |  |  | c_DK1_Central | 1941 | 0.00015398
|  |  |  | c_DK1 | 1942 | 0.00010682 |  |  |  |  | c_DK1_Central | 1942 | 0.00014048
|  |  |  | c_DK1 | 1943 | 9.8401e-05 |  |  |  |  | c_DK1_Central | 1943 | 0.00011098
|  |  |  | c_DK1 | 1944 | 9.1736e-05 |  |  |  |  | c_DK1_Central | 1944 | 8.2488e-05
|  |  |  | c_DK1 | 1945 | 8.6968e-05 |  |  |  |  | c_DK1_Central | 1945 | 7.099e-05
|  |  |  | c_DK1 | 1946 | 8.7309e-05 |  |  |  |  | c_DK1_Central | 1946 | 7.4489e-05
|  |  |  | c_DK1 | 1947 | 8.6531e-05 |  |  |  |  | c_DK1_Central | 1947 | 7.1156e-05
|  |  |  | c_DK1 | 1948 | 8.5071e-05 |  |  |  |  | c_DK1_Central | 1948 | 8.0655e-05
|  |  |  | c_DK1 | 1949 | 8.5558e-05 |  |  |  |  | c_DK1_Central | 1949 | 0.00010798
|  |  |  | c_DK1 | 1950 | 8.7844e-05 |  |  |  |  | c_DK1_Central | 1950 | 0.00015814
|  |  |  | c_DK1 | 1951 | 9.1298e-05 |  |  |  |  | c_DK1_Central | 1951 | 0.00019231
|  |  |  | c_DK1 | 1952 | 9.9812e-05 |  |  |  |  | c_DK1_Central | 1952 | 0.00018981
|  |  |  | c_DK1 | 1953 | 0.00010784 |  |  |  |  | c_DK1_Central | 1953 | 0.00016898
|  |  |  | c_DK1 | 1954 | 0.00011139 |  |  |  |  | c_DK1_Central | 1954 | 0.00015848
|  |  |  | c_DK1 | 1955 | 0.00011134 |  |  |  |  | c_DK1_Central | 1955 | 0.00015148
|  |  |  | c_DK1 | 1956 | 0.00010935 |  |  |  |  | c_DK1_Central | 1956 | 0.00014248
|  |  |  | c_DK1 | 1957 | 0.00010652 |  |  |  |  | c_DK1_Central | 1957 | 0.00013848
|  |  |  | c_DK1 | 1958 | 0.00010419 |  |  |  |  | c_DK1_Central | 1958 | 0.00012631
|  |  |  | c_DK1 | 1959 | 0.00010113 |  |  |  |  | c_DK1_Central | 1959 | 0.00013048
|  |  |  | c_DK1 | 1960 | 9.9325e-05 |  |  |  |  | c_DK1_Central | 1960 | 0.00012848
|  |  |  | c_DK1 | 1961 | 0.00010322 |  |  |  |  | c_DK1_Central | 1961 | 0.00013298
|  |  |  | c_DK1 | 1962 | 0.00011251 |  |  |  |  | c_DK1_Central | 1962 | 0.00013915
|  |  |  | c_DK1 | 1963 | 0.0001145 |  |  |  |  | c_DK1_Central | 1963 | 0.00014381
|  |  |  | c_DK1 | 1964 | 0.00011523 |  |  |  |  | c_DK1_Central | 1964 | 0.00014565
|  |  |  | c_DK1 | 1965 | 0.00010774 |  |  |  |  | c_DK1_Central | 1965 | 0.00014615
|  |  |  | c_DK1 | 1966 | 0.00010132 |  |  |  |  | c_DK1_Central | 1966 | 0.00013515
|  |  |  | c_DK1 | 1967 | 9.6163e-05 |  |  |  |  | c_DK1_Central | 1967 | 0.00010848
|  |  |  | c_DK1 | 1968 | 9.0033e-05 |  |  |  |  | c_DK1_Central | 1968 | 7.9488e-05
|  |  |  | c_DK1 | 1969 | 8.4585e-05 |  |  |  |  | c_DK1_Central | 1969 | 7.5156e-05
|  |  |  | c_DK1 | 1970 | 8.1909e-05 |  |  |  |  | c_DK1_Central | 1970 | 8.4987e-05
|  |  |  | c_DK1 | 1971 | 8.2833e-05 |  |  |  |  | c_DK1_Central | 1971 | 8.2821e-05
|  |  |  | c_DK1 | 1972 | 8.259e-05 |  |  |  |  | c_DK1_Central | 1972 | 9.6819e-05
|  |  |  | c_DK1 | 1973 | 8.3223e-05 |  |  |  |  | c_DK1_Central | 1973 | 0.00012898
|  |  |  | c_DK1 | 1974 | 8.4877e-05 |  |  |  |  | c_DK1_Central | 1974 | 0.00018347
|  |  |  | c_DK1 | 1975 | 8.8963e-05 |  |  |  |  | c_DK1_Central | 1975 | 0.00019131
|  |  |  | c_DK1 | 1976 | 9.4266e-05 |  |  |  |  | c_DK1_Central | 1976 | 0.00018914
|  |  |  | c_DK1 | 1977 | 0.00010414 |  |  |  |  | c_DK1_Central | 1977 | 0.00016614
|  |  |  | c_DK1 | 1978 | 0.0001093 |  |  |  |  | c_DK1_Central | 1978 | 0.00015764
|  |  |  | c_DK1 | 1979 | 0.00011173 |  |  |  |  | c_DK1_Central | 1979 | 0.00014898
|  |  |  | c_DK1 | 1980 | 0.0001109 |  |  |  |  | c_DK1_Central | 1980 | 0.00014348
|  |  |  | c_DK1 | 1981 | 0.00010803 |  |  |  |  | c_DK1_Central | 1981 | 0.00014015
|  |  |  | c_DK1 | 1982 | 0.00010468 |  |  |  |  | c_DK1_Central | 1982 | 0.00013165
|  |  |  | c_DK1 | 1983 | 0.00010224 |  |  |  |  | c_DK1_Central | 1983 | 0.00013248
|  |  |  | c_DK1 | 1984 | 0.00010268 |  |  |  |  | c_DK1_Central | 1984 | 0.00013031
|  |  |  | c_DK1 | 1985 | 0.00010531 |  |  |  |  | c_DK1_Central | 1985 | 0.00013765
|  |  |  | c_DK1 | 1986 | 0.00011504 |  |  |  |  | c_DK1_Central | 1986 | 0.00014748
|  |  |  | c_DK1 | 1987 | 0.00011927 |  |  |  |  | c_DK1_Central | 1987 | 0.00015181
|  |  |  | c_DK1 | 1988 | 0.0001164 |  |  |  |  | c_DK1_Central | 1988 | 0.00015581
|  |  |  | c_DK1 | 1989 | 0.00011338 |  |  |  |  | c_DK1_Central | 1989 | 0.00015731
|  |  |  | c_DK1 | 1990 | 0.00010511 |  |  |  |  | c_DK1_Central | 1990 | 0.00014581
|  |  |  | c_DK1 | 1991 | 9.7282e-05 |  |  |  |  | c_DK1_Central | 1991 | 0.00011798
|  |  |  | c_DK1 | 1992 | 9.2855e-05 |  |  |  |  | c_DK1_Central | 1992 | 8.8487e-05
|  |  |  | c_DK1 | 1993 | 8.8525e-05 |  |  |  |  | c_DK1_Central | 1993 | 7.7155e-05
|  |  |  | c_DK1 | 1994 | 8.6725e-05 |  |  |  |  | c_DK1_Central | 1994 | 8.4654e-05
|  |  |  | c_DK1 | 1995 | 8.7114e-05 |  |  |  |  | c_DK1_Central | 1995 | 8.5154e-05
|  |  |  | c_DK1 | 1996 | 9.0277e-05 |  |  |  |  | c_DK1_Central | 1996 | 9.3486e-05
|  |  |  | c_DK1 | 1997 | 9.2125e-05 |  |  |  |  | c_DK1_Central | 1997 | 0.00012398
|  |  |  | c_DK1 | 1998 | 0.0001004 |  |  |  |  | c_DK1_Central | 1998 | 0.00018414
|  |  |  | c_DK1 | 1999 | 0.00012044 |  |  |  |  | c_DK1_Central | 1999 | 0.00021447
|  |  |  | c_DK1 | 2000 | 0.00013508 |  |  |  |  | c_DK1_Central | 2000 | 0.00021214
|  |  |  | c_DK1 | 2001 | 0.00014068 |  |  |  |  | c_DK1_Central | 2001 | 0.00018897
|  |  |  | c_DK1 | 2002 | 0.00013965 |  |  |  |  | c_DK1_Central | 2002 | 0.00017847
|  |  |  | c_DK1 | 2003 | 0.00014311 |  |  |  |  | c_DK1_Central | 2003 | 0.00016848
|  |  |  | c_DK1 | 2004 | 0.00014238 |  |  |  |  | c_DK1_Central | 2004 | 0.00016031
|  |  |  | c_DK1 | 2005 | 0.00013858 |  |  |  |  | c_DK1_Central | 2005 | 0.00015631
|  |  |  | c_DK1 | 2006 | 0.00013961 |  |  |  |  | c_DK1_Central | 2006 | 0.00014615
|  |  |  | c_DK1 | 2007 | 0.00013581 |  |  |  |  | c_DK1_Central | 2007 | 0.00014515
|  |  |  | c_DK1 | 2008 | 0.00012808 |  |  |  |  | c_DK1_Central | 2008 | 0.00014398
|  |  |  | c_DK1 | 2009 | 0.00012516 |  |  |  |  | c_DK1_Central | 2009 | 0.00015014
|  |  |  | c_DK1 | 2010 | 0.0001327 |  |  |  |  | c_DK1_Central | 2010 | 0.00015881
|  |  |  | c_DK1 | 2011 | 0.00013362 |  |  |  |  | c_DK1_Central | 2011 | 0.00016298
|  |  |  | c_DK1 | 2012 | 0.00013109 |  |  |  |  | c_DK1_Central | 2012 | 0.00016731
|  |  |  | c_DK1 | 2013 | 0.00012652 |  |  |  |  | c_DK1_Central | 2013 | 0.00016798
|  |  |  | c_DK1 | 2014 | 0.00011728 |  |  |  |  | c_DK1_Central | 2014 | 0.00015264
|  |  |  | c_DK1 | 2015 | 0.00010691 |  |  |  |  | c_DK1_Central | 2015 | 0.00012198
|  |  |  | c_DK1 | 2016 | 0.00010015 |  |  |  |  | c_DK1_Central | 2016 | 9.1153e-05
|  |  |  | c_DK1 | 2017 | 9.4801e-05 |  |  |  |  | c_DK1_Central | 2017 | 7.7322e-05
|  |  |  | c_DK1 | 2018 | 9.339e-05 |  |  |  |  | c_DK1_Central | 2018 | 8.3988e-05
|  |  |  | c_DK1 | 2019 | 9.3147e-05 |  |  |  |  | c_DK1_Central | 2019 | 8.4654e-05
|  |  |  | c_DK1 | 2020 | 9.4412e-05 |  |  |  |  | c_DK1_Central | 2020 | 9.2653e-05
|  |  |  | c_DK1 | 2021 | 9.7476e-05 |  |  |  |  | c_DK1_Central | 2021 | 0.00012265
|  |  |  | c_DK1 | 2022 | 0.00010497 |  |  |  |  | c_DK1_Central | 2022 | 0.00018247
|  |  |  | c_DK1 | 2023 | 0.00012238 |  |  |  |  | c_DK1_Central | 2023 | 0.0002138
|  |  |  | c_DK1 | 2024 | 0.00013975 |  |  |  |  | c_DK1_Central | 2024 | 0.00021097
|  |  |  | c_DK1 | 2025 | 0.00014267 |  |  |  |  | c_DK1_Central | 2025 | 0.00019097
|  |  |  | c_DK1 | 2026 | 0.00014277 |  |  |  |  | c_DK1_Central | 2026 | 0.00018014
|  |  |  | c_DK1 | 2027 | 0.0001434 |  |  |  |  | c_DK1_Central | 2027 | 0.00016981
|  |  |  | c_DK1 | 2028 | 0.00014291 |  |  |  |  | c_DK1_Central | 2028 | 0.00016248
|  |  |  | c_DK1 | 2029 | 0.00013839 |  |  |  |  | c_DK1_Central | 2029 | 0.00015764
|  |  |  | c_DK1 | 2030 | 0.00013829 |  |  |  |  | c_DK1_Central | 2030 | 0.00014798
|  |  |  | c_DK1 | 2031 | 0.00013421 |  |  |  |  | c_DK1_Central | 2031 | 0.00014648
|  |  |  | c_DK1 | 2032 | 0.00012764 |  |  |  |  | c_DK1_Central | 2032 | 0.00014481
|  |  |  | c_DK1 | 2033 | 0.00012613 |  |  |  |  | c_DK1_Central | 2033 | 0.00014931
|  |  |  | c_DK1 | 2034 | 0.00013362 |  |  |  |  | c_DK1_Central | 2034 | 0.00015814
|  |  |  | c_DK1 | 2035 | 0.00013289 |  |  |  |  | c_DK1_Central | 2035 | 0.00016048
|  |  |  | c_DK1 | 2036 | 0.00013153 |  |  |  |  | c_DK1_Central | 2036 | 0.00016464
|  |  |  | c_DK1 | 2037 | 0.00012812 |  |  |  |  | c_DK1_Central | 2037 | 0.00016481
|  |  |  | c_DK1 | 2038 | 0.00011523 |  |  |  |  | c_DK1_Central | 2038 | 0.00014964
|  |  |  | c_DK1 | 2039 | 0.00010725 |  |  |  |  | c_DK1_Central | 2039 | 0.00011948
|  |  |  | c_DK1 | 2040 | 0.00010015 |  |  |  |  | c_DK1_Central | 2040 | 8.982e-05
|  |  |  | c_DK1 | 2041 | 9.3974e-05 |  |  |  |  | c_DK1_Central | 2041 | 7.1323e-05
|  |  |  | c_DK1 | 2042 | 9.1249e-05 |  |  |  |  | c_DK1_Central | 2042 | 7.7655e-05
|  |  |  | c_DK1 | 2043 | 9.1785e-05 |  |  |  |  | c_DK1_Central | 2043 | 7.8322e-05
|  |  |  | c_DK1 | 2044 | 9.3682e-05 |  |  |  |  | c_DK1_Central | 2044 | 8.5821e-05
|  |  |  | c_DK1 | 2045 | 9.5725e-05 |  |  |  |  | c_DK1_Central | 2045 | 0.00011498
|  |  |  | c_DK1 | 2046 | 0.00010322 |  |  |  |  | c_DK1_Central | 2046 | 0.00017231
|  |  |  | c_DK1 | 2047 | 0.00011981 |  |  |  |  | c_DK1_Central | 2047 | 0.0002023
|  |  |  | c_DK1 | 2048 | 0.00013557 |  |  |  |  | c_DK1_Central | 2048 | 0.0001998
|  |  |  | c_DK1 | 2049 | 0.00014024 |  |  |  |  | c_DK1_Central | 2049 | 0.00018014
|  |  |  | c_DK1 | 2050 | 0.00013985 |  |  |  |  | c_DK1_Central | 2050 | 0.00016931
|  |  |  | c_DK1 | 2051 | 0.00013995 |  |  |  |  | c_DK1_Central | 2051 | 0.00015914
|  |  |  | c_DK1 | 2052 | 0.00013854 |  |  |  |  | c_DK1_Central | 2052 | 0.00015214
|  |  |  | c_DK1 | 2053 | 0.00013562 |  |  |  |  | c_DK1_Central | 2053 | 0.00014798
|  |  |  | c_DK1 | 2054 | 0.00013659 |  |  |  |  | c_DK1_Central | 2054 | 0.00013815
|  |  |  | c_DK1 | 2055 | 0.00013367 |  |  |  |  | c_DK1_Central | 2055 | 0.00013681
|  |  |  | c_DK1 | 2056 | 0.00012924 |  |  |  |  | c_DK1_Central | 2056 | 0.00013498
|  |  |  | c_DK1 | 2057 | 0.00012822 |  |  |  |  | c_DK1_Central | 2057 | 0.00013898
|  |  |  | c_DK1 | 2058 | 0.00013635 |  |  |  |  | c_DK1_Central | 2058 | 0.00014798
|  |  |  | c_DK1 | 2059 | 0.00013333 |  |  |  |  | c_DK1_Central | 2059 | 0.00015064
|  |  |  | c_DK1 | 2060 | 0.00013148 |  |  |  |  | c_DK1_Central | 2060 | 0.00015481
|  |  |  | c_DK1 | 2061 | 0.00012837 |  |  |  |  | c_DK1_Central | 2061 | 0.00015531
|  |  |  | c_DK1 | 2062 | 0.00011538 |  |  |  |  | c_DK1_Central | 2062 | 0.00014115
|  |  |  | c_DK1 | 2063 | 0.00010472 |  |  |  |  | c_DK1_Central | 2063 | 0.00011215
|  |  |  | c_DK1 | 2064 | 9.772e-05 |  |  |  |  | c_DK1_Central | 2064 | 8.3488e-05
|  |  |  | c_DK1 | 2065 | 9.3536e-05 |  |  |  |  | c_DK1_Central | 2065 | 6.6324e-05
|  |  |  | c_DK1 | 2066 | 9.2028e-05 |  |  |  |  | c_DK1_Central | 2066 | 7.2323e-05
|  |  |  | c_DK1 | 2067 | 9.1541e-05 |  |  |  |  | c_DK1_Central | 2067 | 7.2656e-05
|  |  |  | c_DK1 | 2068 | 9.339e-05 |  |  |  |  | c_DK1_Central | 2068 | 7.9655e-05
|  |  |  | c_DK1 | 2069 | 9.6212e-05 |  |  |  |  | c_DK1_Central | 2069 | 0.00010748
|  |  |  | c_DK1 | 2070 | 0.00010273 |  |  |  |  | c_DK1_Central | 2070 | 0.00016214
|  |  |  | c_DK1 | 2071 | 0.00012015 |  |  |  |  | c_DK1_Central | 2071 | 0.00019031
|  |  |  | c_DK1 | 2072 | 0.00013635 |  |  |  |  | c_DK1_Central | 2072 | 0.00018797
|  |  |  | c_DK1 | 2073 | 0.00014267 |  |  |  |  | c_DK1_Central | 2073 | 0.00016848
|  |  |  | c_DK1 | 2074 | 0.00014165 |  |  |  |  | c_DK1_Central | 2074 | 0.00015864
|  |  |  | c_DK1 | 2075 | 0.00014243 |  |  |  |  | c_DK1_Central | 2075 | 0.00014914
|  |  |  | c_DK1 | 2076 | 0.00014004 |  |  |  |  | c_DK1_Central | 2076 | 0.00014298
|  |  |  | c_DK1 | 2077 | 0.00013761 |  |  |  |  | c_DK1_Central | 2077 | 0.00013848
|  |  |  | c_DK1 | 2078 | 0.00013717 |  |  |  |  | c_DK1_Central | 2078 | 0.00012898
|  |  |  | c_DK1 | 2079 | 0.00013314 |  |  |  |  | c_DK1_Central | 2079 | 0.00012765
|  |  |  | c_DK1 | 2080 | 0.00012715 |  |  |  |  | c_DK1_Central | 2080 | 0.00012565
|  |  |  | c_DK1 | 2081 | 0.00012462 |  |  |  |  | c_DK1_Central | 2081 | 0.00012948
|  |  |  | c_DK1 | 2082 | 0.00012963 |  |  |  |  | c_DK1_Central | 2082 | 0.00013815
|  |  |  | c_DK1 | 2083 | 0.00012652 |  |  |  |  | c_DK1_Central | 2083 | 0.00014031
|  |  |  | c_DK1 | 2084 | 0.00012632 |  |  |  |  | c_DK1_Central | 2084 | 0.00014465
|  |  |  | c_DK1 | 2085 | 0.00012696 |  |  |  |  | c_DK1_Central | 2085 | 0.00014515
|  |  |  | c_DK1 | 2086 | 0.00011616 |  |  |  |  | c_DK1_Central | 2086 | 0.00013198
|  |  |  | c_DK1 | 2087 | 0.00010716 |  |  |  |  | c_DK1_Central | 2087 | 0.00010482
|  |  |  | c_DK1 | 2088 | 9.9471e-05 |  |  |  |  | c_DK1_Central | 2088 | 7.7822e-05
|  |  |  | c_DK1 | 2089 | 9.2222e-05 |  |  |  |  | c_DK1_Central | 2089 | 6.3824e-05
|  |  |  | c_DK1 | 2090 | 9.1055e-05 |  |  |  |  | c_DK1_Central | 2090 | 6.899e-05
|  |  |  | c_DK1 | 2091 | 9.1541e-05 |  |  |  |  | c_DK1_Central | 2091 | 6.8823e-05
|  |  |  | c_DK1 | 2092 | 9.4947e-05 |  |  |  |  | c_DK1_Central | 2092 | 7.4989e-05
|  |  |  | c_DK1 | 2093 | 9.7671e-05 |  |  |  |  | c_DK1_Central | 2093 | 0.00010049
|  |  |  | c_DK1 | 2094 | 0.00010409 |  |  |  |  | c_DK1_Central | 2094 | 0.00015314
|  |  |  | c_DK1 | 2095 | 0.00011776 |  |  |  |  | c_DK1_Central | 2095 | 0.00018147
|  |  |  | c_DK1 | 2096 | 0.00013255 |  |  |  |  | c_DK1_Central | 2096 | 0.00018114
|  |  |  | c_DK1 | 2097 | 0.00013644 |  |  |  |  | c_DK1_Central | 2097 | 0.00016298
|  |  |  | c_DK1 | 2098 | 0.00013406 |  |  |  |  | c_DK1_Central | 2098 | 0.00015348
|  |  |  | c_DK1 | 2099 | 0.0001361 |  |  |  |  | c_DK1_Central | 2099 | 0.00014348
|  |  |  | c_DK1 | 2100 | 0.00013411 |  |  |  |  | c_DK1_Central | 2100 | 0.00013748
|  |  |  | c_DK1 | 2101 | 0.000129 |  |  |  |  | c_DK1_Central | 2101 | 0.00013331
|  |  |  | c_DK1 | 2102 | 0.00012477 |  |  |  |  | c_DK1_Central | 2102 | 0.00012448
|  |  |  | c_DK1 | 2103 | 0.00011869 |  |  |  |  | c_DK1_Central | 2103 | 0.00012232
|  |  |  | c_DK1 | 2104 | 0.00011353 |  |  |  |  | c_DK1_Central | 2104 | 0.00012015
|  |  |  | c_DK1 | 2105 | 0.00011231 |  |  |  |  | c_DK1_Central | 2105 | 0.00012365
|  |  |  | c_DK1 | 2106 | 0.00011776 |  |  |  |  | c_DK1_Central | 2106 | 0.00013231
|  |  |  | c_DK1 | 2107 | 0.00011815 |  |  |  |  | c_DK1_Central | 2107 | 0.00013565
|  |  |  | c_DK1 | 2108 | 0.00011698 |  |  |  |  | c_DK1_Central | 2108 | 0.00014031
|  |  |  | c_DK1 | 2109 | 0.00011514 |  |  |  |  | c_DK1_Central | 2109 | 0.00014048
|  |  |  | c_DK1 | 2110 | 0.00010589 |  |  |  |  | c_DK1_Central | 2110 | 0.00012831
|  |  |  | c_DK1 | 2111 | 9.8741e-05 |  |  |  |  | c_DK1_Central | 2111 | 0.00010132
|  |  |  | c_DK1 | 2112 | 9.1833e-05 |  |  |  |  | c_DK1_Central | 2112 | 7.4989e-05
|  |  |  | c_DK1 | 2113 | 8.512e-05 |  |  |  |  | c_DK1_Central | 2113 | 6.5324e-05
|  |  |  | c_DK1 | 2114 | 8.2104e-05 |  |  |  |  | c_DK1_Central | 2114 | 6.8323e-05
|  |  |  | c_DK1 | 2115 | 8.1423e-05 |  |  |  |  | c_DK1_Central | 2115 | 6.5157e-05
|  |  |  | c_DK1 | 2116 | 8.2493e-05 |  |  |  |  | c_DK1_Central | 2116 | 7.3822e-05
|  |  |  | c_DK1 | 2117 | 8.4439e-05 |  |  |  |  | c_DK1_Central | 2117 | 9.9319e-05
|  |  |  | c_DK1 | 2118 | 8.7114e-05 |  |  |  |  | c_DK1_Central | 2118 | 0.00014648
|  |  |  | c_DK1 | 2119 | 9.2368e-05 |  |  |  |  | c_DK1_Central | 2119 | 0.00017864
|  |  |  | c_DK1 | 2120 | 9.9568e-05 |  |  |  |  | c_DK1_Central | 2120 | 0.00017664
|  |  |  | c_DK1 | 2121 | 0.00010701 |  |  |  |  | c_DK1_Central | 2121 | 0.00015664
|  |  |  | c_DK1 | 2122 | 0.00011071 |  |  |  |  | c_DK1_Central | 2122 | 0.00014698
|  |  |  | c_DK1 | 2123 | 0.0001112 |  |  |  |  | c_DK1_Central | 2123 | 0.00014048
|  |  |  | c_DK1 | 2124 | 0.00011012 |  |  |  |  | c_DK1_Central | 2124 | 0.00013198
|  |  |  | c_DK1 | 2125 | 0.00010735 |  |  |  |  | c_DK1_Central | 2125 | 0.00012831
|  |  |  | c_DK1 | 2126 | 0.00010429 |  |  |  |  | c_DK1_Central | 2126 | 0.00011698
|  |  |  | c_DK1 | 2127 | 0.00010098 |  |  |  |  | c_DK1_Central | 2127 | 0.00012082
|  |  |  | c_DK1 | 2128 | 9.8741e-05 |  |  |  |  | c_DK1_Central | 2128 | 0.00011865
|  |  |  | c_DK1 | 2129 | 0.00010103 |  |  |  |  | c_DK1_Central | 2129 | 0.00012265
|  |  |  | c_DK1 | 2130 | 0.00010867 |  |  |  |  | c_DK1_Central | 2130 | 0.00012831
|  |  |  | c_DK1 | 2131 | 0.00011066 |  |  |  |  | c_DK1_Central | 2131 | 0.00013248
|  |  |  | c_DK1 | 2132 | 0.00010823 |  |  |  |  | c_DK1_Central | 2132 | 0.00013431
|  |  |  | c_DK1 | 2133 | 0.00010779 |  |  |  |  | c_DK1_Central | 2133 | 0.00013498
|  |  |  | c_DK1 | 2134 | 9.8206e-05 |  |  |  |  | c_DK1_Central | 2134 | 0.00012515
|  |  |  | c_DK1 | 2135 | 9.1055e-05 |  |  |  |  | c_DK1_Central | 2135 | 0.00010049
|  |  |  | c_DK1 | 2136 | 8.5558e-05 |  |  |  |  | c_DK1_Central | 2136 | 7.3156e-05
|  |  |  | c_DK1 | 2137 | 8.4341e-05 |  |  |  |  | c_DK1_Central | 2137 | 7.3822e-05
|  |  |  | c_DK1 | 2138 | 8.2639e-05 |  |  |  |  | c_DK1_Central | 2138 | 8.3654e-05
|  |  |  | c_DK1 | 2139 | 8.2152e-05 |  |  |  |  | c_DK1_Central | 2139 | 9.5319e-05
|  |  |  | c_DK1 | 2140 | 8.225e-05 |  |  |  |  | c_DK1_Central | 2140 | 0.00012715
|  |  |  | c_DK1 | 2141 | 8.6141e-05 |  |  |  |  | c_DK1_Central | 2141 | 0.00018064
|  |  |  | c_DK1 | 2142 | 9.2466e-05 |  |  |  |  | c_DK1_Central | 2142 | 0.00018847
|  |  |  | c_DK1 | 2143 | 9.7136e-05 |  |  |  |  | c_DK1_Central | 2143 | 0.00018647
|  |  |  | c_DK1 | 2144 | 0.00010356 |  |  |  |  | c_DK1_Central | 2144 | 0.00016364
|  |  |  | c_DK1 | 2145 | 0.0001075 |  |  |  |  | c_DK1_Central | 2145 | 0.00015531
|  |  |  | c_DK1 | 2146 | 0.00011183 |  |  |  |  | c_DK1_Central | 2146 | 0.00014698
|  |  |  | c_DK1 | 2147 | 0.00011309 |  |  |  |  | c_DK1_Central | 2147 | 0.00014148
|  |  |  | c_DK1 | 2148 | 0.00010716 |  |  |  |  | c_DK1_Central | 2148 | 0.00013798
|  |  |  | c_DK1 | 2149 | 0.00010307 |  |  |  |  | c_DK1_Central | 2149 | 0.00012981
|  |  |  | c_DK1 | 2150 | 0.00010589 |  |  |  |  | c_DK1_Central | 2150 | 0.00013048
|  |  |  | c_DK1 | 2151 | 0.00010657 |  |  |  |  | c_DK1_Central | 2151 | 0.00012831
|  |  |  | c_DK1 | 2152 | 0.0001057 |  |  |  |  | c_DK1_Central | 2152 | 0.00013565
|  |  |  | c_DK1 | 2153 | 0.00011334 |  |  |  |  | c_DK1_Central | 2153 | 0.00014531
|  |  |  | c_DK1 | 2154 | 0.00011304 |  |  |  |  | c_DK1_Central | 2154 | 0.00014964
|  |  |  | c_DK1 | 2155 | 0.00010891 |  |  |  |  | c_DK1_Central | 2155 | 0.00015331
|  |  |  | c_DK1 | 2156 | 0.00010779 |  |  |  |  | c_DK1_Central | 2156 | 0.00015498
|  |  |  | c_DK1 | 2157 | 0.000102 |  |  |  |  | c_DK1_Central | 2157 | 0.00014381
|  |  |  | c_DK1 | 2158 | 9.5676e-05 |  |  |  |  | c_DK1_Central | 2158 | 0.00011615
|  |  |  | c_DK1 | 2159 | 9.1006e-05 |  |  |  |  | c_DK1_Central | 2159 | 8.6987e-05
|  |  |  | c_DK1 | 2160 | 8.8574e-05 |  |  |  |  | c_DK1_Central | 2160 | 8.3654e-05
|  |  |  | c_DK1 | 2161 | 8.7795e-05 |  |  |  |  | c_DK1_Central | 2161 | 8.9987e-05
|  |  |  | c_DK1 | 2162 | 8.9206e-05 |  |  |  |  | c_DK1_Central | 2162 | 9.1153e-05
|  |  |  | c_DK1 | 2163 | 9.159e-05 |  |  |  |  | c_DK1_Central | 2163 | 9.8819e-05
|  |  |  | c_DK1 | 2164 | 9.4412e-05 |  |  |  |  | c_DK1_Central | 2164 | 0.00012615
|  |  |  | c_DK1 | 2165 | 0.00010161 |  |  |  |  | c_DK1_Central | 2165 | 0.00018797
|  |  |  | c_DK1 | 2166 | 0.00011888 |  |  |  |  | c_DK1_Central | 2166 | 0.00021797
|  |  |  | c_DK1 | 2167 | 0.00013571 |  |  |  |  | c_DK1_Central | 2167 | 0.00021464
|  |  |  | c_DK1 | 2168 | 0.00013995 |  |  |  |  | c_DK1_Central | 2168 | 0.00019297
|  |  |  | c_DK1 | 2169 | 0.00013824 |  |  |  |  | c_DK1_Central | 2169 | 0.00018497
|  |  |  | c_DK1 | 2170 | 0.00014014 |  |  |  |  | c_DK1_Central | 2170 | 0.00017597
|  |  |  | c_DK1 | 2171 | 0.00013878 |  |  |  |  | c_DK1_Central | 2171 | 0.00016848
|  |  |  | c_DK1 | 2172 | 0.00013343 |  |  |  |  | c_DK1_Central | 2172 | 0.00016381
|  |  |  | c_DK1 | 2173 | 0.00013309 |  |  |  |  | c_DK1_Central | 2173 | 0.00015464
|  |  |  | c_DK1 | 2174 | 0.00012881 |  |  |  |  | c_DK1_Central | 2174 | 0.00015364
|  |  |  | c_DK1 | 2175 | 0.00012326 |  |  |  |  | c_DK1_Central | 2175 | 0.00015214
|  |  |  | c_DK1 | 2176 | 0.0001219 |  |  |  |  | c_DK1_Central | 2176 | 0.00015731
|  |  |  | c_DK1 | 2177 | 0.00012774 |  |  |  |  | c_DK1_Central | 2177 | 0.00016581
|  |  |  | c_DK1 | 2178 | 0.00012423 |  |  |  |  | c_DK1_Central | 2178 | 0.00016814
|  |  |  | c_DK1 | 2179 | 0.00011927 |  |  |  |  | c_DK1_Central | 2179 | 0.00017097
|  |  |  | c_DK1 | 2180 | 0.00011917 |  |  |  |  | c_DK1_Central | 2180 | 0.00017031
|  |  |  | c_DK1 | 2181 | 0.00011338 |  |  |  |  | c_DK1_Central | 2181 | 0.00015548
|  |  |  | c_DK1 | 2182 | 0.00010361 |  |  |  |  | c_DK1_Central | 2182 | 0.00012581
|  |  |  | c_DK1 | 2183 | 9.6066e-05 |  |  |  |  | c_DK1_Central | 2183 | 9.5986e-05
|  |  |  | c_DK1 | 2184 | 9.3974e-05 |  |  |  |  | c_DK1_Central | 2184 | 7.6822e-05
|  |  |  | c_DK1 | 2185 | 9.1006e-05 |  |  |  |  | c_DK1_Central | 2185 | 8.3654e-05
|  |  |  | c_DK1 | 2186 | 8.9839e-05 |  |  |  |  | c_DK1_Central | 2186 | 8.4321e-05
|  |  |  | c_DK1 | 2187 | 9.1249e-05 |  |  |  |  | c_DK1_Central | 2187 | 9.232e-05
|  |  |  | c_DK1 | 2188 | 9.4849e-05 |  |  |  |  | c_DK1_Central | 2188 | 0.00012232
|  |  |  | c_DK1 | 2189 | 0.00010161 |  |  |  |  | c_DK1_Central | 2189 | 0.00018231
|  |  |  | c_DK1 | 2190 | 0.00012127 |  |  |  |  | c_DK1_Central | 2190 | 0.0002138
|  |  |  | c_DK1 | 2191 | 0.00013717 |  |  |  |  | c_DK1_Central | 2191 | 0.00021097
|  |  |  | c_DK1 | 2192 | 0.00014019 |  |  |  |  | c_DK1_Central | 2192 | 0.00019081
|  |  |  | c_DK1 | 2193 | 0.00013766 |  |  |  |  | c_DK1_Central | 2193 | 0.00017981
|  |  |  | c_DK1 | 2194 | 0.00013591 |  |  |  |  | c_DK1_Central | 2194 | 0.00016931
|  |  |  | c_DK1 | 2195 | 0.00013109 |  |  |  |  | c_DK1_Central | 2195 | 0.00016214
|  |  |  | c_DK1 | 2196 | 0.00012735 |  |  |  |  | c_DK1_Central | 2196 | 0.00015714
|  |  |  | c_DK1 | 2197 | 0.00012778 |  |  |  |  | c_DK1_Central | 2197 | 0.00014748
|  |  |  | c_DK1 | 2198 | 0.00012647 |  |  |  |  | c_DK1_Central | 2198 | 0.00014598
|  |  |  | c_DK1 | 2199 | 0.00012131 |  |  |  |  | c_DK1_Central | 2199 | 0.00014415
|  |  |  | c_DK1 | 2200 | 0.00011927 |  |  |  |  | c_DK1_Central | 2200 | 0.00014864
|  |  |  | c_DK1 | 2201 | 0.00012618 |  |  |  |  | c_DK1_Central | 2201 | 0.00015798
|  |  |  | c_DK1 | 2202 | 0.00012379 |  |  |  |  | c_DK1_Central | 2202 | 0.00016031
|  |  |  | c_DK1 | 2203 | 0.00012034 |  |  |  |  | c_DK1_Central | 2203 | 0.00016448
|  |  |  | c_DK1 | 2204 | 0.00012146 |  |  |  |  | c_DK1_Central | 2204 | 0.00016464
|  |  |  | c_DK1 | 2205 | 0.00011572 |  |  |  |  | c_DK1_Central | 2205 | 0.00014948
|  |  |  | c_DK1 | 2206 | 0.00010691 |  |  |  |  | c_DK1_Central | 2206 | 0.00011932
|  |  |  | c_DK1 | 2207 | 9.9568e-05 |  |  |  |  | c_DK1_Central | 2207 | 8.9487e-05
|  |  |  | c_DK1 | 2208 | 9.2855e-05 |  |  |  |  | c_DK1_Central | 2208 | 6.899e-05
|  |  |  | c_DK1 | 2209 | 9.0958e-05 |  |  |  |  | c_DK1_Central | 2209 | 7.5656e-05
|  |  |  | c_DK1 | 2210 | 9.0763e-05 |  |  |  |  | c_DK1_Central | 2210 | 7.5822e-05
|  |  |  | c_DK1 | 2211 | 9.0277e-05 |  |  |  |  | c_DK1_Central | 2211 | 8.3154e-05
|  |  |  | c_DK1 | 2212 | 9.2758e-05 |  |  |  |  | c_DK1_Central | 2212 | 0.00011182
|  |  |  | c_DK1 | 2213 | 9.8984e-05 |  |  |  |  | c_DK1_Central | 2213 | 0.00016814
|  |  |  | c_DK1 | 2214 | 0.00011669 |  |  |  |  | c_DK1_Central | 2214 | 0.00019714
|  |  |  | c_DK1 | 2215 | 0.00013348 |  |  |  |  | c_DK1_Central | 2215 | 0.0001948
|  |  |  | c_DK1 | 2216 | 0.00014063 |  |  |  |  | c_DK1_Central | 2216 | 0.00017531
|  |  |  | c_DK1 | 2217 | 0.00014009 |  |  |  |  | c_DK1_Central | 2217 | 0.00016464
|  |  |  | c_DK1 | 2218 | 0.00013946 |  |  |  |  | c_DK1_Central | 2218 | 0.00015498
|  |  |  | c_DK1 | 2219 | 0.00013469 |  |  |  |  | c_DK1_Central | 2219 | 0.00014831
|  |  |  | c_DK1 | 2220 | 0.00013148 |  |  |  |  | c_DK1_Central | 2220 | 0.00014398
|  |  |  | c_DK1 | 2221 | 0.00013294 |  |  |  |  | c_DK1_Central | 2221 | 0.00013431
|  |  |  | c_DK1 | 2222 | 0.00012919 |  |  |  |  | c_DK1_Central | 2222 | 0.00013281
|  |  |  | c_DK1 | 2223 | 0.00012443 |  |  |  |  | c_DK1_Central | 2223 | 0.00013098
|  |  |  | c_DK1 | 2224 | 0.00012365 |  |  |  |  | c_DK1_Central | 2224 | 0.00013498
|  |  |  | c_DK1 | 2225 | 0.00013134 |  |  |  |  | c_DK1_Central | 2225 | 0.00014381
|  |  |  | c_DK1 | 2226 | 0.00012778 |  |  |  |  | c_DK1_Central | 2226 | 0.00014615
|  |  |  | c_DK1 | 2227 | 0.00012092 |  |  |  |  | c_DK1_Central | 2227 | 0.00015064
|  |  |  | c_DK1 | 2228 | 0.00011781 |  |  |  |  | c_DK1_Central | 2228 | 0.00015098
|  |  |  | c_DK1 | 2229 | 0.00011178 |  |  |  |  | c_DK1_Central | 2229 | 0.00013731
|  |  |  | c_DK1 | 2230 | 0.00010356 |  |  |  |  | c_DK1_Central | 2230 | 0.00010915
|  |  |  | c_DK1 | 2231 | 9.5871e-05 |  |  |  |  | c_DK1_Central | 2231 | 8.1155e-05
|  |  |  | c_DK1 | 2232 | 8.4877e-05 |  |  |  |  | c_DK1_Central | 2232 | 6.3824e-05
|  |  |  | c_DK1 | 2233 | 8.3417e-05 |  |  |  |  | c_DK1_Central | 2233 | 6.9823e-05
|  |  |  | c_DK1 | 2234 | 8.2687e-05 |  |  |  |  | c_DK1_Central | 2234 | 7.0156e-05
|  |  |  | c_DK1 | 2235 | 8.1714e-05 |  |  |  |  | c_DK1_Central | 2235 | 7.6822e-05
|  |  |  | c_DK1 | 2236 | 8.2396e-05 |  |  |  |  | c_DK1_Central | 2236 | 0.00010398
|  |  |  | c_DK1 | 2237 | 8.8525e-05 |  |  |  |  | c_DK1_Central | 2237 | 0.00015748
|  |  |  | c_DK1 | 2238 | 0.00010633 |  |  |  |  | c_DK1_Central | 2238 | 0.00018514
|  |  |  | c_DK1 | 2239 | 0.00012146 |  |  |  |  | c_DK1_Central | 2239 | 0.00018264
|  |  |  | c_DK1 | 2240 | 0.00012414 |  |  |  |  | c_DK1_Central | 2240 | 0.00016331
|  |  |  | c_DK1 | 2241 | 0.00012516 |  |  |  |  | c_DK1_Central | 2241 | 0.00015398
|  |  |  | c_DK1 | 2242 | 0.00012827 |  |  |  |  | c_DK1_Central | 2242 | 0.00014481
|  |  |  | c_DK1 | 2243 | 0.00012871 |  |  |  |  | c_DK1_Central | 2243 | 0.00013865
|  |  |  | c_DK1 | 2244 | 0.00012355 |  |  |  |  | c_DK1_Central | 2244 | 0.00013431
|  |  |  | c_DK1 | 2245 | 0.00012282 |  |  |  |  | c_DK1_Central | 2245 | 0.00012498
|  |  |  | c_DK1 | 2246 | 0.00011976 |  |  |  |  | c_DK1_Central | 2246 | 0.00012365
|  |  |  | c_DK1 | 2247 | 0.00011562 |  |  |  |  | c_DK1_Central | 2247 | 0.00012148
|  |  |  | c_DK1 | 2248 | 0.00011431 |  |  |  |  | c_DK1_Central | 2248 | 0.00012515
|  |  |  | c_DK1 | 2249 | 0.00012151 |  |  |  |  | c_DK1_Central | 2249 | 0.00013348
|  |  |  | c_DK1 | 2250 | 0.00011932 |  |  |  |  | c_DK1_Central | 2250 | 0.00013581
|  |  |  | c_DK1 | 2251 | 0.00011557 |  |  |  |  | c_DK1_Central | 2251 | 0.00013998
|  |  |  | c_DK1 | 2252 | 0.00011411 |  |  |  |  | c_DK1_Central | 2252 | 0.00014065
|  |  |  | c_DK1 | 2253 | 0.0001075 |  |  |  |  | c_DK1_Central | 2253 | 0.00012765
|  |  |  | c_DK1 | 2254 | 9.8595e-05 |  |  |  |  | c_DK1_Central | 2254 | 0.00010165
|  |  |  | c_DK1 | 2255 | 9.1931e-05 |  |  |  |  | c_DK1_Central | 2255 | 7.5322e-05
|  |  |  | c_DK1 | 2256 | 8.4682e-05 |  |  |  |  | c_DK1_Central | 2256 | 5.9658e-05
|  |  |  | c_DK1 | 2257 | 8.2931e-05 |  |  |  |  | c_DK1_Central | 2257 | 6.4491e-05
|  |  |  | c_DK1 | 2258 | 8.3368e-05 |  |  |  |  | c_DK1_Central | 2258 | 6.4324e-05
|  |  |  | c_DK1 | 2259 | 8.5655e-05 |  |  |  |  | c_DK1_Central | 2259 | 6.999e-05
|  |  |  | c_DK1 | 2260 | 8.7017e-05 |  |  |  |  | c_DK1_Central | 2260 | 9.4653e-05
|  |  |  | c_DK1 | 2261 | 9.4849e-05 |  |  |  |  | c_DK1_Central | 2261 | 0.00014515
|  |  |  | c_DK1 | 2262 | 0.00011217 |  |  |  |  | c_DK1_Central | 2262 | 0.00017197
|  |  |  | c_DK1 | 2263 | 0.00012574 |  |  |  |  | c_DK1_Central | 2263 | 0.00017181
|  |  |  | c_DK1 | 2264 | 0.00012968 |  |  |  |  | c_DK1_Central | 2264 | 0.00015381
|  |  |  | c_DK1 | 2265 | 0.0001289 |  |  |  |  | c_DK1_Central | 2265 | 0.00014498
|  |  |  | c_DK1 | 2266 | 0.00012992 |  |  |  |  | c_DK1_Central | 2266 | 0.00013565
|  |  |  | c_DK1 | 2267 | 0.00012662 |  |  |  |  | c_DK1_Central | 2267 | 0.00012998
|  |  |  | c_DK1 | 2268 | 0.00011874 |  |  |  |  | c_DK1_Central | 2268 | 0.00012615
|  |  |  | c_DK1 | 2269 | 0.00011348 |  |  |  |  | c_DK1_Central | 2269 | 0.00011748
|  |  |  | c_DK1 | 2270 | 0.00010565 |  |  |  |  | c_DK1_Central | 2270 | 0.00011515
|  |  |  | c_DK1 | 2271 | 0.00010161 |  |  |  |  | c_DK1_Central | 2271 | 0.00011315
|  |  |  | c_DK1 | 2272 | 0.00010074 |  |  |  |  | c_DK1_Central | 2272 | 0.00011615
|  |  |  | c_DK1 | 2273 | 0.00010798 |  |  |  |  | c_DK1_Central | 2273 | 0.00012465
|  |  |  | c_DK1 | 2274 | 0.00010842 |  |  |  |  | c_DK1_Central | 2274 | 0.00012765
|  |  |  | c_DK1 | 2275 | 0.00010176 |  |  |  |  | c_DK1_Central | 2275 | 0.00013231
|  |  |  | c_DK1 | 2276 | 0.00010044 |  |  |  |  | c_DK1_Central | 2276 | 0.00013265
|  |  |  | c_DK1 | 2277 | 9.7866e-05 |  |  |  |  | c_DK1_Central | 2277 | 0.00012098
|  |  |  | c_DK1 | 2278 | 9.0568e-05 |  |  |  |  | c_DK1_Central | 2278 | 9.5653e-05
|  |  |  | c_DK1 | 2279 | 8.4682e-05 |  |  |  |  | c_DK1_Central | 2279 | 7.049e-05
|  |  |  | c_DK1 | 2280 | 7.8163e-05 |  |  |  |  | c_DK1_Central | 2280 | 5.8658e-05
|  |  |  | c_DK1 | 2281 | 7.5147e-05 |  |  |  |  | c_DK1_Central | 2281 | 6.1158e-05
|  |  |  | c_DK1 | 2282 | 7.4077e-05 |  |  |  |  | c_DK1_Central | 2282 | 5.7991e-05
|  |  |  | c_DK1 | 2283 | 7.5098e-05 |  |  |  |  | c_DK1_Central | 2283 | 6.5824e-05
|  |  |  | c_DK1 | 2284 | 7.5682e-05 |  |  |  |  | c_DK1_Central | 2284 | 9.032e-05
|  |  |  | c_DK1 | 2285 | 7.8698e-05 |  |  |  |  | c_DK1_Central | 2285 | 0.00013548
|  |  |  | c_DK1 | 2286 | 8.4536e-05 |  |  |  |  | c_DK1_Central | 2286 | 0.00016681
|  |  |  | c_DK1 | 2287 | 9.232e-05 |  |  |  |  | c_DK1_Central | 2287 | 0.00016531
|  |  |  | c_DK1 | 2288 | 0.00010244 |  |  |  |  | c_DK1_Central | 2288 | 0.00014481
|  |  |  | c_DK1 | 2289 | 0.00010521 |  |  |  |  | c_DK1_Central | 2289 | 0.00013548
|  |  |  | c_DK1 | 2290 | 0.0001056 |  |  |  |  | c_DK1_Central | 2290 | 0.00012981
|  |  |  | c_DK1 | 2291 | 0.0001022 |  |  |  |  | c_DK1_Central | 2291 | 0.00012132
|  |  |  | c_DK1 | 2292 | 9.8449e-05 |  |  |  |  | c_DK1_Central | 2292 | 0.00011782
|  |  |  | c_DK1 | 2293 | 9.4266e-05 |  |  |  |  | c_DK1_Central | 2293 | 0.00010665
|  |  |  | c_DK1 | 2294 | 9.1444e-05 |  |  |  |  | c_DK1_Central | 2294 | 0.00011032
|  |  |  | c_DK1 | 2295 | 9.052e-05 |  |  |  |  | c_DK1_Central | 2295 | 0.00010748
|  |  |  | c_DK1 | 2296 | 9.2222e-05 |  |  |  |  | c_DK1_Central | 2296 | 0.00011048
|  |  |  | c_DK1 | 2297 | 9.8936e-05 |  |  |  |  | c_DK1_Central | 2297 | 0.00011565
|  |  |  | c_DK1 | 2298 | 0.00010142 |  |  |  |  | c_DK1_Central | 2298 | 0.00011982
|  |  |  | c_DK1 | 2299 | 9.6601e-05 |  |  |  |  | c_DK1_Central | 2299 | 0.00012282
|  |  |  | c_DK1 | 2300 | 9.5725e-05 |  |  |  |  | c_DK1_Central | 2300 | 0.00012365
|  |  |  | c_DK1 | 2301 | 9.4606e-05 |  |  |  |  | c_DK1_Central | 2301 | 0.00011532
|  |  |  | c_DK1 | 2302 | 8.8768e-05 |  |  |  |  | c_DK1_Central | 2302 | 9.2153e-05
|  |  |  | c_DK1 | 2303 | 8.3514e-05 |  |  |  |  | c_DK1_Central | 2303 | 6.599e-05
|  |  |  | c_DK1 | 2304 | 7.7336e-05 |  |  |  |  | c_DK1_Central | 2304 | 5.9991e-05
|  |  |  | c_DK1 | 2305 | 7.4904e-05 |  |  |  |  | c_DK1_Central | 2305 | 6.7823e-05
|  |  |  | c_DK1 | 2306 | 7.4563e-05 |  |  |  |  | c_DK1_Central | 2306 | 6.6823e-05
|  |  |  | c_DK1 | 2307 | 7.612e-05 |  |  |  |  | c_DK1_Central | 2307 | 7.8655e-05
|  |  |  | c_DK1 | 2308 | 7.8212e-05 |  |  |  |  | c_DK1_Central | 2308 | 0.00010632
|  |  |  | c_DK1 | 2309 | 8.0693e-05 |  |  |  |  | c_DK1_Central | 2309 | 0.00015264
|  |  |  | c_DK1 | 2310 | 8.4147e-05 |  |  |  |  | c_DK1_Central | 2310 | 0.00015948
|  |  |  | c_DK1 | 2311 | 9.0082e-05 |  |  |  |  | c_DK1_Central | 2311 | 0.00015881
|  |  |  | c_DK1 | 2312 | 9.626e-05 |  |  |  |  | c_DK1_Central | 2312 | 0.00013715
|  |  |  | c_DK1 | 2313 | 9.986e-05 |  |  |  |  | c_DK1_Central | 2313 | 0.00013015
|  |  |  | c_DK1 | 2314 | 0.00010103 |  |  |  |  | c_DK1_Central | 2314 | 0.00012315
|  |  |  | c_DK1 | 2315 | 0.00010093 |  |  |  |  | c_DK1_Central | 2315 | 0.00011848
|  |  |  | c_DK1 | 2316 | 9.7087e-05 |  |  |  |  | c_DK1_Central | 2316 | 0.00011565
|  |  |  | c_DK1 | 2317 | 9.3098e-05 |  |  |  |  | c_DK1_Central | 2317 | 0.00010782
|  |  |  | c_DK1 | 2318 | 9.232e-05 |  |  |  |  | c_DK1_Central | 2318 | 0.00010782
|  |  |  | c_DK1 | 2319 | 9.086e-05 |  |  |  |  | c_DK1_Central | 2319 | 0.00010565
|  |  |  | c_DK1 | 2320 | 9.2028e-05 |  |  |  |  | c_DK1_Central | 2320 | 0.00011132
|  |  |  | c_DK1 | 2321 | 0.00010161 |  |  |  |  | c_DK1_Central | 2321 | 0.00011965
|  |  |  | c_DK1 | 2322 | 0.00010297 |  |  |  |  | c_DK1_Central | 2322 | 0.00012348
|  |  |  | c_DK1 | 2323 | 9.9228e-05 |  |  |  |  | c_DK1_Central | 2323 | 0.00012715
|  |  |  | c_DK1 | 2324 | 0.00010122 |  |  |  |  | c_DK1_Central | 2324 | 0.00012881
|  |  |  | c_DK1 | 2325 | 9.8498e-05 |  |  |  |  | c_DK1_Central | 2325 | 0.00011998
|  |  |  | c_DK1 | 2326 | 9.2904e-05 |  |  |  |  | c_DK1_Central | 2326 | 9.6652e-05
|  |  |  | c_DK1 | 2327 | 8.8428e-05 |  |  |  |  | c_DK1_Central | 2327 | 7.1489e-05
|  |  |  | c_DK1 | 2328 | 7.9087e-05 |  |  |  |  | c_DK1_Central | 2328 | 6.6157e-05
|  |  |  | c_DK1 | 2329 | 7.7774e-05 |  |  |  |  | c_DK1_Central | 2329 | 7.2823e-05
|  |  |  | c_DK1 | 2330 | 7.7677e-05 |  |  |  |  | c_DK1_Central | 2330 | 7.3156e-05
|  |  |  | c_DK1 | 2331 | 7.826e-05 |  |  |  |  | c_DK1_Central | 2331 | 8.0155e-05
|  |  |  | c_DK1 | 2332 | 7.9477e-05 |  |  |  |  | c_DK1_Central | 2332 | 0.00010748
|  |  |  | c_DK1 | 2333 | 8.6433e-05 |  |  |  |  | c_DK1_Central | 2333 | 0.00016214
|  |  |  | c_DK1 | 2334 | 0.00010317 |  |  |  |  | c_DK1_Central | 2334 | 0.00018914
|  |  |  | c_DK1 | 2335 | 0.00012044 |  |  |  |  | c_DK1_Central | 2335 | 0.00018681
|  |  |  | c_DK1 | 2336 | 0.00012701 |  |  |  |  | c_DK1_Central | 2336 | 0.00016481
|  |  |  | c_DK1 | 2337 | 0.00012146 |  |  |  |  | c_DK1_Central | 2337 | 0.00015598
|  |  |  | c_DK1 | 2338 | 0.00012292 |  |  |  |  | c_DK1_Central | 2338 | 0.00014698
|  |  |  | c_DK1 | 2339 | 0.00012268 |  |  |  |  | c_DK1_Central | 2339 | 0.00014015
|  |  |  | c_DK1 | 2340 | 0.0001182 |  |  |  |  | c_DK1_Central | 2340 | 0.00013681
|  |  |  | c_DK1 | 2341 | 0.00011874 |  |  |  |  | c_DK1_Central | 2341 | 0.00012681
|  |  |  | c_DK1 | 2342 | 0.00011504 |  |  |  |  | c_DK1_Central | 2342 | 0.00012615
|  |  |  | c_DK1 | 2343 | 0.00010881 |  |  |  |  | c_DK1_Central | 2343 | 0.00012448
|  |  |  | c_DK1 | 2344 | 0.00011095 |  |  |  |  | c_DK1_Central | 2344 | 0.00012981
|  |  |  | c_DK1 | 2345 | 0.00012146 |  |  |  |  | c_DK1_Central | 2345 | 0.00013748
|  |  |  | c_DK1 | 2346 | 0.00011781 |  |  |  |  | c_DK1_Central | 2346 | 0.00014115
|  |  |  | c_DK1 | 2347 | 0.00011309 |  |  |  |  | c_DK1_Central | 2347 | 0.00014548
|  |  |  | c_DK1 | 2348 | 0.00011664 |  |  |  |  | c_DK1_Central | 2348 | 0.00014648
|  |  |  | c_DK1 | 2349 | 0.00011377 |  |  |  |  | c_DK1_Central | 2349 | 0.00013298
|  |  |  | c_DK1 | 2350 | 0.00010725 |  |  |  |  | c_DK1_Central | 2350 | 0.00010632
|  |  |  | c_DK1 | 2351 | 0.00010088 |  |  |  |  | c_DK1_Central | 2351 | 7.8822e-05
|  |  |  | c_DK1 | 2352 | 8.585e-05 |  |  |  |  | c_DK1_Central | 2352 | 7.7655e-05
|  |  |  | c_DK1 | 2353 | 8.2736e-05 |  |  |  |  | c_DK1_Central | 2353 | 8.4488e-05
|  |  |  | c_DK1 | 2354 | 8.1958e-05 |  |  |  |  | c_DK1_Central | 2354 | 8.4987e-05
|  |  |  | c_DK1 | 2355 | 8.366e-05 |  |  |  |  | c_DK1_Central | 2355 | 9.282e-05
|  |  |  | c_DK1 | 2356 | 8.4877e-05 |  |  |  |  | c_DK1_Central | 2356 | 0.00012282
|  |  |  | c_DK1 | 2357 | 9.1152e-05 |  |  |  |  | c_DK1_Central | 2357 | 0.00018281
|  |  |  | c_DK1 | 2358 | 0.00010954 |  |  |  |  | c_DK1_Central | 2358 | 0.00021397
|  |  |  | c_DK1 | 2359 | 0.00012438 |  |  |  |  | c_DK1_Central | 2359 | 0.00021114
|  |  |  | c_DK1 | 2360 | 0.00012866 |  |  |  |  | c_DK1_Central | 2360 | 0.00019131
|  |  |  | c_DK1 | 2361 | 0.00012715 |  |  |  |  | c_DK1_Central | 2361 | 0.00018064
|  |  |  | c_DK1 | 2362 | 0.00013567 |  |  |  |  | c_DK1_Central | 2362 | 0.00017014
|  |  |  | c_DK1 | 2363 | 0.00013459 |  |  |  |  | c_DK1_Central | 2363 | 0.00016298
|  |  |  | c_DK1 | 2364 | 0.00013046 |  |  |  |  | c_DK1_Central | 2364 | 0.00015814
|  |  |  | c_DK1 | 2365 | 0.00013207 |  |  |  |  | c_DK1_Central | 2365 | 0.00014848
|  |  |  | c_DK1 | 2366 | 0.00013031 |  |  |  |  | c_DK1_Central | 2366 | 0.00014698
|  |  |  | c_DK1 | 2367 | 0.00012501 |  |  |  |  | c_DK1_Central | 2367 | 0.00014531
|  |  |  | c_DK1 | 2368 | 0.00012341 |  |  |  |  | c_DK1_Central | 2368 | 0.00014964
|  |  |  | c_DK1 | 2369 | 0.00012973 |  |  |  |  | c_DK1_Central | 2369 | 0.00015848
|  |  |  | c_DK1 | 2370 | 0.00012618 |  |  |  |  | c_DK1_Central | 2370 | 0.00016081
|  |  |  | c_DK1 | 2371 | 0.00012151 |  |  |  |  | c_DK1_Central | 2371 | 0.00016498
|  |  |  | c_DK1 | 2372 | 0.00012044 |  |  |  |  | c_DK1_Central | 2372 | 0.00016498
|  |  |  | c_DK1 | 2373 | 0.00011645 |  |  |  |  | c_DK1_Central | 2373 | 0.00014998
|  |  |  | c_DK1 | 2374 | 0.00011017 |  |  |  |  | c_DK1_Central | 2374 | 0.00011965
|  |  |  | c_DK1 | 2375 | 0.00010317 |  |  |  |  | c_DK1_Central | 2375 | 9.0153e-05
|  |  |  | c_DK1 | 2376 | 9.4558e-05 |  |  |  |  | c_DK1_Central | 2376 | 8.982e-05
|  |  |  | c_DK1 | 2377 | 8.8817e-05 |  |  |  |  | c_DK1_Central | 2377 | 9.6153e-05
|  |  |  | c_DK1 | 2378 | 8.9887e-05 |  |  |  |  | c_DK1_Central | 2378 | 9.7652e-05
|  |  |  | c_DK1 | 2379 | 9.3341e-05 |  |  |  |  | c_DK1_Central | 2379 | 0.00010465
|  |  |  | c_DK1 | 2380 | 9.6455e-05 |  |  |  |  | c_DK1_Central | 2380 | 0.00013165
|  |  |  | c_DK1 | 2381 | 0.00010424 |  |  |  |  | c_DK1_Central | 2381 | 0.0001953
|  |  |  | c_DK1 | 2382 | 0.00012034 |  |  |  |  | c_DK1_Central | 2382 | 0.00022697
|  |  |  | c_DK1 | 2383 | 0.00013557 |  |  |  |  | c_DK1_Central | 2383 | 0.00022363
|  |  |  | c_DK1 | 2384 | 0.00014034 |  |  |  |  | c_DK1_Central | 2384 | 0.00020397
|  |  |  | c_DK1 | 2385 | 0.00013863 |  |  |  |  | c_DK1_Central | 2385 | 0.00019647
|  |  |  | c_DK1 | 2386 | 0.00013873 |  |  |  |  | c_DK1_Central | 2386 | 0.00018681
|  |  |  | c_DK1 | 2387 | 0.00013674 |  |  |  |  | c_DK1_Central | 2387 | 0.00017964
|  |  |  | c_DK1 | 2388 | 0.00013455 |  |  |  |  | c_DK1_Central | 2388 | 0.00017431
|  |  |  | c_DK1 | 2389 | 0.00013669 |  |  |  |  | c_DK1_Central | 2389 | 0.00016531
|  |  |  | c_DK1 | 2390 | 0.00013518 |  |  |  |  | c_DK1_Central | 2390 | 0.00016364
|  |  |  | c_DK1 | 2391 | 0.00012973 |  |  |  |  | c_DK1_Central | 2391 | 0.00016198
|  |  |  | c_DK1 | 2392 | 0.00013017 |  |  |  |  | c_DK1_Central | 2392 | 0.00016681
|  |  |  | c_DK1 | 2393 | 0.00013844 |  |  |  |  | c_DK1_Central | 2393 | 0.00017414
|  |  |  | c_DK1 | 2394 | 0.00013372 |  |  |  |  | c_DK1_Central | 2394 | 0.00017547
|  |  |  | c_DK1 | 2395 | 0.00012764 |  |  |  |  | c_DK1_Central | 2395 | 0.00017731
|  |  |  | c_DK1 | 2396 | 0.00012608 |  |  |  |  | c_DK1_Central | 2396 | 0.00017664
|  |  |  | c_DK1 | 2397 | 0.00012219 |  |  |  |  | c_DK1_Central | 2397 | 0.00016081
|  |  |  | c_DK1 | 2398 | 0.00011767 |  |  |  |  | c_DK1_Central | 2398 | 0.00013081
|  |  |  | c_DK1 | 2399 | 0.00011061 |  |  |  |  | c_DK1_Central | 2399 | 0.00010082
|  |  |  | c_DK1 | 2400 | 9.5774e-05 |  |  |  |  | c_DK1_Central | 2400 | 9.4153e-05
|  |  |  | c_DK1 | 2401 | 9.4412e-05 |  |  |  |  | c_DK1_Central | 2401 | 0.00010082
|  |  |  | c_DK1 | 2402 | 9.5822e-05 |  |  |  |  | c_DK1_Central | 2402 | 0.00010232
|  |  |  | c_DK1 | 2403 | 9.6455e-05 |  |  |  |  | c_DK1_Central | 2403 | 0.00010965
|  |  |  | c_DK1 | 2404 | 9.8887e-05 |  |  |  |  | c_DK1_Central | 2404 | 0.00013698
|  |  |  | c_DK1 | 2405 | 0.00010633 |  |  |  |  | c_DK1_Central | 2405 | 0.0002028
|  |  |  | c_DK1 | 2406 | 0.00012199 |  |  |  |  | c_DK1_Central | 2406 | 0.00023513
|  |  |  | c_DK1 | 2407 | 0.00013664 |  |  |  |  | c_DK1_Central | 2407 | 0.0002318
|  |  |  | c_DK1 | 2408 | 0.00014369 |  |  |  |  | c_DK1_Central | 2408 | 0.00021164
|  |  |  | c_DK1 | 2409 | 0.00014403 |  |  |  |  | c_DK1_Central | 2409 | 0.00020447
|  |  |  | c_DK1 | 2410 | 0.00014466 |  |  |  |  | c_DK1_Central | 2410 | 0.00019464
|  |  |  | c_DK1 | 2411 | 0.00014282 |  |  |  |  | c_DK1_Central | 2411 | 0.00018697
|  |  |  | c_DK1 | 2412 | 0.00013985 |  |  |  |  | c_DK1_Central | 2412 | 0.00018147
|  |  |  | c_DK1 | 2413 | 0.00014004 |  |  |  |  | c_DK1_Central | 2413 | 0.00017231
|  |  |  | c_DK1 | 2414 | 0.00013664 |  |  |  |  | c_DK1_Central | 2414 | 0.00017081
|  |  |  | c_DK1 | 2415 | 0.00013061 |  |  |  |  | c_DK1_Central | 2415 | 0.00016898
|  |  |  | c_DK1 | 2416 | 0.00012939 |  |  |  |  | c_DK1_Central | 2416 | 0.00017431
|  |  |  | c_DK1 | 2417 | 0.00013639 |  |  |  |  | c_DK1_Central | 2417 | 0.00018147
|  |  |  | c_DK1 | 2418 | 0.00013231 |  |  |  |  | c_DK1_Central | 2418 | 0.00018247
|  |  |  | c_DK1 | 2419 | 0.00012491 |  |  |  |  | c_DK1_Central | 2419 | 0.00018431
|  |  |  | c_DK1 | 2420 | 0.00012287 |  |  |  |  | c_DK1_Central | 2420 | 0.00018331
|  |  |  | c_DK1 | 2421 | 0.00011849 |  |  |  |  | c_DK1_Central | 2421 | 0.00016714
|  |  |  | c_DK1 | 2422 | 0.00011076 |  |  |  |  | c_DK1_Central | 2422 | 0.00013615
|  |  |  | c_DK1 | 2423 | 0.00010404 |  |  |  |  | c_DK1_Central | 2423 | 0.00010532
|  |  |  | c_DK1 | 2424 | 9.8012e-05 |  |  |  |  | c_DK1_Central | 2424 | 9.5486e-05
|  |  |  | c_DK1 | 2425 | 9.5822e-05 |  |  |  |  | c_DK1_Central | 2425 | 0.00010132
|  |  |  | c_DK1 | 2426 | 9.6017e-05 |  |  |  |  | c_DK1_Central | 2426 | 0.00010298
|  |  |  | c_DK1 | 2427 | 9.6163e-05 |  |  |  |  | c_DK1_Central | 2427 | 0.00010915
|  |  |  | c_DK1 | 2428 | 9.7574e-05 |  |  |  |  | c_DK1_Central | 2428 | 0.00013581
|  |  |  | c_DK1 | 2429 | 0.0001055 |  |  |  |  | c_DK1_Central | 2429 | 0.0002018
|  |  |  | c_DK1 | 2430 | 0.00012302 |  |  |  |  | c_DK1_Central | 2430 | 0.00023597
|  |  |  | c_DK1 | 2431 | 0.00013717 |  |  |  |  | c_DK1_Central | 2431 | 0.00023463
|  |  |  | c_DK1 | 2432 | 0.0001417 |  |  |  |  | c_DK1_Central | 2432 | 0.00021514
|  |  |  | c_DK1 | 2433 | 0.00013951 |  |  |  |  | c_DK1_Central | 2433 | 0.00020714
|  |  |  | c_DK1 | 2434 | 0.00014097 |  |  |  |  | c_DK1_Central | 2434 | 0.0001968
|  |  |  | c_DK1 | 2435 | 0.00013897 |  |  |  |  | c_DK1_Central | 2435 | 0.00018897
|  |  |  | c_DK1 | 2436 | 0.0001326 |  |  |  |  | c_DK1_Central | 2436 | 0.00018331
|  |  |  | c_DK1 | 2437 | 0.00012793 |  |  |  |  | c_DK1_Central | 2437 | 0.00017447
|  |  |  | c_DK1 | 2438 | 0.00012263 |  |  |  |  | c_DK1_Central | 2438 | 0.00017214
|  |  |  | c_DK1 | 2439 | 0.00011888 |  |  |  |  | c_DK1_Central | 2439 | 0.00017047
|  |  |  | c_DK1 | 2440 | 0.00011917 |  |  |  |  | c_DK1_Central | 2440 | 0.00017547
|  |  |  | c_DK1 | 2441 | 0.00012628 |  |  |  |  | c_DK1_Central | 2441 | 0.00018381
|  |  |  | c_DK1 | 2442 | 0.00012477 |  |  |  |  | c_DK1_Central | 2442 | 0.00018547
|  |  |  | c_DK1 | 2443 | 0.00011689 |  |  |  |  | c_DK1_Central | 2443 | 0.00018814
|  |  |  | c_DK1 | 2444 | 0.00011358 |  |  |  |  | c_DK1_Central | 2444 | 0.00018631
|  |  |  | c_DK1 | 2445 | 0.00011032 |  |  |  |  | c_DK1_Central | 2445 | 0.00017047
|  |  |  | c_DK1 | 2446 | 0.00010181 |  |  |  |  | c_DK1_Central | 2446 | 0.00013815
|  |  |  | c_DK1 | 2447 | 9.4266e-05 |  |  |  |  | c_DK1_Central | 2447 | 0.00010648
|  |  |  | c_DK1 | 2448 | 9.0812e-05 |  |  |  |  | c_DK1_Central | 2448 | 9.6652e-05
|  |  |  | c_DK1 | 2449 | 8.8817e-05 |  |  |  |  | c_DK1_Central | 2449 | 9.8652e-05
|  |  |  | c_DK1 | 2450 | 8.9304e-05 |  |  |  |  | c_DK1_Central | 2450 | 9.7986e-05
|  |  |  | c_DK1 | 2451 | 8.7795e-05 |  |  |  |  | c_DK1_Central | 2451 | 0.00010665
|  |  |  | c_DK1 | 2452 | 8.8914e-05 |  |  |  |  | c_DK1_Central | 2452 | 0.00013248
|  |  |  | c_DK1 | 2453 | 9.1785e-05 |  |  |  |  | c_DK1_Central | 2453 | 0.00019214
|  |  |  | c_DK1 | 2454 | 9.592e-05 |  |  |  |  | c_DK1_Central | 2454 | 0.00023113
|  |  |  | c_DK1 | 2455 | 0.00010258 |  |  |  |  | c_DK1_Central | 2455 | 0.0002258
|  |  |  | c_DK1 | 2456 | 0.00010988 |  |  |  |  | c_DK1_Central | 2456 | 0.00020597
|  |  |  | c_DK1 | 2457 | 0.00011134 |  |  |  |  | c_DK1_Central | 2457 | 0.00019664
|  |  |  | c_DK1 | 2458 | 0.00011154 |  |  |  |  | c_DK1_Central | 2458 | 0.00019031
|  |  |  | c_DK1 | 2459 | 0.00011158 |  |  |  |  | c_DK1_Central | 2459 | 0.00018097
|  |  |  | c_DK1 | 2460 | 0.00010964 |  |  |  |  | c_DK1_Central | 2460 | 0.00017464
|  |  |  | c_DK1 | 2461 | 0.00010798 |  |  |  |  | c_DK1_Central | 2461 | 0.00016481
|  |  |  | c_DK1 | 2462 | 0.0001058 |  |  |  |  | c_DK1_Central | 2462 | 0.00016898
|  |  |  | c_DK1 | 2463 | 0.0001055 |  |  |  |  | c_DK1_Central | 2463 | 0.00016614
|  |  |  | c_DK1 | 2464 | 0.00010667 |  |  |  |  | c_DK1_Central | 2464 | 0.00017181
|  |  |  | c_DK1 | 2465 | 0.00011295 |  |  |  |  | c_DK1_Central | 2465 | 0.00017797
|  |  |  | c_DK1 | 2466 | 0.0001127 |  |  |  |  | c_DK1_Central | 2466 | 0.00018014
|  |  |  | c_DK1 | 2467 | 0.00010667 |  |  |  |  | c_DK1_Central | 2467 | 0.00018047
|  |  |  | c_DK1 | 2468 | 0.00010113 |  |  |  |  | c_DK1_Central | 2468 | 0.00017797
|  |  |  | c_DK1 | 2469 | 9.8936e-05 |  |  |  |  | c_DK1_Central | 2469 | 0.00016648
|  |  |  | c_DK1 | 2470 | 9.2125e-05 |  |  |  |  | c_DK1_Central | 2470 | 0.00013498
|  |  |  | c_DK1 | 2471 | 8.6093e-05 |  |  |  |  | c_DK1_Central | 2471 | 0.00010398
|  |  |  | c_DK1 | 2472 | 8.6628e-05 |  |  |  |  | c_DK1_Central | 2472 | 9.132e-05
|  |  |  | c_DK1 | 2473 | 8.3952e-05 |  |  |  |  | c_DK1_Central | 2473 | 9.7319e-05
|  |  |  | c_DK1 | 2474 | 8.4341e-05 |  |  |  |  | c_DK1_Central | 2474 | 9.8486e-05
|  |  |  | c_DK1 | 2475 | 8.3806e-05 |  |  |  |  | c_DK1_Central | 2475 | 0.00011182
|  |  |  | c_DK1 | 2476 | 8.5412e-05 |  |  |  |  | c_DK1_Central | 2476 | 0.00014315
|  |  |  | c_DK1 | 2477 | 8.7747e-05 |  |  |  |  | c_DK1_Central | 2477 | 0.0002003
|  |  |  | c_DK1 | 2478 | 9.0812e-05 |  |  |  |  | c_DK1_Central | 2478 | 0.00020964
|  |  |  | c_DK1 | 2479 | 9.8498e-05 |  |  |  |  | c_DK1_Central | 2479 | 0.0002068
|  |  |  | c_DK1 | 2480 | 0.00010575 |  |  |  |  | c_DK1_Central | 2480 | 0.00018747
|  |  |  | c_DK1 | 2481 | 0.00010935 |  |  |  |  | c_DK1_Central | 2481 | 0.00018014
|  |  |  | c_DK1 | 2482 | 0.00011139 |  |  |  |  | c_DK1_Central | 2482 | 0.00017247
|  |  |  | c_DK1 | 2483 | 0.00010798 |  |  |  |  | c_DK1_Central | 2483 | 0.00016698
|  |  |  | c_DK1 | 2484 | 0.00010662 |  |  |  |  | c_DK1_Central | 2484 | 0.00016298
|  |  |  | c_DK1 | 2485 | 0.00010346 |  |  |  |  | c_DK1_Central | 2485 | 0.00015548
|  |  |  | c_DK1 | 2486 | 0.0001037 |  |  |  |  | c_DK1_Central | 2486 | 0.00015631
|  |  |  | c_DK1 | 2487 | 0.00010258 |  |  |  |  | c_DK1_Central | 2487 | 0.00015531
|  |  |  | c_DK1 | 2488 | 0.00010365 |  |  |  |  | c_DK1_Central | 2488 | 0.00016031
|  |  |  | c_DK1 | 2489 | 0.00011183 |  |  |  |  | c_DK1_Central | 2489 | 0.00017014
|  |  |  | c_DK1 | 2490 | 0.00011236 |  |  |  |  | c_DK1_Central | 2490 | 0.00017331
|  |  |  | c_DK1 | 2491 | 0.00010818 |  |  |  |  | c_DK1_Central | 2491 | 0.00017497
|  |  |  | c_DK1 | 2492 | 0.00010497 |  |  |  |  | c_DK1_Central | 2492 | 0.00017431
|  |  |  | c_DK1 | 2493 | 0.00010307 |  |  |  |  | c_DK1_Central | 2493 | 0.00016264
|  |  |  | c_DK1 | 2494 | 9.5822e-05 |  |  |  |  | c_DK1_Central | 2494 | 0.00013131
|  |  |  | c_DK1 | 2495 | 9.0228e-05 |  |  |  |  | c_DK1_Central | 2495 | 0.00010398
|  |  |  | c_DK1 | 2496 | 9.086e-05 |  |  |  |  | c_DK1_Central | 2496 | 8.6987e-05
|  |  |  | c_DK1 | 2497 | 8.8574e-05 |  |  |  |  | c_DK1_Central | 2497 | 9.2986e-05
|  |  |  | c_DK1 | 2498 | 8.8866e-05 |  |  |  |  | c_DK1_Central | 2498 | 9.4319e-05
|  |  |  | c_DK1 | 2499 | 8.9595e-05 |  |  |  |  | c_DK1_Central | 2499 | 0.00010165
|  |  |  | c_DK1 | 2500 | 9.2758e-05 |  |  |  |  | c_DK1_Central | 2500 | 0.00012831
|  |  |  | c_DK1 | 2501 | 0.0001002 |  |  |  |  | c_DK1_Central | 2501 | 0.00019097
|  |  |  | c_DK1 | 2502 | 0.00011338 |  |  |  |  | c_DK1_Central | 2502 | 0.00022113
|  |  |  | c_DK1 | 2503 | 0.00012705 |  |  |  |  | c_DK1_Central | 2503 | 0.00021713
|  |  |  | c_DK1 | 2504 | 0.00013567 |  |  |  |  | c_DK1_Central | 2504 | 0.00019597
|  |  |  | c_DK1 | 2505 | 0.00013241 |  |  |  |  | c_DK1_Central | 2505 | 0.00018897
|  |  |  | c_DK1 | 2506 | 0.00013528 |  |  |  |  | c_DK1_Central | 2506 | 0.00017997
|  |  |  | c_DK1 | 2507 | 0.00013771 |  |  |  |  | c_DK1_Central | 2507 | 0.00017297
|  |  |  | c_DK1 | 2508 | 0.0001345 |  |  |  |  | c_DK1_Central | 2508 | 0.00016798
|  |  |  | c_DK1 | 2509 | 0.00013284 |  |  |  |  | c_DK1_Central | 2509 | 0.00015914
|  |  |  | c_DK1 | 2510 | 0.00013007 |  |  |  |  | c_DK1_Central | 2510 | 0.00015831
|  |  |  | c_DK1 | 2511 | 0.00012423 |  |  |  |  | c_DK1_Central | 2511 | 0.00015648
|  |  |  | c_DK1 | 2512 | 0.00012015 |  |  |  |  | c_DK1_Central | 2512 | 0.00016164
|  |  |  | c_DK1 | 2513 | 0.00012647 |  |  |  |  | c_DK1_Central | 2513 | 0.00016997
|  |  |  | c_DK1 | 2514 | 0.00012307 |  |  |  |  | c_DK1_Central | 2514 | 0.00017164
|  |  |  | c_DK1 | 2515 | 0.00011791 |  |  |  |  | c_DK1_Central | 2515 | 0.00017397
|  |  |  | c_DK1 | 2516 | 0.00011591 |  |  |  |  | c_DK1_Central | 2516 | 0.00017281
|  |  |  | c_DK1 | 2517 | 0.000113 |  |  |  |  | c_DK1_Central | 2517 | 0.00015798
|  |  |  | c_DK1 | 2518 | 0.00010575 |  |  |  |  | c_DK1_Central | 2518 | 0.00012848
|  |  |  | c_DK1 | 2519 | 9.733e-05 |  |  |  |  | c_DK1_Central | 2519 | 9.8652e-05
|  |  |  | c_DK1 | 2520 | 9.2904e-05 |  |  |  |  | c_DK1_Central | 2520 | 8.1488e-05
|  |  |  | c_DK1 | 2521 | 9.1201e-05 |  |  |  |  | c_DK1_Central | 2521 | 8.7987e-05
|  |  |  | c_DK1 | 2522 | 9.2904e-05 |  |  |  |  | c_DK1_Central | 2522 | 8.882e-05
|  |  |  | c_DK1 | 2523 | 9.3341e-05 |  |  |  |  | c_DK1_Central | 2523 | 9.6486e-05
|  |  |  | c_DK1 | 2524 | 9.6698e-05 |  |  |  |  | c_DK1_Central | 2524 | 0.00012465
|  |  |  | c_DK1 | 2525 | 0.00010448 |  |  |  |  | c_DK1_Central | 2525 | 0.00018547
|  |  |  | c_DK1 | 2526 | 0.00011543 |  |  |  |  | c_DK1_Central | 2526 | 0.00021647
|  |  |  | c_DK1 | 2527 | 0.0001272 |  |  |  |  | c_DK1_Central | 2527 | 0.00021347
|  |  |  | c_DK1 | 2528 | 0.0001345 |  |  |  |  | c_DK1_Central | 2528 | 0.00019364
|  |  |  | c_DK1 | 2529 | 0.00013231 |  |  |  |  | c_DK1_Central | 2529 | 0.00018464
|  |  |  | c_DK1 | 2530 | 0.00013737 |  |  |  |  | c_DK1_Central | 2530 | 0.00017464
|  |  |  | c_DK1 | 2531 | 0.00013717 |  |  |  |  | c_DK1_Central | 2531 | 0.00016764
|  |  |  | c_DK1 | 2532 | 0.00013357 |  |  |  |  | c_DK1_Central | 2532 | 0.00016248
|  |  |  | c_DK1 | 2533 | 0.00013304 |  |  |  |  | c_DK1_Central | 2533 | 0.00015298
|  |  |  | c_DK1 | 2534 | 0.00012949 |  |  |  |  | c_DK1_Central | 2534 | 0.00015181
|  |  |  | c_DK1 | 2535 | 0.00012569 |  |  |  |  | c_DK1_Central | 2535 | 0.00014981
|  |  |  | c_DK1 | 2536 | 0.00012414 |  |  |  |  | c_DK1_Central | 2536 | 0.00015448
|  |  |  | c_DK1 | 2537 | 0.00012739 |  |  |  |  | c_DK1_Central | 2537 | 0.00016264
|  |  |  | c_DK1 | 2538 | 0.00012375 |  |  |  |  | c_DK1_Central | 2538 | 0.00016431
|  |  |  | c_DK1 | 2539 | 0.00012219 |  |  |  |  | c_DK1_Central | 2539 | 0.00016748
|  |  |  | c_DK1 | 2540 | 0.00012117 |  |  |  |  | c_DK1_Central | 2540 | 0.00016731
|  |  |  | c_DK1 | 2541 | 0.00012078 |  |  |  |  | c_DK1_Central | 2541 | 0.00015214
|  |  |  | c_DK1 | 2542 | 0.00011416 |  |  |  |  | c_DK1_Central | 2542 | 0.00012248
|  |  |  | c_DK1 | 2543 | 0.00010667 |  |  |  |  | c_DK1_Central | 2543 | 9.3153e-05
|  |  |  | c_DK1 | 2544 | 9.4022e-05 |  |  |  |  | c_DK1_Central | 2544 | 7.0656e-05
|  |  |  | c_DK1 | 2545 | 9.0179e-05 |  |  |  |  | c_DK1_Central | 2545 | 7.6989e-05
|  |  |  | c_DK1 | 2546 | 9.0179e-05 |  |  |  |  | c_DK1_Central | 2546 | 7.7489e-05
|  |  |  | c_DK1 | 2547 | 9.1639e-05 |  |  |  |  | c_DK1_Central | 2547 | 8.4987e-05
|  |  |  | c_DK1 | 2548 | 9.4363e-05 |  |  |  |  | c_DK1_Central | 2548 | 0.00011415
|  |  |  | c_DK1 | 2549 | 0.00010156 |  |  |  |  | c_DK1_Central | 2549 | 0.00017114
|  |  |  | c_DK1 | 2550 | 0.0001145 |  |  |  |  | c_DK1_Central | 2550 | 0.00020097
|  |  |  | c_DK1 | 2551 | 0.00012613 |  |  |  |  | c_DK1_Central | 2551 | 0.0001983
|  |  |  | c_DK1 | 2552 | 0.00013318 |  |  |  |  | c_DK1_Central | 2552 | 0.00017881
|  |  |  | c_DK1 | 2553 | 0.00013445 |  |  |  |  | c_DK1_Central | 2553 | 0.00016798
|  |  |  | c_DK1 | 2554 | 0.00013591 |  |  |  |  | c_DK1_Central | 2554 | 0.00015814
|  |  |  | c_DK1 | 2555 | 0.00013343 |  |  |  |  | c_DK1_Central | 2555 | 0.00015098
|  |  |  | c_DK1 | 2556 | 0.00012929 |  |  |  |  | c_DK1_Central | 2556 | 0.00014681
|  |  |  | c_DK1 | 2557 | 0.00012866 |  |  |  |  | c_DK1_Central | 2557 | 0.00013698
|  |  |  | c_DK1 | 2558 | 0.00012345 |  |  |  |  | c_DK1_Central | 2558 | 0.00013565
|  |  |  | c_DK1 | 2559 | 0.00011961 |  |  |  |  | c_DK1_Central | 2559 | 0.00013381
|  |  |  | c_DK1 | 2560 | 0.00011883 |  |  |  |  | c_DK1_Central | 2560 | 0.00013798
|  |  |  | c_DK1 | 2561 | 0.00012307 |  |  |  |  | c_DK1_Central | 2561 | 0.00014681
|  |  |  | c_DK1 | 2562 | 0.0001184 |  |  |  |  | c_DK1_Central | 2562 | 0.00014948
|  |  |  | c_DK1 | 2563 | 0.00011304 |  |  |  |  | c_DK1_Central | 2563 | 0.00015364
|  |  |  | c_DK1 | 2564 | 0.000111 |  |  |  |  | c_DK1_Central | 2564 | 0.00015398
|  |  |  | c_DK1 | 2565 | 0.00010998 |  |  |  |  | c_DK1_Central | 2565 | 0.00013998
|  |  |  | c_DK1 | 2566 | 0.00010249 |  |  |  |  | c_DK1_Central | 2566 | 0.00011132
|  |  |  | c_DK1 | 2567 | 9.4849e-05 |  |  |  |  | c_DK1_Central | 2567 | 8.2821e-05
|  |  |  | c_DK1 | 2568 | 8.9449e-05 |  |  |  |  | c_DK1_Central | 2568 | 6.3824e-05
|  |  |  | c_DK1 | 2569 | 8.5314e-05 |  |  |  |  | c_DK1_Central | 2569 | 6.9823e-05
|  |  |  | c_DK1 | 2570 | 8.2493e-05 |  |  |  |  | c_DK1_Central | 2570 | 7.0156e-05
|  |  |  | c_DK1 | 2571 | 8.3223e-05 |  |  |  |  | c_DK1_Central | 2571 | 7.6822e-05
|  |  |  | c_DK1 | 2572 | 8.3563e-05 |  |  |  |  | c_DK1_Central | 2572 | 0.00010398
|  |  |  | c_DK1 | 2573 | 8.6871e-05 |  |  |  |  | c_DK1_Central | 2573 | 0.00015748
|  |  |  | c_DK1 | 2574 | 8.9304e-05 |  |  |  |  | c_DK1_Central | 2574 | 0.00018464
|  |  |  | c_DK1 | 2575 | 9.626e-05 |  |  |  |  | c_DK1_Central | 2575 | 0.00018231
|  |  |  | c_DK1 | 2576 | 0.00010336 |  |  |  |  | c_DK1_Central | 2576 | 0.00016314
|  |  |  | c_DK1 | 2577 | 0.00010823 |  |  |  |  | c_DK1_Central | 2577 | 0.00015364
|  |  |  | c_DK1 | 2578 | 0.00010832 |  |  |  |  | c_DK1_Central | 2578 | 0.00014448
|  |  |  | c_DK1 | 2579 | 0.00010721 |  |  |  |  | c_DK1_Central | 2579 | 0.00013848
|  |  |  | c_DK1 | 2580 | 0.00010502 |  |  |  |  | c_DK1_Central | 2580 | 0.00013431
|  |  |  | c_DK1 | 2581 | 0.00010161 |  |  |  |  | c_DK1_Central | 2581 | 0.00012481
|  |  |  | c_DK1 | 2582 | 0.00010025 |  |  |  |  | c_DK1_Central | 2582 | 0.00012348
|  |  |  | c_DK1 | 2583 | 9.7963e-05 |  |  |  |  | c_DK1_Central | 2583 | 0.00012148
|  |  |  | c_DK1 | 2584 | 9.9276e-05 |  |  |  |  | c_DK1_Central | 2584 | 0.00012515
|  |  |  | c_DK1 | 2585 | 0.00010526 |  |  |  |  | c_DK1_Central | 2585 | 0.00013348
|  |  |  | c_DK1 | 2586 | 0.00010487 |  |  |  |  | c_DK1_Central | 2586 | 0.00013581
|  |  |  | c_DK1 | 2587 | 0.00010069 |  |  |  |  | c_DK1_Central | 2587 | 0.00013981
|  |  |  | c_DK1 | 2588 | 9.9374e-05 |  |  |  |  | c_DK1_Central | 2588 | 0.00014065
|  |  |  | c_DK1 | 2589 | 9.6455e-05 |  |  |  |  | c_DK1_Central | 2589 | 0.00012765
|  |  |  | c_DK1 | 2590 | 9.0179e-05 |  |  |  |  | c_DK1_Central | 2590 | 0.00010149
|  |  |  | c_DK1 | 2591 | 8.4244e-05 |  |  |  |  | c_DK1_Central | 2591 | 7.5156e-05
|  |  |  | c_DK1 | 2592 | 8.2639e-05 |  |  |  |  | c_DK1_Central | 2592 | 5.9825e-05
|  |  |  | c_DK1 | 2593 | 7.9914e-05 |  |  |  |  | c_DK1_Central | 2593 | 6.4657e-05
|  |  |  | c_DK1 | 2594 | 7.865e-05 |  |  |  |  | c_DK1_Central | 2594 | 6.4491e-05
|  |  |  | c_DK1 | 2595 | 7.8017e-05 |  |  |  |  | c_DK1_Central | 2595 | 7.0156e-05
|  |  |  | c_DK1 | 2596 | 7.9331e-05 |  |  |  |  | c_DK1_Central | 2596 | 9.4986e-05
|  |  |  | c_DK1 | 2597 | 8.2639e-05 |  |  |  |  | c_DK1_Central | 2597 | 0.00014615
|  |  |  | c_DK1 | 2598 | 8.5071e-05 |  |  |  |  | c_DK1_Central | 2598 | 0.00017381
|  |  |  | c_DK1 | 2599 | 9.1979e-05 |  |  |  |  | c_DK1_Central | 2599 | 0.00017364
|  |  |  | c_DK1 | 2600 | 0.00010015 |  |  |  |  | c_DK1_Central | 2600 | 0.00015514
|  |  |  | c_DK1 | 2601 | 0.00010482 |  |  |  |  | c_DK1_Central | 2601 | 0.00014615
|  |  |  | c_DK1 | 2602 | 0.00010584 |  |  |  |  | c_DK1_Central | 2602 | 0.00013648
|  |  |  | c_DK1 | 2603 | 0.00010404 |  |  |  |  | c_DK1_Central | 2603 | 0.00013065
|  |  |  | c_DK1 | 2604 | 0.00010078 |  |  |  |  | c_DK1_Central | 2604 | 0.00012648
|  |  |  | c_DK1 | 2605 | 9.8255e-05 |  |  |  |  | c_DK1_Central | 2605 | 0.00011765
|  |  |  | c_DK1 | 2606 | 9.7136e-05 |  |  |  |  | c_DK1_Central | 2606 | 0.00011532
|  |  |  | c_DK1 | 2607 | 9.626e-05 |  |  |  |  | c_DK1_Central | 2607 | 0.00011332
|  |  |  | c_DK1 | 2608 | 9.7087e-05 |  |  |  |  | c_DK1_Central | 2608 | 0.00011615
|  |  |  | c_DK1 | 2609 | 0.00010273 |  |  |  |  | c_DK1_Central | 2609 | 0.00012465
|  |  |  | c_DK1 | 2610 | 0.00010249 |  |  |  |  | c_DK1_Central | 2610 | 0.00012798
|  |  |  | c_DK1 | 2611 | 9.8206e-05 |  |  |  |  | c_DK1_Central | 2611 | 0.00013298
|  |  |  | c_DK1 | 2612 | 9.5579e-05 |  |  |  |  | c_DK1_Central | 2612 | 0.00013331
|  |  |  | c_DK1 | 2613 | 9.2612e-05 |  |  |  |  | c_DK1_Central | 2613 | 0.00012198
|  |  |  | c_DK1 | 2614 | 8.7309e-05 |  |  |  |  | c_DK1_Central | 2614 | 9.6319e-05
|  |  |  | c_DK1 | 2615 | 8.2104e-05 |  |  |  |  | c_DK1_Central | 2615 | 7.049e-05
|  |  |  | c_DK1 | 2616 | 8.1958e-05 |  |  |  |  | c_DK1_Central | 2616 | 5.8158e-05
|  |  |  | c_DK1 | 2617 | 7.7969e-05 |  |  |  |  | c_DK1_Central | 2617 | 6.0158e-05
|  |  |  | c_DK1 | 2618 | 7.719e-05 |  |  |  |  | c_DK1_Central | 2618 | 5.7158e-05
|  |  |  | c_DK1 | 2619 | 7.7482e-05 |  |  |  |  | c_DK1_Central | 2619 | 6.4657e-05
|  |  |  | c_DK1 | 2620 | 7.8601e-05 |  |  |  |  | c_DK1_Central | 2620 | 8.932e-05
|  |  |  | c_DK1 | 2621 | 8.1812e-05 |  |  |  |  | c_DK1_Central | 2621 | 0.00013448
|  |  |  | c_DK1 | 2622 | 8.5168e-05 |  |  |  |  | c_DK1_Central | 2622 | 0.00016598
|  |  |  | c_DK1 | 2623 | 9.1833e-05 |  |  |  |  | c_DK1_Central | 2623 | 0.00016481
|  |  |  | c_DK1 | 2624 | 9.9276e-05 |  |  |  |  | c_DK1_Central | 2624 | 0.00014381
|  |  |  | c_DK1 | 2625 | 0.00010327 |  |  |  |  | c_DK1_Central | 2625 | 0.00013465
|  |  |  | c_DK1 | 2626 | 0.0001038 |  |  |  |  | c_DK1_Central | 2626 | 0.00012898
|  |  |  | c_DK1 | 2627 | 0.00010302 |  |  |  |  | c_DK1_Central | 2627 | 0.00012015
|  |  |  | c_DK1 | 2628 | 0.00010044 |  |  |  |  | c_DK1_Central | 2628 | 0.00011665
|  |  |  | c_DK1 | 2629 | 9.8206e-05 |  |  |  |  | c_DK1_Central | 2629 | 0.00010548
|  |  |  | c_DK1 | 2630 | 9.6163e-05 |  |  |  |  | c_DK1_Central | 2630 | 0.00010915
|  |  |  | c_DK1 | 2631 | 9.4849e-05 |  |  |  |  | c_DK1_Central | 2631 | 0.00010615
|  |  |  | c_DK1 | 2632 | 9.4801e-05 |  |  |  |  | c_DK1_Central | 2632 | 0.00010915
|  |  |  | c_DK1 | 2633 | 0.00010205 |  |  |  |  | c_DK1_Central | 2633 | 0.00011398
|  |  |  | c_DK1 | 2634 | 0.00010288 |  |  |  |  | c_DK1_Central | 2634 | 0.00011848
|  |  |  | c_DK1 | 2635 | 9.8012e-05 |  |  |  |  | c_DK1_Central | 2635 | 0.00012165
|  |  |  | c_DK1 | 2636 | 9.4801e-05 |  |  |  |  | c_DK1_Central | 2636 | 0.00012248
|  |  |  | c_DK1 | 2637 | 9.2466e-05 |  |  |  |  | c_DK1_Central | 2637 | 0.00011465
|  |  |  | c_DK1 | 2638 | 8.6385e-05 |  |  |  |  | c_DK1_Central | 2638 | 9.132e-05
|  |  |  | c_DK1 | 2639 | 8.079e-05 |  |  |  |  | c_DK1_Central | 2639 | 6.5157e-05
|  |  |  | c_DK1 | 2640 | 7.9866e-05 |  |  |  |  | c_DK1_Central | 2640 | 5.3659e-05
|  |  |  | c_DK1 | 2641 | 7.6898e-05 |  |  |  |  | c_DK1_Central | 2641 | 5.9991e-05
|  |  |  | c_DK1 | 2642 | 7.6217e-05 |  |  |  |  | c_DK1_Central | 2642 | 6.0491e-05
|  |  |  | c_DK1 | 2643 | 7.6606e-05 |  |  |  |  | c_DK1_Central | 2643 | 7.2656e-05
|  |  |  | c_DK1 | 2644 | 7.7239e-05 |  |  |  |  | c_DK1_Central | 2644 | 0.00010149
|  |  |  | c_DK1 | 2645 | 7.9087e-05 |  |  |  |  | c_DK1_Central | 2645 | 0.00014781
|  |  |  | c_DK1 | 2646 | 8.0936e-05 |  |  |  |  | c_DK1_Central | 2646 | 0.00015448
|  |  |  | c_DK1 | 2647 | 8.5801e-05 |  |  |  |  | c_DK1_Central | 2647 | 0.00015564
|  |  |  | c_DK1 | 2648 | 9.3536e-05 |  |  |  |  | c_DK1_Central | 2648 | 0.00013198
|  |  |  | c_DK1 | 2649 | 9.8498e-05 |  |  |  |  | c_DK1_Central | 2649 | 0.00012382
|  |  |  | c_DK1 | 2650 | 0.00010064 |  |  |  |  | c_DK1_Central | 2650 | 0.00011698
|  |  |  | c_DK1 | 2651 | 9.9666e-05 |  |  |  |  | c_DK1_Central | 2651 | 0.00011165
|  |  |  | c_DK1 | 2652 | 9.6747e-05 |  |  |  |  | c_DK1_Central | 2652 | 0.00010848
|  |  |  | c_DK1 | 2653 | 9.4363e-05 |  |  |  |  | c_DK1_Central | 2653 | 0.00010032
|  |  |  | c_DK1 | 2654 | 9.2563e-05 |  |  |  |  | c_DK1_Central | 2654 | 9.9152e-05
|  |  |  | c_DK1 | 2655 | 9.1882e-05 |  |  |  |  | c_DK1_Central | 2655 | 9.6486e-05
|  |  |  | c_DK1 | 2656 | 9.2417e-05 |  |  |  |  | c_DK1_Central | 2656 | 0.00010115
|  |  |  | c_DK1 | 2657 | 9.8303e-05 |  |  |  |  | c_DK1_Central | 2657 | 0.00010848
|  |  |  | c_DK1 | 2658 | 9.9179e-05 |  |  |  |  | c_DK1_Central | 2658 | 0.00011348
|  |  |  | c_DK1 | 2659 | 9.5628e-05 |  |  |  |  | c_DK1_Central | 2659 | 0.00011915
|  |  |  | c_DK1 | 2660 | 9.3974e-05 |  |  |  |  | c_DK1_Central | 2660 | 0.00012115
|  |  |  | c_DK1 | 2661 | 9.0277e-05 |  |  |  |  | c_DK1_Central | 2661 | 0.00011398
|  |  |  | c_DK1 | 2662 | 8.4925e-05 |  |  |  |  | c_DK1_Central | 2662 | 9.082e-05
|  |  |  | c_DK1 | 2663 | 7.9671e-05 |  |  |  |  | c_DK1_Central | 2663 | 6.5157e-05
|  |  |  | c_DK1 | 2664 | 7.8552e-05 |  |  |  |  | c_DK1_Central | 2664 | 5.1159e-05
|  |  |  | c_DK1 | 2665 | 7.5633e-05 |  |  |  |  | c_DK1_Central | 2665 | 5.6158e-05
|  |  |  | c_DK1 | 2666 | 7.5098e-05 |  |  |  |  | c_DK1_Central | 2666 | 5.6825e-05
|  |  |  | c_DK1 | 2667 | 7.5244e-05 |  |  |  |  | c_DK1_Central | 2667 | 6.2491e-05
|  |  |  | c_DK1 | 2668 | 7.6169e-05 |  |  |  |  | c_DK1_Central | 2668 | 8.7987e-05
|  |  |  | c_DK1 | 2669 | 7.8796e-05 |  |  |  |  | c_DK1_Central | 2669 | 0.00014081
|  |  |  | c_DK1 | 2670 | 8.2104e-05 |  |  |  |  | c_DK1_Central | 2670 | 0.00016814
|  |  |  | c_DK1 | 2671 | 8.7552e-05 |  |  |  |  | c_DK1_Central | 2671 | 0.00016548
|  |  |  | c_DK1 | 2672 | 9.5774e-05 |  |  |  |  | c_DK1_Central | 2672 | 0.00014031
|  |  |  | c_DK1 | 2673 | 0.00010176 |  |  |  |  | c_DK1_Central | 2673 | 0.00013281
|  |  |  | c_DK1 | 2674 | 0.00010443 |  |  |  |  | c_DK1_Central | 2674 | 0.00012398
|  |  |  | c_DK1 | 2675 | 0.0001039 |  |  |  |  | c_DK1_Central | 2675 | 0.00011748
|  |  |  | c_DK1 | 2676 | 0.0001004 |  |  |  |  | c_DK1_Central | 2676 | 0.00011332
|  |  |  | c_DK1 | 2677 | 9.8303e-05 |  |  |  |  | c_DK1_Central | 2677 | 0.00010348
|  |  |  | c_DK1 | 2678 | 9.7087e-05 |  |  |  |  | c_DK1_Central | 2678 | 0.00010099
|  |  |  | c_DK1 | 2679 | 9.772e-05 |  |  |  |  | c_DK1_Central | 2679 | 9.8652e-05
|  |  |  | c_DK1 | 2680 | 0.00010127 |  |  |  |  | c_DK1_Central | 2680 | 0.00010149
|  |  |  | c_DK1 | 2681 | 0.00010988 |  |  |  |  | c_DK1_Central | 2681 | 0.00010882
|  |  |  | c_DK1 | 2682 | 0.00010784 |  |  |  |  | c_DK1_Central | 2682 | 0.00011282
|  |  |  | c_DK1 | 2683 | 0.00010429 |  |  |  |  | c_DK1_Central | 2683 | 0.00011998
|  |  |  | c_DK1 | 2684 | 0.00010083 |  |  |  |  | c_DK1_Central | 2684 | 0.00012265
|  |  |  | c_DK1 | 2685 | 0.00010025 |  |  |  |  | c_DK1_Central | 2685 | 0.00011298
|  |  |  | c_DK1 | 2686 | 9.6844e-05 |  |  |  |  | c_DK1_Central | 2686 | 8.9987e-05
|  |  |  | c_DK1 | 2687 | 9.4412e-05 |  |  |  |  | c_DK1_Central | 2687 | 6.2824e-05
|  |  |  | c_DK1 | 2688 | 8.8233e-05 |  |  |  |  | c_DK1_Central | 2688 | 4.566e-05
|  |  |  | c_DK1 | 2689 | 8.6677e-05 |  |  |  |  | c_DK1_Central | 2689 | 4.9826e-05
|  |  |  | c_DK1 | 2690 | 8.5995e-05 |  |  |  |  | c_DK1_Central | 2690 | 5.0326e-05
|  |  |  | c_DK1 | 2691 | 8.5606e-05 |  |  |  |  | c_DK1_Central | 2691 | 5.5159e-05
|  |  |  | c_DK1 | 2692 | 8.8428e-05 |  |  |  |  | c_DK1_Central | 2692 | 8.0322e-05
|  |  |  | c_DK1 | 2693 | 9.4558e-05 |  |  |  |  | c_DK1_Central | 2693 | 0.00013131
|  |  |  | c_DK1 | 2694 | 0.00010667 |  |  |  |  | c_DK1_Central | 2694 | 0.00015931
|  |  |  | c_DK1 | 2695 | 0.00012268 |  |  |  |  | c_DK1_Central | 2695 | 0.00015648
|  |  |  | c_DK1 | 2696 | 0.00012988 |  |  |  |  | c_DK1_Central | 2696 | 0.00013315
|  |  |  | c_DK1 | 2697 | 0.00012992 |  |  |  |  | c_DK1_Central | 2697 | 0.00012565
|  |  |  | c_DK1 | 2698 | 0.00013323 |  |  |  |  | c_DK1_Central | 2698 | 0.00011682
|  |  |  | c_DK1 | 2699 | 0.00013367 |  |  |  |  | c_DK1_Central | 2699 | 0.00011082
|  |  |  | c_DK1 | 2700 | 0.00013099 |  |  |  |  | c_DK1_Central | 2700 | 0.00010598
|  |  |  | c_DK1 | 2701 | 0.00013104 |  |  |  |  | c_DK1_Central | 2701 | 9.6153e-05
|  |  |  | c_DK1 | 2702 | 0.00012851 |  |  |  |  | c_DK1_Central | 2702 | 9.2486e-05
|  |  |  | c_DK1 | 2703 | 0.00012316 |  |  |  |  | c_DK1_Central | 2703 | 8.9487e-05
|  |  |  | c_DK1 | 2704 | 0.00012117 |  |  |  |  | c_DK1_Central | 2704 | 9.132e-05
|  |  |  | c_DK1 | 2705 | 0.00012662 |  |  |  |  | c_DK1_Central | 2705 | 9.8152e-05
|  |  |  | c_DK1 | 2706 | 0.00012282 |  |  |  |  | c_DK1_Central | 2706 | 0.00010232
|  |  |  | c_DK1 | 2707 | 0.00011684 |  |  |  |  | c_DK1_Central | 2707 | 0.00010965
|  |  |  | c_DK1 | 2708 | 0.00011236 |  |  |  |  | c_DK1_Central | 2708 | 0.00011182
|  |  |  | c_DK1 | 2709 | 0.00011192 |  |  |  |  | c_DK1_Central | 2709 | 0.00010365
|  |  |  | c_DK1 | 2710 | 0.00010511 |  |  |  |  | c_DK1_Central | 2710 | 8.2155e-05
|  |  |  | c_DK1 | 2711 | 9.6844e-05 |  |  |  |  | c_DK1_Central | 2711 | 5.6158e-05
|  |  |  | c_DK1 | 2712 | 9.086e-05 |  |  |  |  | c_DK1_Central | 2712 | 4.3494e-05
|  |  |  | c_DK1 | 2713 | 8.8817e-05 |  |  |  |  | c_DK1_Central | 2713 | 4.7326e-05
|  |  |  | c_DK1 | 2714 | 8.8087e-05 |  |  |  |  | c_DK1_Central | 2714 | 4.7993e-05
|  |  |  | c_DK1 | 2715 | 8.8671e-05 |  |  |  |  | c_DK1_Central | 2715 | 5.2492e-05
|  |  |  | c_DK1 | 2716 | 9.1347e-05 |  |  |  |  | c_DK1_Central | 2716 | 7.6822e-05
|  |  |  | c_DK1 | 2717 | 9.699e-05 |  |  |  |  | c_DK1_Central | 2717 | 0.00012631
|  |  |  | c_DK1 | 2718 | 0.00010944 |  |  |  |  | c_DK1_Central | 2718 | 0.00015298
|  |  |  | c_DK1 | 2719 | 0.00012496 |  |  |  |  | c_DK1_Central | 2719 | 0.00015014
|  |  |  | c_DK1 | 2720 | 0.0001325 |  |  |  |  | c_DK1_Central | 2720 | 0.00012781
|  |  |  | c_DK1 | 2721 | 0.00013226 |  |  |  |  | c_DK1_Central | 2721 | 0.00012065
|  |  |  | c_DK1 | 2722 | 0.00013591 |  |  |  |  | c_DK1_Central | 2722 | 0.00011198
|  |  |  | c_DK1 | 2723 | 0.00013503 |  |  |  |  | c_DK1_Central | 2723 | 0.00010632
|  |  |  | c_DK1 | 2724 | 0.00013138 |  |  |  |  | c_DK1_Central | 2724 | 0.00010198
|  |  |  | c_DK1 | 2725 | 0.00013236 |  |  |  |  | c_DK1_Central | 2725 | 9.2153e-05
|  |  |  | c_DK1 | 2726 | 0.00013119 |  |  |  |  | c_DK1_Central | 2726 | 8.882e-05
|  |  |  | c_DK1 | 2727 | 0.00012462 |  |  |  |  | c_DK1_Central | 2727 | 8.5487e-05
|  |  |  | c_DK1 | 2728 | 0.00012297 |  |  |  |  | c_DK1_Central | 2728 | 8.732e-05
|  |  |  | c_DK1 | 2729 | 0.00012954 |  |  |  |  | c_DK1_Central | 2729 | 9.4153e-05
|  |  |  | c_DK1 | 2730 | 0.0001255 |  |  |  |  | c_DK1_Central | 2730 | 9.8152e-05
|  |  |  | c_DK1 | 2731 | 0.00012112 |  |  |  |  | c_DK1_Central | 2731 | 0.00010498
|  |  |  | c_DK1 | 2732 | 0.00011694 |  |  |  |  | c_DK1_Central | 2732 | 0.00010715
|  |  |  | c_DK1 | 2733 | 0.00011591 |  |  |  |  | c_DK1_Central | 2733 | 9.9319e-05
|  |  |  | c_DK1 | 2734 | 0.00011051 |  |  |  |  | c_DK1_Central | 2734 | 7.8988e-05
|  |  |  | c_DK1 | 2735 | 0.00010317 |  |  |  |  | c_DK1_Central | 2735 | 5.3492e-05
|  |  |  | c_DK1 | 2736 | 9.3731e-05 |  |  |  |  | c_DK1_Central | 2736 | 4.1161e-05
|  |  |  | c_DK1 | 2737 | 9.1444e-05 |  |  |  |  | c_DK1_Central | 2737 | 4.4993e-05
|  |  |  | c_DK1 | 2738 | 9.0958e-05 |  |  |  |  | c_DK1_Central | 2738 | 4.5493e-05
|  |  |  | c_DK1 | 2739 | 9.2222e-05 |  |  |  |  | c_DK1_Central | 2739 | 4.9659e-05
|  |  |  | c_DK1 | 2740 | 9.3244e-05 |  |  |  |  | c_DK1_Central | 2740 | 7.2989e-05
|  |  |  | c_DK1 | 2741 | 9.7866e-05 |  |  |  |  | c_DK1_Central | 2741 | 0.00012048
|  |  |  | c_DK1 | 2742 | 0.00010813 |  |  |  |  | c_DK1_Central | 2742 | 0.00014615
|  |  |  | c_DK1 | 2743 | 0.00012691 |  |  |  |  | c_DK1_Central | 2743 | 0.00014331
|  |  |  | c_DK1 | 2744 | 0.00013085 |  |  |  |  | c_DK1_Central | 2744 | 0.00012132
|  |  |  | c_DK1 | 2745 | 0.00013148 |  |  |  |  | c_DK1_Central | 2745 | 0.00011482
|  |  |  | c_DK1 | 2746 | 0.00013401 |  |  |  |  | c_DK1_Central | 2746 | 0.00010665
|  |  |  | c_DK1 | 2747 | 0.00013494 |  |  |  |  | c_DK1_Central | 2747 | 0.00010149
|  |  |  | c_DK1 | 2748 | 0.00013153 |  |  |  |  | c_DK1_Central | 2748 | 9.7152e-05
|  |  |  | c_DK1 | 2749 | 0.00013343 |  |  |  |  | c_DK1_Central | 2749 | 8.7654e-05
|  |  |  | c_DK1 | 2750 | 0.0001308 |  |  |  |  | c_DK1_Central | 2750 | 8.4321e-05
|  |  |  | c_DK1 | 2751 | 0.00012603 |  |  |  |  | c_DK1_Central | 2751 | 8.1321e-05
|  |  |  | c_DK1 | 2752 | 0.00012569 |  |  |  |  | c_DK1_Central | 2752 | 8.2988e-05
|  |  |  | c_DK1 | 2753 | 0.0001291 |  |  |  |  | c_DK1_Central | 2753 | 8.9487e-05
|  |  |  | c_DK1 | 2754 | 0.00012452 |  |  |  |  | c_DK1_Central | 2754 | 9.282e-05
|  |  |  | c_DK1 | 2755 | 0.00011908 |  |  |  |  | c_DK1_Central | 2755 | 9.9652e-05
|  |  |  | c_DK1 | 2756 | 0.00011703 |  |  |  |  | c_DK1_Central | 2756 | 0.00010182
|  |  |  | c_DK1 | 2757 | 0.00011805 |  |  |  |  | c_DK1_Central | 2757 | 9.4319e-05
|  |  |  | c_DK1 | 2758 | 0.00011358 |  |  |  |  | c_DK1_Central | 2758 | 7.4822e-05
|  |  |  | c_DK1 | 2759 | 0.00010672 |  |  |  |  | c_DK1_Central | 2759 | 5.0826e-05
|  |  |  | c_DK1 | 2760 | 8.9595e-05 |  |  |  |  | c_DK1_Central | 2760 | 4.0994e-05
|  |  |  | c_DK1 | 2761 | 8.692e-05 |  |  |  |  | c_DK1_Central | 2761 | 4.4327e-05
|  |  |  | c_DK1 | 2762 | 8.6336e-05 |  |  |  |  | c_DK1_Central | 2762 | 4.3994e-05
|  |  |  | c_DK1 | 2763 | 8.6336e-05 |  |  |  |  | c_DK1_Central | 2763 | 4.7826e-05
|  |  |  | c_DK1 | 2764 | 8.7747e-05 |  |  |  |  | c_DK1_Central | 2764 | 6.9656e-05
|  |  |  | c_DK1 | 2765 | 9.3147e-05 |  |  |  |  | c_DK1_Central | 2765 | 0.00011582
|  |  |  | c_DK1 | 2766 | 0.00010448 |  |  |  |  | c_DK1_Central | 2766 | 0.00014081
|  |  |  | c_DK1 | 2767 | 0.00012029 |  |  |  |  | c_DK1_Central | 2767 | 0.00014048
|  |  |  | c_DK1 | 2768 | 0.00012949 |  |  |  |  | c_DK1_Central | 2768 | 0.00011982
|  |  |  | c_DK1 | 2769 | 0.00013041 |  |  |  |  | c_DK1_Central | 2769 | 0.00011332
|  |  |  | c_DK1 | 2770 | 0.00013309 |  |  |  |  | c_DK1_Central | 2770 | 0.00010448
|  |  |  | c_DK1 | 2771 | 0.00013309 |  |  |  |  | c_DK1_Central | 2771 | 9.8985e-05
|  |  |  | c_DK1 | 2772 | 0.00012822 |  |  |  |  | c_DK1_Central | 2772 | 9.5986e-05
|  |  |  | c_DK1 | 2773 | 0.00012511 |  |  |  |  | c_DK1_Central | 2773 | 8.6487e-05
|  |  |  | c_DK1 | 2774 | 0.00011995 |  |  |  |  | c_DK1_Central | 2774 | 8.2655e-05
|  |  |  | c_DK1 | 2775 | 0.00011689 |  |  |  |  | c_DK1_Central | 2775 | 7.9155e-05
|  |  |  | c_DK1 | 2776 | 0.00011742 |  |  |  |  | c_DK1_Central | 2776 | 8.0988e-05
|  |  |  | c_DK1 | 2777 | 0.00012341 |  |  |  |  | c_DK1_Central | 2777 | 8.8154e-05
|  |  |  | c_DK1 | 2778 | 0.00012131 |  |  |  |  | c_DK1_Central | 2778 | 9.1986e-05
|  |  |  | c_DK1 | 2779 | 0.00011494 |  |  |  |  | c_DK1_Central | 2779 | 9.9152e-05
|  |  |  | c_DK1 | 2780 | 0.00010852 |  |  |  |  | c_DK1_Central | 2780 | 0.00010082
|  |  |  | c_DK1 | 2781 | 0.0001058 |  |  |  |  | c_DK1_Central | 2781 | 9.3986e-05
|  |  |  | c_DK1 | 2782 | 0.00010059 |  |  |  |  | c_DK1_Central | 2782 | 7.3822e-05
|  |  |  | c_DK1 | 2783 | 9.3633e-05 |  |  |  |  | c_DK1_Central | 2783 | 4.9993e-05
|  |  |  | c_DK1 | 2784 | 8.2055e-05 |  |  |  |  | c_DK1_Central | 2784 | 4.8826e-05
|  |  |  | c_DK1 | 2785 | 7.9866e-05 |  |  |  |  | c_DK1_Central | 2785 | 4.9159e-05
|  |  |  | c_DK1 | 2786 | 8.259e-05 |  |  |  |  | c_DK1_Central | 2786 | 4.666e-05
|  |  |  | c_DK1 | 2787 | 8.6336e-05 |  |  |  |  | c_DK1_Central | 2787 | 5.2659e-05
|  |  |  | c_DK1 | 2788 | 8.9449e-05 |  |  |  |  | c_DK1_Central | 2788 | 7.5989e-05
|  |  |  | c_DK1 | 2789 | 8.2055e-05 |  |  |  |  | c_DK1_Central | 2789 | 0.00011865
|  |  |  | c_DK1 | 2790 | 8.6628e-05 |  |  |  |  | c_DK1_Central | 2790 | 0.00014998
|  |  |  | c_DK1 | 2791 | 9.4314e-05 |  |  |  |  | c_DK1_Central | 2791 | 0.00014931
|  |  |  | c_DK1 | 2792 | 0.00010268 |  |  |  |  | c_DK1_Central | 2792 | 0.00012765
|  |  |  | c_DK1 | 2793 | 0.00010735 |  |  |  |  | c_DK1_Central | 2793 | 0.00011898
|  |  |  | c_DK1 | 2794 | 0.00010891 |  |  |  |  | c_DK1_Central | 2794 | 0.00011415
|  |  |  | c_DK1 | 2795 | 0.00010696 |  |  |  |  | c_DK1_Central | 2795 | 0.00010482
|  |  |  | c_DK1 | 2796 | 0.00010429 |  |  |  |  | c_DK1_Central | 2796 | 0.00010132
|  |  |  | c_DK1 | 2797 | 0.00010254 |  |  |  |  | c_DK1_Central | 2797 | 9.0487e-05
|  |  |  | c_DK1 | 2798 | 0.00010059 |  |  |  |  | c_DK1_Central | 2798 | 9.3653e-05
|  |  |  | c_DK1 | 2799 | 9.8693e-05 |  |  |  |  | c_DK1_Central | 2799 | 8.9487e-05
|  |  |  | c_DK1 | 2800 | 0.00010064 |  |  |  |  | c_DK1_Central | 2800 | 9.082e-05
|  |  |  | c_DK1 | 2801 | 0.00010721 |  |  |  |  | c_DK1_Central | 2801 | 9.4819e-05
|  |  |  | c_DK1 | 2802 | 0.00010764 |  |  |  |  | c_DK1_Central | 2802 | 9.9652e-05
|  |  |  | c_DK1 | 2803 | 0.00010171 |  |  |  |  | c_DK1_Central | 2803 | 0.00010498
|  |  |  | c_DK1 | 2804 | 9.7671e-05 |  |  |  |  | c_DK1_Central | 2804 | 0.00010615
|  |  |  | c_DK1 | 2805 | 9.8012e-05 |  |  |  |  | c_DK1_Central | 2805 | 0.00010115
|  |  |  | c_DK1 | 2806 | 9.3147e-05 |  |  |  |  | c_DK1_Central | 2806 | 7.9488e-05
|  |  |  | c_DK1 | 2807 | 8.619e-05 |  |  |  |  | c_DK1_Central | 2807 | 5.4659e-05
|  |  |  | c_DK1 | 2808 | 8.1179e-05 |  |  |  |  | c_DK1_Central | 2808 | 4.8826e-05
|  |  |  | c_DK1 | 2809 | 7.7482e-05 |  |  |  |  | c_DK1_Central | 2809 | 5.4159e-05
|  |  |  | c_DK1 | 2810 | 7.646e-05 |  |  |  |  | c_DK1_Central | 2810 | 5.5492e-05
|  |  |  | c_DK1 | 2811 | 7.646e-05 |  |  |  |  | c_DK1_Central | 2811 | 6.749e-05
|  |  |  | c_DK1 | 2812 | 7.7239e-05 |  |  |  |  | c_DK1_Central | 2812 | 9.6652e-05
|  |  |  | c_DK1 | 2813 | 7.6996e-05 |  |  |  |  | c_DK1_Central | 2813 | 0.00014181
|  |  |  | c_DK1 | 2814 | 7.9963e-05 |  |  |  |  | c_DK1_Central | 2814 | 0.00014831
|  |  |  | c_DK1 | 2815 | 8.6336e-05 |  |  |  |  | c_DK1_Central | 2815 | 0.00015048
|  |  |  | c_DK1 | 2816 | 9.4947e-05 |  |  |  |  | c_DK1_Central | 2816 | 0.00012581
|  |  |  | c_DK1 | 2817 | 0.00010113 |  |  |  |  | c_DK1_Central | 2817 | 0.00011732
|  |  |  | c_DK1 | 2818 | 0.000102 |  |  |  |  | c_DK1_Central | 2818 | 0.00011098
|  |  |  | c_DK1 | 2819 | 0.00010224 |  |  |  |  | c_DK1_Central | 2819 | 0.00010515
|  |  |  | c_DK1 | 2820 | 0.00010132 |  |  |  |  | c_DK1_Central | 2820 | 0.00010215
|  |  |  | c_DK1 | 2821 | 0.00010001 |  |  |  |  | c_DK1_Central | 2821 | 9.382e-05
|  |  |  | c_DK1 | 2822 | 9.8352e-05 |  |  |  |  | c_DK1_Central | 2822 | 9.1986e-05
|  |  |  | c_DK1 | 2823 | 9.7914e-05 |  |  |  |  | c_DK1_Central | 2823 | 8.932e-05
|  |  |  | c_DK1 | 2824 | 9.986e-05 |  |  |  |  | c_DK1_Central | 2824 | 9.3153e-05
|  |  |  | c_DK1 | 2825 | 0.00010798 |  |  |  |  | c_DK1_Central | 2825 | 9.9985e-05
|  |  |  | c_DK1 | 2826 | 0.00010969 |  |  |  |  | c_DK1_Central | 2826 | 0.00010548
|  |  |  | c_DK1 | 2827 | 0.00010511 |  |  |  |  | c_DK1_Central | 2827 | 0.00011182
|  |  |  | c_DK1 | 2828 | 0.00010195 |  |  |  |  | c_DK1_Central | 2828 | 0.00011398
|  |  |  | c_DK1 | 2829 | 0.00010239 |  |  |  |  | c_DK1_Central | 2829 | 0.00010832
|  |  |  | c_DK1 | 2830 | 9.7087e-05 |  |  |  |  | c_DK1_Central | 2830 | 8.5321e-05
|  |  |  | c_DK1 | 2831 | 9.1201e-05 |  |  |  |  | c_DK1_Central | 2831 | 6.0324e-05
|  |  |  | c_DK1 | 2832 | 8.6044e-05 |  |  |  |  | c_DK1_Central | 2832 | 4.6993e-05
|  |  |  | c_DK1 | 2833 | 8.3466e-05 |  |  |  |  | c_DK1_Central | 2833 | 5.1492e-05
|  |  |  | c_DK1 | 2834 | 8.3417e-05 |  |  |  |  | c_DK1_Central | 2834 | 5.2326e-05
|  |  |  | c_DK1 | 2835 | 8.4244e-05 |  |  |  |  | c_DK1_Central | 2835 | 5.7325e-05
|  |  |  | c_DK1 | 2836 | 8.6385e-05 |  |  |  |  | c_DK1_Central | 2836 | 8.2155e-05
|  |  |  | c_DK1 | 2837 | 9.2514e-05 |  |  |  |  | c_DK1_Central | 2837 | 0.00013398
|  |  |  | c_DK1 | 2838 | 0.00011042 |  |  |  |  | c_DK1_Central | 2838 | 0.00016114
|  |  |  | c_DK1 | 2839 | 0.00012705 |  |  |  |  | c_DK1_Central | 2839 | 0.00015848
|  |  |  | c_DK1 | 2840 | 0.00013289 |  |  |  |  | c_DK1_Central | 2840 | 0.00013281
|  |  |  | c_DK1 | 2841 | 0.00013236 |  |  |  |  | c_DK1_Central | 2841 | 0.00012565
|  |  |  | c_DK1 | 2842 | 0.00013625 |  |  |  |  | c_DK1_Central | 2842 | 0.00011698
|  |  |  | c_DK1 | 2843 | 0.00013683 |  |  |  |  | c_DK1_Central | 2843 | 0.00011082
|  |  |  | c_DK1 | 2844 | 0.00013294 |  |  |  |  | c_DK1_Central | 2844 | 0.00010648
|  |  |  | c_DK1 | 2845 | 0.00013348 |  |  |  |  | c_DK1_Central | 2845 | 9.6652e-05
|  |  |  | c_DK1 | 2846 | 0.00013143 |  |  |  |  | c_DK1_Central | 2846 | 9.4153e-05
|  |  |  | c_DK1 | 2847 | 0.00012302 |  |  |  |  | c_DK1_Central | 2847 | 9.1487e-05
|  |  |  | c_DK1 | 2848 | 0.00012384 |  |  |  |  | c_DK1_Central | 2848 | 9.3653e-05
|  |  |  | c_DK1 | 2849 | 0.00012851 |  |  |  |  | c_DK1_Central | 2849 | 0.00010082
|  |  |  | c_DK1 | 2850 | 0.00012457 |  |  |  |  | c_DK1_Central | 2850 | 0.00010498
|  |  |  | c_DK1 | 2851 | 0.00011825 |  |  |  |  | c_DK1_Central | 2851 | 0.00011248
|  |  |  | c_DK1 | 2852 | 0.0001127 |  |  |  |  | c_DK1_Central | 2852 | 0.00011548
|  |  |  | c_DK1 | 2853 | 0.00010852 |  |  |  |  | c_DK1_Central | 2853 | 0.00010698
|  |  |  | c_DK1 | 2854 | 0.00010078 |  |  |  |  | c_DK1_Central | 2854 | 8.5154e-05
|  |  |  | c_DK1 | 2855 | 9.2904e-05 |  |  |  |  | c_DK1_Central | 2855 | 5.8325e-05
|  |  |  | c_DK1 | 2856 | 8.9936e-05 |  |  |  |  | c_DK1_Central | 2856 | 4.5993e-05
|  |  |  | c_DK1 | 2857 | 8.6968e-05 |  |  |  |  | c_DK1_Central | 2857 | 4.9826e-05
|  |  |  | c_DK1 | 2858 | 8.6968e-05 |  |  |  |  | c_DK1_Central | 2858 | 5.0659e-05
|  |  |  | c_DK1 | 2859 | 8.7747e-05 |  |  |  |  | c_DK1_Central | 2859 | 5.5492e-05
|  |  |  | c_DK1 | 2860 | 9.0568e-05 |  |  |  |  | c_DK1_Central | 2860 | 8.0655e-05
|  |  |  | c_DK1 | 2861 | 9.626e-05 |  |  |  |  | c_DK1_Central | 2861 | 0.00013181
|  |  |  | c_DK1 | 2862 | 0.00010862 |  |  |  |  | c_DK1_Central | 2862 | 0.00015981
|  |  |  | c_DK1 | 2863 | 0.00012389 |  |  |  |  | c_DK1_Central | 2863 | 0.00015664
|  |  |  | c_DK1 | 2864 | 0.00013172 |  |  |  |  | c_DK1_Central | 2864 | 0.00013348
|  |  |  | c_DK1 | 2865 | 0.00013197 |  |  |  |  | c_DK1_Central | 2865 | 0.00012598
|  |  |  | c_DK1 | 2866 | 0.00013489 |  |  |  |  | c_DK1_Central | 2866 | 0.00011698
|  |  |  | c_DK1 | 2867 | 0.00013639 |  |  |  |  | c_DK1_Central | 2867 | 0.00011132
|  |  |  | c_DK1 | 2868 | 0.00013202 |  |  |  |  | c_DK1_Central | 2868 | 0.00010648
|  |  |  | c_DK1 | 2869 | 0.00013231 |  |  |  |  | c_DK1_Central | 2869 | 9.6652e-05
|  |  |  | c_DK1 | 2870 | 0.00013012 |  |  |  |  | c_DK1_Central | 2870 | 9.2986e-05
|  |  |  | c_DK1 | 2871 | 0.00012584 |  |  |  |  | c_DK1_Central | 2871 | 8.9653e-05
|  |  |  | c_DK1 | 2872 | 0.00012253 |  |  |  |  | c_DK1_Central | 2872 | 9.182e-05
|  |  |  | c_DK1 | 2873 | 0.00012798 |  |  |  |  | c_DK1_Central | 2873 | 9.8652e-05
|  |  |  | c_DK1 | 2874 | 0.00012258 |  |  |  |  | c_DK1_Central | 2874 | 0.00010265
|  |  |  | c_DK1 | 2875 | 0.00011869 |  |  |  |  | c_DK1_Central | 2875 | 0.00010982
|  |  |  | c_DK1 | 2876 | 0.00011475 |  |  |  |  | c_DK1_Central | 2876 | 0.00011198
|  |  |  | c_DK1 | 2877 | 0.00011246 |  |  |  |  | c_DK1_Central | 2877 | 0.00010398
|  |  |  | c_DK1 | 2878 | 0.00010687 |  |  |  |  | c_DK1_Central | 2878 | 8.2321e-05
|  |  |  | c_DK1 | 2879 | 9.8012e-05 |  |  |  |  | c_DK1_Central | 2879 | 5.6158e-05
|  |  |  | c_DK1 | 2880 | 8.726e-05 |  |  |  |  | c_DK1_Central | 2880 | 4.9493e-05
|  |  |  | c_DK1 | 2881 | 8.2687e-05 |  |  |  |  | c_DK1_Central | 2881 | 5.3825e-05
|  |  |  | c_DK1 | 2882 | 8.2006e-05 |  |  |  |  | c_DK1_Central | 2882 | 5.4825e-05
|  |  |  | c_DK1 | 2883 | 8.2882e-05 |  |  |  |  | c_DK1_Central | 2883 | 5.9991e-05
|  |  |  | c_DK1 | 2884 | 8.5801e-05 |  |  |  |  | c_DK1_Central | 2884 | 8.6321e-05
|  |  |  | c_DK1 | 2885 | 9.0666e-05 |  |  |  |  | c_DK1_Central | 2885 | 0.00013915
|  |  |  | c_DK1 | 2886 | 0.00010093 |  |  |  |  | c_DK1_Central | 2886 | 0.00016798
|  |  |  | c_DK1 | 2887 | 0.00011183 |  |  |  |  | c_DK1_Central | 2887 | 0.00016498
|  |  |  | c_DK1 | 2888 | 0.00011912 |  |  |  |  | c_DK1_Central | 2888 | 0.00014181
|  |  |  | c_DK1 | 2889 | 0.00012156 |  |  |  |  | c_DK1_Central | 2889 | 0.00013348
|  |  |  | c_DK1 | 2890 | 0.00012409 |  |  |  |  | c_DK1_Central | 2890 | 0.00012415
|  |  |  | c_DK1 | 2891 | 0.00012384 |  |  |  |  | c_DK1_Central | 2891 | 0.00011782
|  |  |  | c_DK1 | 2892 | 0.00011937 |  |  |  |  | c_DK1_Central | 2892 | 0.00011315
|  |  |  | c_DK1 | 2893 | 0.00011951 |  |  |  |  | c_DK1_Central | 2893 | 0.00010315
|  |  |  | c_DK1 | 2894 | 0.0001183 |  |  |  |  | c_DK1_Central | 2894 | 9.9652e-05
|  |  |  | c_DK1 | 2895 | 0.00011557 |  |  |  |  | c_DK1_Central | 2895 | 9.6486e-05
|  |  |  | c_DK1 | 2896 | 0.00011674 |  |  |  |  | c_DK1_Central | 2896 | 9.8819e-05
|  |  |  | c_DK1 | 2897 | 0.00012044 |  |  |  |  | c_DK1_Central | 2897 | 0.00010598
|  |  |  | c_DK1 | 2898 | 0.00011426 |  |  |  |  | c_DK1_Central | 2898 | 0.00011032
|  |  |  | c_DK1 | 2899 | 0.00011163 |  |  |  |  | c_DK1_Central | 2899 | 0.00011732
|  |  |  | c_DK1 | 2900 | 0.00011304 |  |  |  |  | c_DK1_Central | 2900 | 0.00011932
|  |  |  | c_DK1 | 2901 | 0.00011499 |  |  |  |  | c_DK1_Central | 2901 | 0.00011048
|  |  |  | c_DK1 | 2902 | 0.00011212 |  |  |  |  | c_DK1_Central | 2902 | 8.7654e-05
|  |  |  | c_DK1 | 2903 | 0.00010409 |  |  |  |  | c_DK1_Central | 2903 | 6.0491e-05
|  |  |  | c_DK1 | 2904 | 9.1152e-05 |  |  |  |  | c_DK1_Central | 2904 | 5.7658e-05
|  |  |  | c_DK1 | 2905 | 8.9498e-05 |  |  |  |  | c_DK1_Central | 2905 | 6.3157e-05
|  |  |  | c_DK1 | 2906 | 8.906e-05 |  |  |  |  | c_DK1_Central | 2906 | 6.3324e-05
|  |  |  | c_DK1 | 2907 | 8.8379e-05 |  |  |  |  | c_DK1_Central | 2907 | 6.9156e-05
|  |  |  | c_DK1 | 2908 | 9.1055e-05 |  |  |  |  | c_DK1_Central | 2908 | 9.4486e-05
|  |  |  | c_DK1 | 2909 | 9.699e-05 |  |  |  |  | c_DK1_Central | 2909 | 0.00014498
|  |  |  | c_DK1 | 2910 | 0.00011134 |  |  |  |  | c_DK1_Central | 2910 | 0.00017047
|  |  |  | c_DK1 | 2911 | 0.00012783 |  |  |  |  | c_DK1_Central | 2911 | 0.00016814
|  |  |  | c_DK1 | 2912 | 0.00013494 |  |  |  |  | c_DK1_Central | 2912 | 0.00014931
|  |  |  | c_DK1 | 2913 | 0.00013489 |  |  |  |  | c_DK1_Central | 2913 | 0.00014098
|  |  |  | c_DK1 | 2914 | 0.00013771 |  |  |  |  | c_DK1_Central | 2914 | 0.00013265
|  |  |  | c_DK1 | 2915 | 0.00013781 |  |  |  |  | c_DK1_Central | 2915 | 0.00012715
|  |  |  | c_DK1 | 2916 | 0.00013391 |  |  |  |  | c_DK1_Central | 2916 | 0.00012332
|  |  |  | c_DK1 | 2917 | 0.00013255 |  |  |  |  | c_DK1_Central | 2917 | 0.00011398
|  |  |  | c_DK1 | 2918 | 0.00013158 |  |  |  |  | c_DK1_Central | 2918 | 0.00011265
|  |  |  | c_DK1 | 2919 | 0.00012774 |  |  |  |  | c_DK1_Central | 2919 | 0.00011015
|  |  |  | c_DK1 | 2920 | 0.00012584 |  |  |  |  | c_DK1_Central | 2920 | 0.00011348
|  |  |  | c_DK1 | 2921 | 0.00013036 |  |  |  |  | c_DK1_Central | 2921 | 0.00012132
|  |  |  | c_DK1 | 2922 | 0.00012521 |  |  |  |  | c_DK1_Central | 2922 | 0.00012348
|  |  |  | c_DK1 | 2923 | 0.00011961 |  |  |  |  | c_DK1_Central | 2923 | 0.00012765
|  |  |  | c_DK1 | 2924 | 0.00011562 |  |  |  |  | c_DK1_Central | 2924 | 0.00012848
|  |  |  | c_DK1 | 2925 | 0.00011538 |  |  |  |  | c_DK1_Central | 2925 | 0.00011682
|  |  |  | c_DK1 | 2926 | 0.00011061 |  |  |  |  | c_DK1_Central | 2926 | 9.2986e-05
|  |  |  | c_DK1 | 2927 | 0.00010268 |  |  |  |  | c_DK1_Central | 2927 | 6.849e-05
|  |  |  | c_DK1 | 2928 | 9.3098e-05 |  |  |  |  | c_DK1_Central | 2928 | 6.7823e-05
|  |  |  | c_DK1 | 2929 | 9.052e-05 |  |  |  |  | c_DK1_Central | 2929 | 7.3156e-05
|  |  |  | c_DK1 | 2930 | 9.0812e-05 |  |  |  |  | c_DK1_Central | 2930 | 7.3156e-05
|  |  |  | c_DK1 | 2931 | 9.1736e-05 |  |  |  |  | c_DK1_Central | 2931 | 7.9488e-05
|  |  |  | c_DK1 | 2932 | 9.4947e-05 |  |  |  |  | c_DK1_Central | 2932 | 0.00010648
|  |  |  | c_DK1 | 2933 | 9.9763e-05 |  |  |  |  | c_DK1_Central | 2933 | 0.00016114
|  |  |  | c_DK1 | 2934 | 0.00011261 |  |  |  |  | c_DK1_Central | 2934 | 0.00019081
|  |  |  | c_DK1 | 2935 | 0.00012725 |  |  |  |  | c_DK1_Central | 2935 | 0.00019064
|  |  |  | c_DK1 | 2936 | 0.00013601 |  |  |  |  | c_DK1_Central | 2936 | 0.00017214
|  |  |  | c_DK1 | 2937 | 0.00013484 |  |  |  |  | c_DK1_Central | 2937 | 0.00016198
|  |  |  | c_DK1 | 2938 | 0.00013737 |  |  |  |  | c_DK1_Central | 2938 | 0.00015148
|  |  |  | c_DK1 | 2939 | 0.00013513 |  |  |  |  | c_DK1_Central | 2939 | 0.00014515
|  |  |  | c_DK1 | 2940 | 0.00013012 |  |  |  |  | c_DK1_Central | 2940 | 0.00014065
|  |  |  | c_DK1 | 2941 | 0.0001289 |  |  |  |  | c_DK1_Central | 2941 | 0.00013165
|  |  |  | c_DK1 | 2942 | 0.00012107 |  |  |  |  | c_DK1_Central | 2942 | 0.00012948
|  |  |  | c_DK1 | 2943 | 0.00011752 |  |  |  |  | c_DK1_Central | 2943 | 0.00012765
|  |  |  | c_DK1 | 2944 | 0.00011781 |  |  |  |  | c_DK1_Central | 2944 | 0.00013131
|  |  |  | c_DK1 | 2945 | 0.0001253 |  |  |  |  | c_DK1_Central | 2945 | 0.00014031
|  |  |  | c_DK1 | 2946 | 0.00012331 |  |  |  |  | c_DK1_Central | 2946 | 0.00014381
|  |  |  | c_DK1 | 2947 | 0.00011893 |  |  |  |  | c_DK1_Central | 2947 | 0.00014848
|  |  |  | c_DK1 | 2948 | 0.00011251 |  |  |  |  | c_DK1_Central | 2948 | 0.00014831
|  |  |  | c_DK1 | 2949 | 0.00011076 |  |  |  |  | c_DK1_Central | 2949 | 0.00013531
|  |  |  | c_DK1 | 2950 | 0.00010623 |  |  |  |  | c_DK1_Central | 2950 | 0.00010698
|  |  |  | c_DK1 | 2951 | 9.772e-05 |  |  |  |  | c_DK1_Central | 2951 | 7.9488e-05
|  |  |  | c_DK1 | 2952 | 9.1785e-05 |  |  |  |  | c_DK1_Central | 2952 | 7.5489e-05
|  |  |  | c_DK1 | 2953 | 8.8185e-05 |  |  |  |  | c_DK1_Central | 2953 | 7.9155e-05
|  |  |  | c_DK1 | 2954 | 8.6287e-05 |  |  |  |  | c_DK1_Central | 2954 | 7.5822e-05
|  |  |  | c_DK1 | 2955 | 8.4828e-05 |  |  |  |  | c_DK1_Central | 2955 | 8.5987e-05
|  |  |  | c_DK1 | 2956 | 8.5558e-05 |  |  |  |  | c_DK1_Central | 2956 | 0.00011448
|  |  |  | c_DK1 | 2957 | 8.9304e-05 |  |  |  |  | c_DK1_Central | 2957 | 0.00016714
|  |  |  | c_DK1 | 2958 | 9.4266e-05 |  |  |  |  | c_DK1_Central | 2958 | 0.00020264
|  |  |  | c_DK1 | 2959 | 0.00010239 |  |  |  |  | c_DK1_Central | 2959 | 0.0002003
|  |  |  | c_DK1 | 2960 | 0.00010993 |  |  |  |  | c_DK1_Central | 2960 | 0.00017881
|  |  |  | c_DK1 | 2961 | 0.00011158 |  |  |  |  | c_DK1_Central | 2961 | 0.00016764
|  |  |  | c_DK1 | 2962 | 0.0001094 |  |  |  |  | c_DK1_Central | 2962 | 0.00015998
|  |  |  | c_DK1 | 2963 | 0.00010949 |  |  |  |  | c_DK1_Central | 2963 | 0.00015064
|  |  |  | c_DK1 | 2964 | 0.00010847 |  |  |  |  | c_DK1_Central | 2964 | 0.00014631
|  |  |  | c_DK1 | 2965 | 0.00010808 |  |  |  |  | c_DK1_Central | 2965 | 0.00013398
|  |  |  | c_DK1 | 2966 | 0.00010677 |  |  |  |  | c_DK1_Central | 2966 | 0.00013781
|  |  |  | c_DK1 | 2967 | 0.00010589 |  |  |  |  | c_DK1_Central | 2967 | 0.00013615
|  |  |  | c_DK1 | 2968 | 0.00010633 |  |  |  |  | c_DK1_Central | 2968 | 0.00014115
|  |  |  | c_DK1 | 2969 | 0.00011275 |  |  |  |  | c_DK1_Central | 2969 | 0.00014798
|  |  |  | c_DK1 | 2970 | 0.00011032 |  |  |  |  | c_DK1_Central | 2970 | 0.00015264
|  |  |  | c_DK1 | 2971 | 0.00010575 |  |  |  |  | c_DK1_Central | 2971 | 0.00015448
|  |  |  | c_DK1 | 2972 | 9.7817e-05 |  |  |  |  | c_DK1_Central | 2972 | 0.00015481
|  |  |  | c_DK1 | 2973 | 9.6212e-05 |  |  |  |  | c_DK1_Central | 2973 | 0.00014315
|  |  |  | c_DK1 | 2974 | 9.4217e-05 |  |  |  |  | c_DK1_Central | 2974 | 0.00011498
|  |  |  | c_DK1 | 2975 | 8.8039e-05 |  |  |  |  | c_DK1_Central | 2975 | 8.4654e-05
|  |  |  | c_DK1 | 2976 | 8.259e-05 |  |  |  |  | c_DK1_Central | 2976 | 7.3822e-05
|  |  |  | c_DK1 | 2977 | 8.0887e-05 |  |  |  |  | c_DK1_Central | 2977 | 8.3654e-05
|  |  |  | c_DK1 | 2978 | 7.9769e-05 |  |  |  |  | c_DK1_Central | 2978 | 8.1488e-05
|  |  |  | c_DK1 | 2979 | 8.0352e-05 |  |  |  |  | c_DK1_Central | 2979 | 9.5153e-05
|  |  |  | c_DK1 | 2980 | 8.1909e-05 |  |  |  |  | c_DK1_Central | 2980 | 0.00012715
|  |  |  | c_DK1 | 2981 | 8.2882e-05 |  |  |  |  | c_DK1_Central | 2981 | 0.00018064
|  |  |  | c_DK1 | 2982 | 8.6871e-05 |  |  |  |  | c_DK1_Central | 2982 | 0.00018847
|  |  |  | c_DK1 | 2983 | 9.2174e-05 |  |  |  |  | c_DK1_Central | 2983 | 0.00018631
|  |  |  | c_DK1 | 2984 | 0.00010127 |  |  |  |  | c_DK1_Central | 2984 | 0.00016348
|  |  |  | c_DK1 | 2985 | 0.0001056 |  |  |  |  | c_DK1_Central | 2985 | 0.00015531
|  |  |  | c_DK1 | 2986 | 0.00010672 |  |  |  |  | c_DK1_Central | 2986 | 0.00014681
|  |  |  | c_DK1 | 2987 | 0.00010643 |  |  |  |  | c_DK1_Central | 2987 | 0.00014148
|  |  |  | c_DK1 | 2988 | 0.00010672 |  |  |  |  | c_DK1_Central | 2988 | 0.00013798
|  |  |  | c_DK1 | 2989 | 0.00010516 |  |  |  |  | c_DK1_Central | 2989 | 0.00012965
|  |  |  | c_DK1 | 2990 | 0.00010341 |  |  |  |  | c_DK1_Central | 2990 | 0.00013031
|  |  |  | c_DK1 | 2991 | 0.00010103 |  |  |  |  | c_DK1_Central | 2991 | 0.00012831
|  |  |  | c_DK1 | 2992 | 0.00010176 |  |  |  |  | c_DK1_Central | 2992 | 0.00013548
|  |  |  | c_DK1 | 2993 | 0.00011085 |  |  |  |  | c_DK1_Central | 2993 | 0.00014531
|  |  |  | c_DK1 | 2994 | 0.00011163 |  |  |  |  | c_DK1_Central | 2994 | 0.00014948
|  |  |  | c_DK1 | 2995 | 0.00010633 |  |  |  |  | c_DK1_Central | 2995 | 0.00015314
|  |  |  | c_DK1 | 2996 | 0.00010302 |  |  |  |  | c_DK1_Central | 2996 | 0.00015498
|  |  |  | c_DK1 | 2997 | 0.00010156 |  |  |  |  | c_DK1_Central | 2997 | 0.00014365
|  |  |  | c_DK1 | 2998 | 9.8498e-05 |  |  |  |  | c_DK1_Central | 2998 | 0.00011598
|  |  |  | c_DK1 | 2999 | 9.3341e-05 |  |  |  |  | c_DK1_Central | 2999 | 8.6987e-05
|  |  |  | c_DK1 | 3000 | 8.872e-05 |  |  |  |  | c_DK1_Central | 3000 | 7.2323e-05
|  |  |  | c_DK1 | 3001 | 8.7114e-05 |  |  |  |  | c_DK1_Central | 3001 | 7.9488e-05
|  |  |  | c_DK1 | 3002 | 8.692e-05 |  |  |  |  | c_DK1_Central | 3002 | 7.9822e-05
|  |  |  | c_DK1 | 3003 | 8.7844e-05 |  |  |  |  | c_DK1_Central | 3003 | 8.7487e-05
|  |  |  | c_DK1 | 3004 | 9.0082e-05 |  |  |  |  | c_DK1_Central | 3004 | 0.00011665
|  |  |  | c_DK1 | 3005 | 9.4898e-05 |  |  |  |  | c_DK1_Central | 3005 | 0.00017431
|  |  |  | c_DK1 | 3006 | 0.00011397 |  |  |  |  | c_DK1_Central | 3006 | 0.00020314
|  |  |  | c_DK1 | 3007 | 0.00013114 |  |  |  |  | c_DK1_Central | 3007 | 0.0002008
|  |  |  | c_DK1 | 3008 | 0.00013532 |  |  |  |  | c_DK1_Central | 3008 | 0.00017814
|  |  |  | c_DK1 | 3009 | 0.00013654 |  |  |  |  | c_DK1_Central | 3009 | 0.00016848
|  |  |  | c_DK1 | 3010 | 0.00013888 |  |  |  |  | c_DK1_Central | 3010 | 0.00015881
|  |  |  | c_DK1 | 3011 | 0.00013771 |  |  |  |  | c_DK1_Central | 3011 | 0.00015131
|  |  |  | c_DK1 | 3012 | 0.00013625 |  |  |  |  | c_DK1_Central | 3012 | 0.00014764
|  |  |  | c_DK1 | 3013 | 0.00013605 |  |  |  |  | c_DK1_Central | 3013 | 0.00013748
|  |  |  | c_DK1 | 3014 | 0.00013338 |  |  |  |  | c_DK1_Central | 3014 | 0.00013665
|  |  |  | c_DK1 | 3015 | 0.00012676 |  |  |  |  | c_DK1_Central | 3015 | 0.00013531
|  |  |  | c_DK1 | 3016 | 0.00012667 |  |  |  |  | c_DK1_Central | 3016 | 0.00014098
|  |  |  | c_DK1 | 3017 | 0.00013172 |  |  |  |  | c_DK1_Central | 3017 | 0.00014948
|  |  |  | c_DK1 | 3018 | 0.00012788 |  |  |  |  | c_DK1_Central | 3018 | 0.00015314
|  |  |  | c_DK1 | 3019 | 0.00012292 |  |  |  |  | c_DK1_Central | 3019 | 0.00015764
|  |  |  | c_DK1 | 3020 | 0.00011552 |  |  |  |  | c_DK1_Central | 3020 | 0.00015831
|  |  |  | c_DK1 | 3021 | 0.00011168 |  |  |  |  | c_DK1_Central | 3021 | 0.00014381
|  |  |  | c_DK1 | 3022 | 0.0001092 |  |  |  |  | c_DK1_Central | 3022 | 0.00011498
|  |  |  | c_DK1 | 3023 | 0.00010297 |  |  |  |  | c_DK1_Central | 3023 | 8.5654e-05
|  |  |  | c_DK1 | 3024 | 9.3731e-05 |  |  |  |  | c_DK1_Central | 3024 | 7.1656e-05
|  |  |  | c_DK1 | 3025 | 8.9741e-05 |  |  |  |  | c_DK1_Central | 3025 | 7.7989e-05
|  |  |  | c_DK1 | 3026 | 9.0374e-05 |  |  |  |  | c_DK1_Central | 3026 | 7.8655e-05
|  |  |  | c_DK1 | 3027 | 9.1931e-05 |  |  |  |  | c_DK1_Central | 3027 | 8.6154e-05
|  |  |  | c_DK1 | 3028 | 9.4995e-05 |  |  |  |  | c_DK1_Central | 3028 | 0.00011548
|  |  |  | c_DK1 | 3029 | 0.00010049 |  |  |  |  | c_DK1_Central | 3029 | 0.00017314
|  |  |  | c_DK1 | 3030 | 0.00011445 |  |  |  |  | c_DK1_Central | 3030 | 0.00020314
|  |  |  | c_DK1 | 3031 | 0.00013046 |  |  |  |  | c_DK1_Central | 3031 | 0.00020047
|  |  |  | c_DK1 | 3032 | 0.00013639 |  |  |  |  | c_DK1_Central | 3032 | 0.00018081
|  |  |  | c_DK1 | 3033 | 0.00013625 |  |  |  |  | c_DK1_Central | 3033 | 0.00016997
|  |  |  | c_DK1 | 3034 | 0.00013819 |  |  |  |  | c_DK1_Central | 3034 | 0.00015981
|  |  |  | c_DK1 | 3035 | 0.00013897 |  |  |  |  | c_DK1_Central | 3035 | 0.00015314
|  |  |  | c_DK1 | 3036 | 0.00013727 |  |  |  |  | c_DK1_Central | 3036 | 0.00014848
|  |  |  | c_DK1 | 3037 | 0.00014019 |  |  |  |  | c_DK1_Central | 3037 | 0.00013881
|  |  |  | c_DK1 | 3038 | 0.00013829 |  |  |  |  | c_DK1_Central | 3038 | 0.00013715
|  |  |  | c_DK1 | 3039 | 0.00012949 |  |  |  |  | c_DK1_Central | 3039 | 0.00013531
|  |  |  | c_DK1 | 3040 | 0.00012769 |  |  |  |  | c_DK1_Central | 3040 | 0.00013965
|  |  |  | c_DK1 | 3041 | 0.00013279 |  |  |  |  | c_DK1_Central | 3041 | 0.00014864
|  |  |  | c_DK1 | 3042 | 0.00012749 |  |  |  |  | c_DK1_Central | 3042 | 0.00015098
|  |  |  | c_DK1 | 3043 | 0.00012063 |  |  |  |  | c_DK1_Central | 3043 | 0.00015548
|  |  |  | c_DK1 | 3044 | 0.00011567 |  |  |  |  | c_DK1_Central | 3044 | 0.00015581
|  |  |  | c_DK1 | 3045 | 0.000113 |  |  |  |  | c_DK1_Central | 3045 | 0.00014148
|  |  |  | c_DK1 | 3046 | 0.00010978 |  |  |  |  | c_DK1_Central | 3046 | 0.00011248
|  |  |  | c_DK1 | 3047 | 0.00010302 |  |  |  |  | c_DK1_Central | 3047 | 8.3821e-05
|  |  |  | c_DK1 | 3048 | 9.4752e-05 |  |  |  |  | c_DK1_Central | 3048 | 6.7157e-05
|  |  |  | c_DK1 | 3049 | 9.3098e-05 |  |  |  |  | c_DK1_Central | 3049 | 7.3323e-05
|  |  |  | c_DK1 | 3050 | 9.2466e-05 |  |  |  |  | c_DK1_Central | 3050 | 7.3656e-05
|  |  |  | c_DK1 | 3051 | 9.2076e-05 |  |  |  |  | c_DK1_Central | 3051 | 8.0821e-05
|  |  |  | c_DK1 | 3052 | 9.4266e-05 |  |  |  |  | c_DK1_Central | 3052 | 0.00010882
|  |  |  | c_DK1 | 3053 | 9.9082e-05 |  |  |  |  | c_DK1_Central | 3053 | 0.00016398
|  |  |  | c_DK1 | 3054 | 0.00011402 |  |  |  |  | c_DK1_Central | 3054 | 0.00019264
|  |  |  | c_DK1 | 3055 | 0.00012929 |  |  |  |  | c_DK1_Central | 3055 | 0.00019014
|  |  |  | c_DK1 | 3056 | 0.00013596 |  |  |  |  | c_DK1_Central | 3056 | 0.00017064
|  |  |  | c_DK1 | 3057 | 0.0001361 |  |  |  |  | c_DK1_Central | 3057 | 0.00016064
|  |  |  | c_DK1 | 3058 | 0.00013751 |  |  |  |  | c_DK1_Central | 3058 | 0.00015114
|  |  |  | c_DK1 | 3059 | 0.00013708 |  |  |  |  | c_DK1_Central | 3059 | 0.00014448
|  |  |  | c_DK1 | 3060 | 0.00013387 |  |  |  |  | c_DK1_Central | 3060 | 0.00014031
|  |  |  | c_DK1 | 3061 | 0.0001345 |  |  |  |  | c_DK1_Central | 3061 | 0.00013065
|  |  |  | c_DK1 | 3062 | 0.00013153 |  |  |  |  | c_DK1_Central | 3062 | 0.00012931
|  |  |  | c_DK1 | 3063 | 0.00012584 |  |  |  |  | c_DK1_Central | 3063 | 0.00012748
|  |  |  | c_DK1 | 3064 | 0.00012418 |  |  |  |  | c_DK1_Central | 3064 | 0.00013115
|  |  |  | c_DK1 | 3065 | 0.00013031 |  |  |  |  | c_DK1_Central | 3065 | 0.00013998
|  |  |  | c_DK1 | 3066 | 0.00012803 |  |  |  |  | c_DK1_Central | 3066 | 0.00014231
|  |  |  | c_DK1 | 3067 | 0.00012545 |  |  |  |  | c_DK1_Central | 3067 | 0.00014648
|  |  |  | c_DK1 | 3068 | 0.00011917 |  |  |  |  | c_DK1_Central | 3068 | 0.00014698
|  |  |  | c_DK1 | 3069 | 0.00011567 |  |  |  |  | c_DK1_Central | 3069 | 0.00013365
|  |  |  | c_DK1 | 3070 | 0.00011207 |  |  |  |  | c_DK1_Central | 3070 | 0.00010632
|  |  |  | c_DK1 | 3071 | 0.00010526 |  |  |  |  | c_DK1_Central | 3071 | 7.8988e-05
|  |  |  | c_DK1 | 3072 | 9.4071e-05 |  |  |  |  | c_DK1_Central | 3072 | 5.8825e-05
|  |  |  | c_DK1 | 3073 | 8.9401e-05 |  |  |  |  | c_DK1_Central | 3073 | 6.4157e-05
|  |  |  | c_DK1 | 3074 | 8.9109e-05 |  |  |  |  | c_DK1_Central | 3074 | 6.4491e-05
|  |  |  | c_DK1 | 3075 | 9.0325e-05 |  |  |  |  | c_DK1_Central | 3075 | 7.049e-05
|  |  |  | c_DK1 | 3076 | 9.3195e-05 |  |  |  |  | c_DK1_Central | 3076 | 9.6319e-05
|  |  |  | c_DK1 | 3077 | 9.8255e-05 |  |  |  |  | c_DK1_Central | 3077 | 0.00014764
|  |  |  | c_DK1 | 3078 | 0.0001146 |  |  |  |  | c_DK1_Central | 3078 | 0.00017347
|  |  |  | c_DK1 | 3079 | 0.00012992 |  |  |  |  | c_DK1_Central | 3079 | 0.00017114
|  |  |  | c_DK1 | 3080 | 0.000138 |  |  |  |  | c_DK1_Central | 3080 | 0.00015214
|  |  |  | c_DK1 | 3081 | 0.00013892 |  |  |  |  | c_DK1_Central | 3081 | 0.00014348
|  |  |  | c_DK1 | 3082 | 0.00014082 |  |  |  |  | c_DK1_Central | 3082 | 0.00013465
|  |  |  | c_DK1 | 3083 | 0.00013941 |  |  |  |  | c_DK1_Central | 3083 | 0.00012948
|  |  |  | c_DK1 | 3084 | 0.00013698 |  |  |  |  | c_DK1_Central | 3084 | 0.00012548
|  |  |  | c_DK1 | 3085 | 0.00013781 |  |  |  |  | c_DK1_Central | 3085 | 0.00011615
|  |  |  | c_DK1 | 3086 | 0.00013338 |  |  |  |  | c_DK1_Central | 3086 | 0.00011448
|  |  |  | c_DK1 | 3087 | 0.00012798 |  |  |  |  | c_DK1_Central | 3087 | 0.00011232
|  |  |  | c_DK1 | 3088 | 0.00012506 |  |  |  |  | c_DK1_Central | 3088 | 0.00011548
|  |  |  | c_DK1 | 3089 | 0.00013085 |  |  |  |  | c_DK1_Central | 3089 | 0.00012348
|  |  |  | c_DK1 | 3090 | 0.00012754 |  |  |  |  | c_DK1_Central | 3090 | 0.00012548
|  |  |  | c_DK1 | 3091 | 0.00012146 |  |  |  |  | c_DK1_Central | 3091 | 0.00012981
|  |  |  | c_DK1 | 3092 | 0.00011664 |  |  |  |  | c_DK1_Central | 3092 | 0.00013098
|  |  |  | c_DK1 | 3093 | 0.00011402 |  |  |  |  | c_DK1_Central | 3093 | 0.00011915
|  |  |  | c_DK1 | 3094 | 0.000111 |  |  |  |  | c_DK1_Central | 3094 | 9.4653e-05
|  |  |  | c_DK1 | 3095 | 0.00010502 |  |  |  |  | c_DK1_Central | 3095 | 6.9656e-05
|  |  |  | c_DK1 | 3096 | 9.1347e-05 |  |  |  |  | c_DK1_Central | 3096 | 5.7825e-05
|  |  |  | c_DK1 | 3097 | 8.6385e-05 |  |  |  |  | c_DK1_Central | 3097 | 6.2824e-05
|  |  |  | c_DK1 | 3098 | 8.6433e-05 |  |  |  |  | c_DK1_Central | 3098 | 6.2491e-05
|  |  |  | c_DK1 | 3099 | 8.9158e-05 |  |  |  |  | c_DK1_Central | 3099 | 6.799e-05
|  |  |  | c_DK1 | 3100 | 9.2222e-05 |  |  |  |  | c_DK1_Central | 3100 | 9.2153e-05
|  |  |  | c_DK1 | 3101 | 9.6066e-05 |  |  |  |  | c_DK1_Central | 3101 | 0.00014231
|  |  |  | c_DK1 | 3102 | 0.00010974 |  |  |  |  | c_DK1_Central | 3102 | 0.00016864
|  |  |  | c_DK1 | 3103 | 0.00012701 |  |  |  |  | c_DK1_Central | 3103 | 0.00016864
|  |  |  | c_DK1 | 3104 | 0.00013474 |  |  |  |  | c_DK1_Central | 3104 | 0.00015048
|  |  |  | c_DK1 | 3105 | 0.00013435 |  |  |  |  | c_DK1_Central | 3105 | 0.00014181
|  |  |  | c_DK1 | 3106 | 0.00013703 |  |  |  |  | c_DK1_Central | 3106 | 0.00013265
|  |  |  | c_DK1 | 3107 | 0.00013562 |  |  |  |  | c_DK1_Central | 3107 | 0.00012698
|  |  |  | c_DK1 | 3108 | 0.00013104 |  |  |  |  | c_DK1_Central | 3108 | 0.00012315
|  |  |  | c_DK1 | 3109 | 0.00012759 |  |  |  |  | c_DK1_Central | 3109 | 0.00011432
|  |  |  | c_DK1 | 3110 | 0.00012092 |  |  |  |  | c_DK1_Central | 3110 | 0.00011215
|  |  |  | c_DK1 | 3111 | 0.00011732 |  |  |  |  | c_DK1_Central | 3111 | 0.00010982
|  |  |  | c_DK1 | 3112 | 0.00011703 |  |  |  |  | c_DK1_Central | 3112 | 0.00011282
|  |  |  | c_DK1 | 3113 | 0.00012214 |  |  |  |  | c_DK1_Central | 3113 | 0.00012115
|  |  |  | c_DK1 | 3114 | 0.00012175 |  |  |  |  | c_DK1_Central | 3114 | 0.00012432
|  |  |  | c_DK1 | 3115 | 0.00011426 |  |  |  |  | c_DK1_Central | 3115 | 0.00012881
|  |  |  | c_DK1 | 3116 | 0.00010701 |  |  |  |  | c_DK1_Central | 3116 | 0.00012931
|  |  |  | c_DK1 | 3117 | 0.00010536 |  |  |  |  | c_DK1_Central | 3117 | 0.00011832
|  |  |  | c_DK1 | 3118 | 0.00010074 |  |  |  |  | c_DK1_Central | 3118 | 9.3486e-05
|  |  |  | c_DK1 | 3119 | 9.2563e-05 |  |  |  |  | c_DK1_Central | 3119 | 6.8323e-05
|  |  |  | c_DK1 | 3120 | 8.585e-05 |  |  |  |  | c_DK1_Central | 3120 | 6.1658e-05
|  |  |  | c_DK1 | 3121 | 8.2444e-05 |  |  |  |  | c_DK1_Central | 3121 | 6.4657e-05
|  |  |  | c_DK1 | 3122 | 8.1423e-05 |  |  |  |  | c_DK1_Central | 3122 | 6.1324e-05
|  |  |  | c_DK1 | 3123 | 8.1763e-05 |  |  |  |  | c_DK1_Central | 3123 | 6.9656e-05
|  |  |  | c_DK1 | 3124 | 8.2396e-05 |  |  |  |  | c_DK1_Central | 3124 | 9.3986e-05
|  |  |  | c_DK1 | 3125 | 8.4293e-05 |  |  |  |  | c_DK1_Central | 3125 | 0.00013931
|  |  |  | c_DK1 | 3126 | 8.9352e-05 |  |  |  |  | c_DK1_Central | 3126 | 0.00017031
|  |  |  | c_DK1 | 3127 | 9.7282e-05 |  |  |  |  | c_DK1_Central | 3127 | 0.00016814
|  |  |  | c_DK1 | 3128 | 0.000104 |  |  |  |  | c_DK1_Central | 3128 | 0.00014864
|  |  |  | c_DK1 | 3129 | 0.00010682 |  |  |  |  | c_DK1_Central | 3129 | 0.00013931
|  |  |  | c_DK1 | 3130 | 0.0001093 |  |  |  |  | c_DK1_Central | 3130 | 0.00013348
|  |  |  | c_DK1 | 3131 | 0.00010901 |  |  |  |  | c_DK1_Central | 3131 | 0.00012548
|  |  |  | c_DK1 | 3132 | 0.0001057 |  |  |  |  | c_DK1_Central | 3132 | 0.00012198
|  |  |  | c_DK1 | 3133 | 0.000104 |  |  |  |  | c_DK1_Central | 3133 | 0.00011082
|  |  |  | c_DK1 | 3134 | 0.00010185 |  |  |  |  | c_DK1_Central | 3134 | 0.00011482
|  |  |  | c_DK1 | 3135 | 0.0001022 |  |  |  |  | c_DK1_Central | 3135 | 0.00011248
|  |  |  | c_DK1 | 3136 | 0.00010385 |  |  |  |  | c_DK1_Central | 3136 | 0.00011615
|  |  |  | c_DK1 | 3137 | 0.00010876 |  |  |  |  | c_DK1_Central | 3137 | 0.00012165
|  |  |  | c_DK1 | 3138 | 0.00010837 |  |  |  |  | c_DK1_Central | 3138 | 0.00012548
|  |  |  | c_DK1 | 3139 | 0.00010283 |  |  |  |  | c_DK1_Central | 3139 | 0.00012731
|  |  |  | c_DK1 | 3140 | 9.8449e-05 |  |  |  |  | c_DK1_Central | 3140 | 0.00012815
|  |  |  | c_DK1 | 3141 | 9.7282e-05 |  |  |  |  | c_DK1_Central | 3141 | 0.00011865
|  |  |  | c_DK1 | 3142 | 9.3147e-05 |  |  |  |  | c_DK1_Central | 3142 | 9.5153e-05
|  |  |  | c_DK1 | 3143 | 8.5801e-05 |  |  |  |  | c_DK1_Central | 3143 | 6.9156e-05
|  |  |  | c_DK1 | 3144 | 8.2006e-05 |  |  |  |  | c_DK1_Central | 3144 | 6.2158e-05
|  |  |  | c_DK1 | 3145 | 7.9282e-05 |  |  |  |  | c_DK1_Central | 3145 | 7.049e-05
|  |  |  | c_DK1 | 3146 | 7.9185e-05 |  |  |  |  | c_DK1_Central | 3146 | 6.899e-05
|  |  |  | c_DK1 | 3147 | 7.9769e-05 |  |  |  |  | c_DK1_Central | 3147 | 8.0988e-05
|  |  |  | c_DK1 | 3148 | 8.1471e-05 |  |  |  |  | c_DK1_Central | 3148 | 0.00010882
|  |  |  | c_DK1 | 3149 | 8.1569e-05 |  |  |  |  | c_DK1_Central | 3149 | 0.00015581
|  |  |  | c_DK1 | 3150 | 8.405e-05 |  |  |  |  | c_DK1_Central | 3150 | 0.00016281
|  |  |  | c_DK1 | 3151 | 9.0714e-05 |  |  |  |  | c_DK1_Central | 3151 | 0.00016181
|  |  |  | c_DK1 | 3152 | 9.9179e-05 |  |  |  |  | c_DK1_Central | 3152 | 0.00014048
|  |  |  | c_DK1 | 3153 | 0.00010322 |  |  |  |  | c_DK1_Central | 3153 | 0.00013331
|  |  |  | c_DK1 | 3154 | 0.00010463 |  |  |  |  | c_DK1_Central | 3154 | 0.00012631
|  |  |  | c_DK1 | 3155 | 0.00010434 |  |  |  |  | c_DK1_Central | 3155 | 0.00012148
|  |  |  | c_DK1 | 3156 | 0.00010341 |  |  |  |  | c_DK1_Central | 3156 | 0.00011865
|  |  |  | c_DK1 | 3157 | 0.00010434 |  |  |  |  | c_DK1_Central | 3157 | 0.00011082
|  |  |  | c_DK1 | 3158 | 0.00010526 |  |  |  |  | c_DK1_Central | 3158 | 0.00011115
|  |  |  | c_DK1 | 3159 | 0.00010346 |  |  |  |  | c_DK1_Central | 3159 | 0.00010882
|  |  |  | c_DK1 | 3160 | 0.000104 |  |  |  |  | c_DK1_Central | 3160 | 0.00011498
|  |  |  | c_DK1 | 3161 | 0.00010954 |  |  |  |  | c_DK1_Central | 3161 | 0.00012348
|  |  |  | c_DK1 | 3162 | 0.00010832 |  |  |  |  | c_DK1_Central | 3162 | 0.00012715
|  |  |  | c_DK1 | 3163 | 0.00010477 |  |  |  |  | c_DK1_Central | 3163 | 0.00013081
|  |  |  | c_DK1 | 3164 | 0.00010088 |  |  |  |  | c_DK1_Central | 3164 | 0.00013248
|  |  |  | c_DK1 | 3165 | 9.9276e-05 |  |  |  |  | c_DK1_Central | 3165 | 0.00012315
|  |  |  | c_DK1 | 3166 | 9.7622e-05 |  |  |  |  | c_DK1_Central | 3166 | 9.9152e-05
|  |  |  | c_DK1 | 3167 | 9.3341e-05 |  |  |  |  | c_DK1_Central | 3167 | 7.3656e-05
|  |  |  | c_DK1 | 3168 | 8.7066e-05 |  |  |  |  | c_DK1_Central | 3168 | 6.1991e-05
|  |  |  | c_DK1 | 3169 | 8.5023e-05 |  |  |  |  | c_DK1_Central | 3169 | 6.849e-05
|  |  |  | c_DK1 | 3170 | 8.6239e-05 |  |  |  |  | c_DK1_Central | 3170 | 6.849e-05
|  |  |  | c_DK1 | 3171 | 8.6336e-05 |  |  |  |  | c_DK1_Central | 3171 | 7.4989e-05
|  |  |  | c_DK1 | 3172 | 8.8574e-05 |  |  |  |  | c_DK1_Central | 3172 | 0.00010115
|  |  |  | c_DK1 | 3173 | 9.339e-05 |  |  |  |  | c_DK1_Central | 3173 | 0.00015348
|  |  |  | c_DK1 | 3174 | 0.00011003 |  |  |  |  | c_DK1_Central | 3174 | 0.00017931
|  |  |  | c_DK1 | 3175 | 0.00012662 |  |  |  |  | c_DK1_Central | 3175 | 0.00017714
|  |  |  | c_DK1 | 3176 | 0.00013411 |  |  |  |  | c_DK1_Central | 3176 | 0.00015548
|  |  |  | c_DK1 | 3177 | 0.00013474 |  |  |  |  | c_DK1_Central | 3177 | 0.00014731
|  |  |  | c_DK1 | 3178 | 0.00013927 |  |  |  |  | c_DK1_Central | 3178 | 0.00013898
|  |  |  | c_DK1 | 3179 | 0.00013858 |  |  |  |  | c_DK1_Central | 3179 | 0.00013265
|  |  |  | c_DK1 | 3180 | 0.00013513 |  |  |  |  | c_DK1_Central | 3180 | 0.00012948
|  |  |  | c_DK1 | 3181 | 0.00013586 |  |  |  |  | c_DK1_Central | 3181 | 0.00011982
|  |  |  | c_DK1 | 3182 | 0.00013299 |  |  |  |  | c_DK1_Central | 3182 | 0.00011865
|  |  |  | c_DK1 | 3183 | 0.00012642 |  |  |  |  | c_DK1_Central | 3183 | 0.00011698
|  |  |  | c_DK1 | 3184 | 0.00012331 |  |  |  |  | c_DK1_Central | 3184 | 0.00012198
|  |  |  | c_DK1 | 3185 | 0.00012949 |  |  |  |  | c_DK1_Central | 3185 | 0.00012948
|  |  |  | c_DK1 | 3186 | 0.00012749 |  |  |  |  | c_DK1_Central | 3186 | 0.00013298
|  |  |  | c_DK1 | 3187 | 0.00012112 |  |  |  |  | c_DK1_Central | 3187 | 0.00013681
|  |  |  | c_DK1 | 3188 | 0.0001163 |  |  |  |  | c_DK1_Central | 3188 | 0.00013815
|  |  |  | c_DK1 | 3189 | 0.00011416 |  |  |  |  | c_DK1_Central | 3189 | 0.00012548
|  |  |  | c_DK1 | 3190 | 0.000111 |  |  |  |  | c_DK1_Central | 3190 | 0.00010032
|  |  |  | c_DK1 | 3191 | 0.00010365 |  |  |  |  | c_DK1_Central | 3191 | 7.3989e-05
|  |  |  | c_DK1 | 3192 | 9.4898e-05 |  |  |  |  | c_DK1_Central | 3192 | 6.1324e-05
|  |  |  | c_DK1 | 3193 | 9.2028e-05 |  |  |  |  | c_DK1_Central | 3193 | 6.699e-05
|  |  |  | c_DK1 | 3194 | 9.2125e-05 |  |  |  |  | c_DK1_Central | 3194 | 6.7157e-05
|  |  |  | c_DK1 | 3195 | 9.2758e-05 |  |  |  |  | c_DK1_Central | 3195 | 7.3656e-05
|  |  |  | c_DK1 | 3196 | 9.446e-05 |  |  |  |  | c_DK1_Central | 3196 | 9.9985e-05
|  |  |  | c_DK1 | 3197 | 9.9471e-05 |  |  |  |  | c_DK1_Central | 3197 | 0.00015214
|  |  |  | c_DK1 | 3198 | 0.00011504 |  |  |  |  | c_DK1_Central | 3198 | 0.00017864
|  |  |  | c_DK1 | 3199 | 0.00013041 |  |  |  |  | c_DK1_Central | 3199 | 0.00017631
|  |  |  | c_DK1 | 3200 | 0.00013795 |  |  |  |  | c_DK1_Central | 3200 | 0.00015731
|  |  |  | c_DK1 | 3201 | 0.00013834 |  |  |  |  | c_DK1_Central | 3201 | 0.00014831
|  |  |  | c_DK1 | 3202 | 0.00014141 |  |  |  |  | c_DK1_Central | 3202 | 0.00013948
|  |  |  | c_DK1 | 3203 | 0.00014097 |  |  |  |  | c_DK1_Central | 3203 | 0.00013365
|  |  |  | c_DK1 | 3204 | 0.00013829 |  |  |  |  | c_DK1_Central | 3204 | 0.00012965
|  |  |  | c_DK1 | 3205 | 0.00014194 |  |  |  |  | c_DK1_Central | 3205 | 0.00012032
|  |  |  | c_DK1 | 3206 | 0.00013897 |  |  |  |  | c_DK1_Central | 3206 | 0.00011898
|  |  |  | c_DK1 | 3207 | 0.00013158 |  |  |  |  | c_DK1_Central | 3207 | 0.00011682
|  |  |  | c_DK1 | 3208 | 0.00012589 |  |  |  |  | c_DK1_Central | 3208 | 0.00012015
|  |  |  | c_DK1 | 3209 | 0.00013085 |  |  |  |  | c_DK1_Central | 3209 | 0.00012831
|  |  |  | c_DK1 | 3210 | 0.00012798 |  |  |  |  | c_DK1_Central | 3210 | 0.00013048
|  |  |  | c_DK1 | 3211 | 0.0001236 |  |  |  |  | c_DK1_Central | 3211 | 0.00013481
|  |  |  | c_DK1 | 3212 | 0.00012054 |  |  |  |  | c_DK1_Central | 3212 | 0.00013548
|  |  |  | c_DK1 | 3213 | 0.00011864 |  |  |  |  | c_DK1_Central | 3213 | 0.00012298
|  |  |  | c_DK1 | 3214 | 0.00011703 |  |  |  |  | c_DK1_Central | 3214 | 9.7986e-05
|  |  |  | c_DK1 | 3215 | 0.00011051 |  |  |  |  | c_DK1_Central | 3215 | 7.2489e-05
|  |  |  | c_DK1 | 3216 | 9.6212e-05 |  |  |  |  | c_DK1_Central | 3216 | 5.7658e-05
|  |  |  | c_DK1 | 3217 | 9.3536e-05 |  |  |  |  | c_DK1_Central | 3217 | 6.3157e-05
|  |  |  | c_DK1 | 3218 | 9.3439e-05 |  |  |  |  | c_DK1_Central | 3218 | 6.3491e-05
|  |  |  | c_DK1 | 3219 | 9.412e-05 |  |  |  |  | c_DK1_Central | 3219 | 6.949e-05
|  |  |  | c_DK1 | 3220 | 9.5968e-05 |  |  |  |  | c_DK1_Central | 3220 | 9.4653e-05
|  |  |  | c_DK1 | 3221 | 9.9568e-05 |  |  |  |  | c_DK1_Central | 3221 | 0.00014515
|  |  |  | c_DK1 | 3222 | 0.00011504 |  |  |  |  | c_DK1_Central | 3222 | 0.00017081
|  |  |  | c_DK1 | 3223 | 0.00013109 |  |  |  |  | c_DK1_Central | 3223 | 0.00016864
|  |  |  | c_DK1 | 3224 | 0.00013873 |  |  |  |  | c_DK1_Central | 3224 | 0.00014981
|  |  |  | c_DK1 | 3225 | 0.00013756 |  |  |  |  | c_DK1_Central | 3225 | 0.00014131
|  |  |  | c_DK1 | 3226 | 0.00014087 |  |  |  |  | c_DK1_Central | 3226 | 0.00013281
|  |  |  | c_DK1 | 3227 | 0.00013941 |  |  |  |  | c_DK1_Central | 3227 | 0.00012731
|  |  |  | c_DK1 | 3228 | 0.00013615 |  |  |  |  | c_DK1_Central | 3228 | 0.00012348
|  |  |  | c_DK1 | 3229 | 0.00013829 |  |  |  |  | c_DK1_Central | 3229 | 0.00011432
|  |  |  | c_DK1 | 3230 | 0.00013484 |  |  |  |  | c_DK1_Central | 3230 | 0.00011282
|  |  |  | c_DK1 | 3231 | 0.00012837 |  |  |  |  | c_DK1_Central | 3231 | 0.00011065
|  |  |  | c_DK1 | 3232 | 0.00012613 |  |  |  |  | c_DK1_Central | 3232 | 0.00011398
|  |  |  | c_DK1 | 3233 | 0.00013134 |  |  |  |  | c_DK1_Central | 3233 | 0.00012182
|  |  |  | c_DK1 | 3234 | 0.00012657 |  |  |  |  | c_DK1_Central | 3234 | 0.00012415
|  |  |  | c_DK1 | 3235 | 0.00012326 |  |  |  |  | c_DK1_Central | 3235 | 0.00012798
|  |  |  | c_DK1 | 3236 | 0.00012185 |  |  |  |  | c_DK1_Central | 3236 | 0.00012898
|  |  |  | c_DK1 | 3237 | 0.00012078 |  |  |  |  | c_DK1_Central | 3237 | 0.00011715
|  |  |  | c_DK1 | 3238 | 0.00011981 |  |  |  |  | c_DK1_Central | 3238 | 9.332e-05
|  |  |  | c_DK1 | 3239 | 0.00011368 |  |  |  |  | c_DK1_Central | 3239 | 6.849e-05
|  |  |  | c_DK1 | 3240 | 9.4849e-05 |  |  |  |  | c_DK1_Central | 3240 | 4.7326e-05
|  |  |  | c_DK1 | 3241 | 9.0325e-05 |  |  |  |  | c_DK1_Central | 3241 | 5.1492e-05
|  |  |  | c_DK1 | 3242 | 8.9547e-05 |  |  |  |  | c_DK1_Central | 3242 | 5.2326e-05
|  |  |  | c_DK1 | 3243 | 9.0909e-05 |  |  |  |  | c_DK1_Central | 3243 | 5.7158e-05
|  |  |  | c_DK1 | 3244 | 9.3147e-05 |  |  |  |  | c_DK1_Central | 3244 | 8.2988e-05
|  |  |  | c_DK1 | 3245 | 9.6941e-05 |  |  |  |  | c_DK1_Central | 3245 | 0.00013531
|  |  |  | c_DK1 | 3246 | 0.0001091 |  |  |  |  | c_DK1_Central | 3246 | 0.00016414
|  |  |  | c_DK1 | 3247 | 0.00012667 |  |  |  |  | c_DK1_Central | 3247 | 0.00016131
|  |  |  | c_DK1 | 3248 | 0.00013362 |  |  |  |  | c_DK1_Central | 3248 | 0.00013731
|  |  |  | c_DK1 | 3249 | 0.00013348 |  |  |  |  | c_DK1_Central | 3249 | 0.00012981
|  |  |  | c_DK1 | 3250 | 0.00013761 |  |  |  |  | c_DK1_Central | 3250 | 0.00012048
|  |  |  | c_DK1 | 3251 | 0.00013615 |  |  |  |  | c_DK1_Central | 3251 | 0.00011432
|  |  |  | c_DK1 | 3252 | 0.00013284 |  |  |  |  | c_DK1_Central | 3252 | 0.00010932
|  |  |  | c_DK1 | 3253 | 0.00013489 |  |  |  |  | c_DK1_Central | 3253 | 9.9319e-05
|  |  |  | c_DK1 | 3254 | 0.00013197 |  |  |  |  | c_DK1_Central | 3254 | 9.5653e-05
|  |  |  | c_DK1 | 3255 | 0.00012632 |  |  |  |  | c_DK1_Central | 3255 | 9.232e-05
|  |  |  | c_DK1 | 3256 | 0.00012414 |  |  |  |  | c_DK1_Central | 3256 | 9.4486e-05
|  |  |  | c_DK1 | 3257 | 0.00012769 |  |  |  |  | c_DK1_Central | 3257 | 0.00010132
|  |  |  | c_DK1 | 3258 | 0.00012472 |  |  |  |  | c_DK1_Central | 3258 | 0.00010565
|  |  |  | c_DK1 | 3259 | 0.00012487 |  |  |  |  | c_DK1_Central | 3259 | 0.00011315
|  |  |  | c_DK1 | 3260 | 0.00012243 |  |  |  |  | c_DK1_Central | 3260 | 0.00011548
|  |  |  | c_DK1 | 3261 | 0.00011762 |  |  |  |  | c_DK1_Central | 3261 | 0.00010715
|  |  |  | c_DK1 | 3262 | 0.0001147 |  |  |  |  | c_DK1_Central | 3262 | 8.4821e-05
|  |  |  | c_DK1 | 3263 | 0.00010721 |  |  |  |  | c_DK1_Central | 3263 | 5.7991e-05
|  |  |  | c_DK1 | 3264 | 9.0812e-05 |  |  |  |  | c_DK1_Central | 3264 | 4.8493e-05
|  |  |  | c_DK1 | 3265 | 8.3563e-05 |  |  |  |  | c_DK1_Central | 3265 | 5.2159e-05
|  |  |  | c_DK1 | 3266 | 8.439e-05 |  |  |  |  | c_DK1_Central | 3266 | 5.2159e-05
|  |  |  | c_DK1 | 3267 | 8.2882e-05 |  |  |  |  | c_DK1_Central | 3267 | 5.6825e-05
|  |  |  | c_DK1 | 3268 | 8.5266e-05 |  |  |  |  | c_DK1_Central | 3268 | 8.1488e-05
|  |  |  | c_DK1 | 3269 | 8.7358e-05 |  |  |  |  | c_DK1_Central | 3269 | 0.00013315
|  |  |  | c_DK1 | 3270 | 9.1493e-05 |  |  |  |  | c_DK1_Central | 3270 | 0.00016248
|  |  |  | c_DK1 | 3271 | 0.00010113 |  |  |  |  | c_DK1_Central | 3271 | 0.00016181
|  |  |  | c_DK1 | 3272 | 0.00010905 |  |  |  |  | c_DK1_Central | 3272 | 0.00013931
|  |  |  | c_DK1 | 3273 | 0.00011377 |  |  |  |  | c_DK1_Central | 3273 | 0.00013115
|  |  |  | c_DK1 | 3274 | 0.0001165 |  |  |  |  | c_DK1_Central | 3274 | 0.00012098
|  |  |  | c_DK1 | 3275 | 0.00011825 |  |  |  |  | c_DK1_Central | 3275 | 0.00011415
|  |  |  | c_DK1 | 3276 | 0.00011514 |  |  |  |  | c_DK1_Central | 3276 | 0.00011065
|  |  |  | c_DK1 | 3277 | 0.00011217 |  |  |  |  | c_DK1_Central | 3277 | 0.00010049
|  |  |  | c_DK1 | 3278 | 0.00011051 |  |  |  |  | c_DK1_Central | 3278 | 9.5819e-05
|  |  |  | c_DK1 | 3279 | 0.00011022 |  |  |  |  | c_DK1_Central | 3279 | 9.282e-05
|  |  |  | c_DK1 | 3280 | 0.0001112 |  |  |  |  | c_DK1_Central | 3280 | 9.4653e-05
|  |  |  | c_DK1 | 3281 | 0.00011713 |  |  |  |  | c_DK1_Central | 3281 | 0.00010282
|  |  |  | c_DK1 | 3282 | 0.00011635 |  |  |  |  | c_DK1_Central | 3282 | 0.00010732
|  |  |  | c_DK1 | 3283 | 0.00010974 |  |  |  |  | c_DK1_Central | 3283 | 0.00011565
|  |  |  | c_DK1 | 3284 | 0.00010502 |  |  |  |  | c_DK1_Central | 3284 | 0.00011715
|  |  |  | c_DK1 | 3285 | 0.00010424 |  |  |  |  | c_DK1_Central | 3285 | 0.00010932
|  |  |  | c_DK1 | 3286 | 0.00010113 |  |  |  |  | c_DK1_Central | 3286 | 8.5821e-05
|  |  |  | c_DK1 | 3287 | 9.5628e-05 |  |  |  |  | c_DK1_Central | 3287 | 5.8325e-05
|  |  |  | c_DK1 | 3288 | 8.5023e-05 |  |  |  |  | c_DK1_Central | 3288 | 4.7326e-05
|  |  |  | c_DK1 | 3289 | 8.1423e-05 |  |  |  |  | c_DK1_Central | 3289 | 4.7493e-05
|  |  |  | c_DK1 | 3290 | 8.0158e-05 |  |  |  |  | c_DK1_Central | 3290 | 4.516e-05
|  |  |  | c_DK1 | 3291 | 8.0012e-05 |  |  |  |  | c_DK1_Central | 3291 | 5.0992e-05
|  |  |  | c_DK1 | 3292 | 8.0596e-05 |  |  |  |  | c_DK1_Central | 3292 | 7.3822e-05
|  |  |  | c_DK1 | 3293 | 8.1131e-05 |  |  |  |  | c_DK1_Central | 3293 | 0.00011582
|  |  |  | c_DK1 | 3294 | 8.4439e-05 |  |  |  |  | c_DK1_Central | 3294 | 0.00014631
|  |  |  | c_DK1 | 3295 | 9.1541e-05 |  |  |  |  | c_DK1_Central | 3295 | 0.00014565
|  |  |  | c_DK1 | 3296 | 0.0001004 |  |  |  |  | c_DK1_Central | 3296 | 0.00012432
|  |  |  | c_DK1 | 3297 | 0.00010521 |  |  |  |  | c_DK1_Central | 3297 | 0.00011582
|  |  |  | c_DK1 | 3298 | 0.00010648 |  |  |  |  | c_DK1_Central | 3298 | 0.00011115
|  |  |  | c_DK1 | 3299 | 0.00010516 |  |  |  |  | c_DK1_Central | 3299 | 0.00010198
|  |  |  | c_DK1 | 3300 | 0.00010288 |  |  |  |  | c_DK1_Central | 3300 | 9.8652e-05
|  |  |  | c_DK1 | 3301 | 0.00010205 |  |  |  |  | c_DK1_Central | 3301 | 8.7987e-05
|  |  |  | c_DK1 | 3302 | 0.00010117 |  |  |  |  | c_DK1_Central | 3302 | 9.132e-05
|  |  |  | c_DK1 | 3303 | 9.9666e-05 |  |  |  |  | c_DK1_Central | 3303 | 8.6821e-05
|  |  |  | c_DK1 | 3304 | 0.00010083 |  |  |  |  | c_DK1_Central | 3304 | 8.8154e-05
|  |  |  | c_DK1 | 3305 | 0.00010735 |  |  |  |  | c_DK1_Central | 3305 | 9.2153e-05
|  |  |  | c_DK1 | 3306 | 0.00010745 |  |  |  |  | c_DK1_Central | 3306 | 9.6819e-05
|  |  |  | c_DK1 | 3307 | 0.00010137 |  |  |  |  | c_DK1_Central | 3307 | 0.00010182
|  |  |  | c_DK1 | 3308 | 9.806e-05 |  |  |  |  | c_DK1_Central | 3308 | 0.00010315
|  |  |  | c_DK1 | 3309 | 9.7087e-05 |  |  |  |  | c_DK1_Central | 3309 | 9.8319e-05
|  |  |  | c_DK1 | 3310 | 9.3585e-05 |  |  |  |  | c_DK1_Central | 3310 | 7.7322e-05
|  |  |  | c_DK1 | 3311 | 8.7795e-05 |  |  |  |  | c_DK1_Central | 3311 | 5.3159e-05
|  |  |  | c_DK1 | 3312 | 8.3952e-05 |  |  |  |  | c_DK1_Central | 3312 | 4.0327e-05
|  |  |  | c_DK1 | 3313 | 8.0012e-05 |  |  |  |  | c_DK1_Central | 3313 | 4.4827e-05
|  |  |  | c_DK1 | 3314 | 7.8017e-05 |  |  |  |  | c_DK1_Central | 3314 | 4.616e-05
|  |  |  | c_DK1 | 3315 | 7.7433e-05 |  |  |  |  | c_DK1_Central | 3315 | 5.6492e-05
|  |  |  | c_DK1 | 3316 | 7.8115e-05 |  |  |  |  | c_DK1_Central | 3316 | 8.1321e-05
|  |  |  | c_DK1 | 3317 | 7.719e-05 |  |  |  |  | c_DK1_Central | 3317 | 0.00012032
|  |  |  | c_DK1 | 3318 | 7.9233e-05 |  |  |  |  | c_DK1_Central | 3318 | 0.00012615
|  |  |  | c_DK1 | 3319 | 8.6044e-05 |  |  |  |  | c_DK1_Central | 3319 | 0.00012848
|  |  |  | c_DK1 | 3320 | 9.4655e-05 |  |  |  |  | c_DK1_Central | 3320 | 0.00010632
|  |  |  | c_DK1 | 3321 | 0.00010044 |  |  |  |  | c_DK1_Central | 3321 | 9.9485e-05
|  |  |  | c_DK1 | 3322 | 0.00010278 |  |  |  |  | c_DK1_Central | 3322 | 9.3986e-05
|  |  |  | c_DK1 | 3323 | 0.00010288 |  |  |  |  | c_DK1_Central | 3323 | 8.932e-05
|  |  |  | c_DK1 | 3324 | 0.00010224 |  |  |  |  | c_DK1_Central | 3324 | 8.6987e-05
|  |  |  | c_DK1 | 3325 | 0.00010098 |  |  |  |  | c_DK1_Central | 3325 | 7.8988e-05
|  |  |  | c_DK1 | 3326 | 0.00010015 |  |  |  |  | c_DK1_Central | 3326 | 7.7322e-05
|  |  |  | c_DK1 | 3327 | 9.9568e-05 |  |  |  |  | c_DK1_Central | 3327 | 7.4489e-05
|  |  |  | c_DK1 | 3328 | 0.0001019 |  |  |  |  | c_DK1_Central | 3328 | 7.7489e-05
|  |  |  | c_DK1 | 3329 | 0.00010959 |  |  |  |  | c_DK1_Central | 3329 | 8.3654e-05
|  |  |  | c_DK1 | 3330 | 0.00010935 |  |  |  |  | c_DK1_Central | 3330 | 8.832e-05
|  |  |  | c_DK1 | 3331 | 0.00010511 |  |  |  |  | c_DK1_Central | 3331 | 9.382e-05
|  |  |  | c_DK1 | 3332 | 0.00010322 |  |  |  |  | c_DK1_Central | 3332 | 9.5819e-05
|  |  |  | c_DK1 | 3333 | 0.00010229 |  |  |  |  | c_DK1_Central | 3333 | 9.132e-05
|  |  |  | c_DK1 | 3334 | 9.8498e-05 |  |  |  |  | c_DK1_Central | 3334 | 7.1656e-05
|  |  |  | c_DK1 | 3335 | 9.3585e-05 |  |  |  |  | c_DK1_Central | 3335 | 5.0159e-05
|  |  |  | c_DK1 | 3336 | 8.8282e-05 |  |  |  |  | c_DK1_Central | 3336 | 3.5661e-05
|  |  |  | c_DK1 | 3337 | 8.5217e-05 |  |  |  |  | c_DK1_Central | 3337 | 3.9494e-05
|  |  |  | c_DK1 | 3338 | 8.4925e-05 |  |  |  |  | c_DK1_Central | 3338 | 3.9661e-05
|  |  |  | c_DK1 | 3339 | 8.512e-05 |  |  |  |  | c_DK1_Central | 3339 | 4.3494e-05
|  |  |  | c_DK1 | 3340 | 8.6579e-05 |  |  |  |  | c_DK1_Central | 3340 | 6.4324e-05
|  |  |  | c_DK1 | 3341 | 9.0909e-05 |  |  |  |  | c_DK1_Central | 3341 | 0.00010798
|  |  |  | c_DK1 | 3342 | 0.00010881 |  |  |  |  | c_DK1_Central | 3342 | 0.00012965
|  |  |  | c_DK1 | 3343 | 0.00012423 |  |  |  |  | c_DK1_Central | 3343 | 0.00012748
|  |  |  | c_DK1 | 3344 | 0.00013275 |  |  |  |  | c_DK1_Central | 3344 | 0.00010448
|  |  |  | c_DK1 | 3345 | 0.00013605 |  |  |  |  | c_DK1_Central | 3345 | 9.9652e-05
|  |  |  | c_DK1 | 3346 | 0.00013834 |  |  |  |  | c_DK1_Central | 3346 | 9.282e-05
|  |  |  | c_DK1 | 3347 | 0.00013562 |  |  |  |  | c_DK1_Central | 3347 | 8.8487e-05
|  |  |  | c_DK1 | 3348 | 0.00013138 |  |  |  |  | c_DK1_Central | 3348 | 8.5321e-05
|  |  |  | c_DK1 | 3349 | 0.00013299 |  |  |  |  | c_DK1_Central | 3349 | 7.5822e-05
|  |  |  | c_DK1 | 3350 | 0.00013241 |  |  |  |  | c_DK1_Central | 3350 | 7.3822e-05
|  |  |  | c_DK1 | 3351 | 0.0001272 |  |  |  |  | c_DK1_Central | 3351 | 7.0323e-05
|  |  |  | c_DK1 | 3352 | 0.00012404 |  |  |  |  | c_DK1_Central | 3352 | 7.2323e-05
|  |  |  | c_DK1 | 3353 | 0.00012735 |  |  |  |  | c_DK1_Central | 3353 | 7.8155e-05
|  |  |  | c_DK1 | 3354 | 0.00012394 |  |  |  |  | c_DK1_Central | 3354 | 8.0988e-05
|  |  |  | c_DK1 | 3355 | 0.00012199 |  |  |  |  | c_DK1_Central | 3355 | 8.7154e-05
|  |  |  | c_DK1 | 3356 | 0.00011815 |  |  |  |  | c_DK1_Central | 3356 | 9.0487e-05
|  |  |  | c_DK1 | 3357 | 0.00011504 |  |  |  |  | c_DK1_Central | 3357 | 8.3654e-05
|  |  |  | c_DK1 | 3358 | 0.00011027 |  |  |  |  | c_DK1_Central | 3358 | 6.699e-05
|  |  |  | c_DK1 | 3359 | 0.00010171 |  |  |  |  | c_DK1_Central | 3359 | 4.5327e-05
|  |  |  | c_DK1 | 3360 | 9.2417e-05 |  |  |  |  | c_DK1_Central | 3360 | 3.3328e-05
|  |  |  | c_DK1 | 3361 | 8.9012e-05 |  |  |  |  | c_DK1_Central | 3361 | 3.7161e-05
|  |  |  | c_DK1 | 3362 | 8.8768e-05 |  |  |  |  | c_DK1_Central | 3362 | 3.6995e-05
|  |  |  | c_DK1 | 3363 | 8.906e-05 |  |  |  |  | c_DK1_Central | 3363 | 4.0494e-05
|  |  |  | c_DK1 | 3364 | 9.0617e-05 |  |  |  |  | c_DK1_Central | 3364 | 6.1324e-05
|  |  |  | c_DK1 | 3365 | 9.4655e-05 |  |  |  |  | c_DK1_Central | 3365 | 0.00010398
|  |  |  | c_DK1 | 3366 | 0.00010823 |  |  |  |  | c_DK1_Central | 3366 | 0.00012548
|  |  |  | c_DK1 | 3367 | 0.00012764 |  |  |  |  | c_DK1_Central | 3367 | 0.00012332
|  |  |  | c_DK1 | 3368 | 0.0001361 |  |  |  |  | c_DK1_Central | 3368 | 0.00010198
|  |  |  | c_DK1 | 3369 | 0.00013644 |  |  |  |  | c_DK1_Central | 3369 | 9.7486e-05
|  |  |  | c_DK1 | 3370 | 0.00013858 |  |  |  |  | c_DK1_Central | 3370 | 9.0653e-05
|  |  |  | c_DK1 | 3371 | 0.00013888 |  |  |  |  | c_DK1_Central | 3371 | 8.6821e-05
|  |  |  | c_DK1 | 3372 | 0.00013484 |  |  |  |  | c_DK1_Central | 3372 | 8.3654e-05
|  |  |  | c_DK1 | 3373 | 0.00013678 |  |  |  |  | c_DK1_Central | 3373 | 7.3656e-05
|  |  |  | c_DK1 | 3374 | 0.00013537 |  |  |  |  | c_DK1_Central | 3374 | 7.0823e-05
|  |  |  | c_DK1 | 3375 | 0.00013065 |  |  |  |  | c_DK1_Central | 3375 | 6.6657e-05
|  |  |  | c_DK1 | 3376 | 0.00012885 |  |  |  |  | c_DK1_Central | 3376 | 6.8157e-05
|  |  |  | c_DK1 | 3377 | 0.00013416 |  |  |  |  | c_DK1_Central | 3377 | 7.4156e-05
|  |  |  | c_DK1 | 3378 | 0.00013177 |  |  |  |  | c_DK1_Central | 3378 | 7.6655e-05
|  |  |  | c_DK1 | 3379 | 0.00012827 |  |  |  |  | c_DK1_Central | 3379 | 8.2488e-05
|  |  |  | c_DK1 | 3380 | 0.0001237 |  |  |  |  | c_DK1_Central | 3380 | 8.5487e-05
|  |  |  | c_DK1 | 3381 | 0.00012097 |  |  |  |  | c_DK1_Central | 3381 | 7.8655e-05
|  |  |  | c_DK1 | 3382 | 0.00012 |  |  |  |  | c_DK1_Central | 3382 | 6.3157e-05
|  |  |  | c_DK1 | 3383 | 0.00011407 |  |  |  |  | c_DK1_Central | 3383 | 4.266e-05
|  |  |  | c_DK1 | 3384 | 9.3779e-05 |  |  |  |  | c_DK1_Central | 3384 | 3.9161e-05
|  |  |  | c_DK1 | 3385 | 8.9255e-05 |  |  |  |  | c_DK1_Central | 3385 | 4.266e-05
|  |  |  | c_DK1 | 3386 | 8.8866e-05 |  |  |  |  | c_DK1_Central | 3386 | 4.316e-05
|  |  |  | c_DK1 | 3387 | 8.9936e-05 |  |  |  |  | c_DK1_Central | 3387 | 4.6993e-05
|  |  |  | c_DK1 | 3388 | 9.1298e-05 |  |  |  |  | c_DK1_Central | 3388 | 6.949e-05
|  |  |  | c_DK1 | 3389 | 9.5871e-05 |  |  |  |  | c_DK1_Central | 3389 | 0.00011548
|  |  |  | c_DK1 | 3390 | 0.00010969 |  |  |  |  | c_DK1_Central | 3390 | 0.00013998
|  |  |  | c_DK1 | 3391 | 0.00012939 |  |  |  |  | c_DK1_Central | 3391 | 0.00013731
|  |  |  | c_DK1 | 3392 | 0.00013795 |  |  |  |  | c_DK1_Central | 3392 | 0.00011582
|  |  |  | c_DK1 | 3393 | 0.00013975 |  |  |  |  | c_DK1_Central | 3393 | 0.00010948
|  |  |  | c_DK1 | 3394 | 0.00014228 |  |  |  |  | c_DK1_Central | 3394 | 0.00010215
|  |  |  | c_DK1 | 3395 | 0.00014116 |  |  |  |  | c_DK1_Central | 3395 | 9.6986e-05
|  |  |  | c_DK1 | 3396 | 0.00013965 |  |  |  |  | c_DK1_Central | 3396 | 9.3153e-05
|  |  |  | c_DK1 | 3397 | 0.00013892 |  |  |  |  | c_DK1_Central | 3397 | 8.3654e-05
|  |  |  | c_DK1 | 3398 | 0.00013649 |  |  |  |  | c_DK1_Central | 3398 | 8.0655e-05
|  |  |  | c_DK1 | 3399 | 0.00012978 |  |  |  |  | c_DK1_Central | 3399 | 7.7322e-05
|  |  |  | c_DK1 | 3400 | 0.00012856 |  |  |  |  | c_DK1_Central | 3400 | 7.8988e-05
|  |  |  | c_DK1 | 3401 | 0.00013518 |  |  |  |  | c_DK1_Central | 3401 | 8.5154e-05
|  |  |  | c_DK1 | 3402 | 0.00013182 |  |  |  |  | c_DK1_Central | 3402 | 8.8654e-05
|  |  |  | c_DK1 | 3403 | 0.00012667 |  |  |  |  | c_DK1_Central | 3403 | 9.4986e-05
|  |  |  | c_DK1 | 3404 | 0.0001199 |  |  |  |  | c_DK1_Central | 3404 | 9.7319e-05
|  |  |  | c_DK1 | 3405 | 0.00011484 |  |  |  |  | c_DK1_Central | 3405 | 9.0153e-05
|  |  |  | c_DK1 | 3406 | 0.0001145 |  |  |  |  | c_DK1_Central | 3406 | 7.1656e-05
|  |  |  | c_DK1 | 3407 | 0.00010905 |  |  |  |  | c_DK1_Central | 3407 | 4.8493e-05
|  |  |  | c_DK1 | 3408 | 9.339e-05 |  |  |  |  | c_DK1_Central | 3408 | 3.9994e-05
|  |  |  | c_DK1 | 3409 | 8.9741e-05 |  |  |  |  | c_DK1_Central | 3409 | 4.366e-05
|  |  |  | c_DK1 | 3410 | 9.0471e-05 |  |  |  |  | c_DK1_Central | 3410 | 4.4327e-05
|  |  |  | c_DK1 | 3411 | 9.0374e-05 |  |  |  |  | c_DK1_Central | 3411 | 4.8326e-05
|  |  |  | c_DK1 | 3412 | 9.2222e-05 |  |  |  |  | c_DK1_Central | 3412 | 7.099e-05
|  |  |  | c_DK1 | 3413 | 9.6649e-05 |  |  |  |  | c_DK1_Central | 3413 | 0.00011782
|  |  |  | c_DK1 | 3414 | 0.00010735 |  |  |  |  | c_DK1_Central | 3414 | 0.00014281
|  |  |  | c_DK1 | 3415 | 0.00012477 |  |  |  |  | c_DK1_Central | 3415 | 0.00014015
|  |  |  | c_DK1 | 3416 | 0.00013377 |  |  |  |  | c_DK1_Central | 3416 | 0.00011832
|  |  |  | c_DK1 | 3417 | 0.00013459 |  |  |  |  | c_DK1_Central | 3417 | 0.00011198
|  |  |  | c_DK1 | 3418 | 0.00013766 |  |  |  |  | c_DK1_Central | 3418 | 0.00010432
|  |  |  | c_DK1 | 3419 | 0.00013771 |  |  |  |  | c_DK1_Central | 3419 | 9.9152e-05
|  |  |  | c_DK1 | 3420 | 0.00013474 |  |  |  |  | c_DK1_Central | 3420 | 9.4986e-05
|  |  |  | c_DK1 | 3421 | 0.00013421 |  |  |  |  | c_DK1_Central | 3421 | 8.5487e-05
|  |  |  | c_DK1 | 3422 | 0.00013124 |  |  |  |  | c_DK1_Central | 3422 | 8.2321e-05
|  |  |  | c_DK1 | 3423 | 0.00012735 |  |  |  |  | c_DK1_Central | 3423 | 7.9155e-05
|  |  |  | c_DK1 | 3424 | 0.00012521 |  |  |  |  | c_DK1_Central | 3424 | 8.0988e-05
|  |  |  | c_DK1 | 3425 | 0.00013002 |  |  |  |  | c_DK1_Central | 3425 | 8.732e-05
|  |  |  | c_DK1 | 3426 | 0.00012637 |  |  |  |  | c_DK1_Central | 3426 | 9.0653e-05
|  |  |  | c_DK1 | 3427 | 0.00012292 |  |  |  |  | c_DK1_Central | 3427 | 9.7152e-05
|  |  |  | c_DK1 | 3428 | 0.00011956 |  |  |  |  | c_DK1_Central | 3428 | 9.9485e-05
|  |  |  | c_DK1 | 3429 | 0.00011767 |  |  |  |  | c_DK1_Central | 3429 | 9.2153e-05
|  |  |  | c_DK1 | 3430 | 0.00011713 |  |  |  |  | c_DK1_Central | 3430 | 7.2823e-05
|  |  |  | c_DK1 | 3431 | 0.00011222 |  |  |  |  | c_DK1_Central | 3431 | 4.9493e-05
|  |  |  | c_DK1 | 3432 | 9.412e-05 |  |  |  |  | c_DK1_Central | 3432 | 4.2827e-05
|  |  |  | c_DK1 | 3433 | 8.9401e-05 |  |  |  |  | c_DK1_Central | 3433 | 4.5993e-05
|  |  |  | c_DK1 | 3434 | 8.9401e-05 |  |  |  |  | c_DK1_Central | 3434 | 4.5827e-05
|  |  |  | c_DK1 | 3435 | 8.979e-05 |  |  |  |  | c_DK1_Central | 3435 | 4.9826e-05
|  |  |  | c_DK1 | 3436 | 9.1201e-05 |  |  |  |  | c_DK1_Central | 3436 | 7.2156e-05
|  |  |  | c_DK1 | 3437 | 9.6844e-05 |  |  |  |  | c_DK1_Central | 3437 | 0.00011965
|  |  |  | c_DK1 | 3438 | 0.00010949 |  |  |  |  | c_DK1_Central | 3438 | 0.00014565
|  |  |  | c_DK1 | 3439 | 0.00012754 |  |  |  |  | c_DK1_Central | 3439 | 0.00014531
|  |  |  | c_DK1 | 3440 | 0.00013489 |  |  |  |  | c_DK1_Central | 3440 | 0.00012415
|  |  |  | c_DK1 | 3441 | 0.00013367 |  |  |  |  | c_DK1_Central | 3441 | 0.00011732
|  |  |  | c_DK1 | 3442 | 0.00013703 |  |  |  |  | c_DK1_Central | 3442 | 0.00010815
|  |  |  | c_DK1 | 3443 | 0.00013815 |  |  |  |  | c_DK1_Central | 3443 | 0.00010215
|  |  |  | c_DK1 | 3444 | 0.00013085 |  |  |  |  | c_DK1_Central | 3444 | 9.9152e-05
|  |  |  | c_DK1 | 3445 | 0.00012603 |  |  |  |  | c_DK1_Central | 3445 | 8.9653e-05
|  |  |  | c_DK1 | 3446 | 0.00012005 |  |  |  |  | c_DK1_Central | 3446 | 8.5487e-05
|  |  |  | c_DK1 | 3447 | 0.00011538 |  |  |  |  | c_DK1_Central | 3447 | 8.2321e-05
|  |  |  | c_DK1 | 3448 | 0.00011358 |  |  |  |  | c_DK1_Central | 3448 | 8.3821e-05
|  |  |  | c_DK1 | 3449 | 0.00012044 |  |  |  |  | c_DK1_Central | 3449 | 9.132e-05
|  |  |  | c_DK1 | 3450 | 0.00011937 |  |  |  |  | c_DK1_Central | 3450 | 9.5319e-05
|  |  |  | c_DK1 | 3451 | 0.0001147 |  |  |  |  | c_DK1_Central | 3451 | 0.00010282
|  |  |  | c_DK1 | 3452 | 0.00010901 |  |  |  |  | c_DK1_Central | 3452 | 0.00010465
|  |  |  | c_DK1 | 3453 | 0.0001057 |  |  |  |  | c_DK1_Central | 3453 | 9.7486e-05
|  |  |  | c_DK1 | 3454 | 0.00010438 |  |  |  |  | c_DK1_Central | 3454 | 7.6489e-05
|  |  |  | c_DK1 | 3455 | 9.9228e-05 |  |  |  |  | c_DK1_Central | 3455 | 5.1826e-05
|  |  |  | c_DK1 | 3456 | 8.5947e-05 |  |  |  |  | c_DK1_Central | 3456 | 4.6993e-05
|  |  |  | c_DK1 | 3457 | 8.1033e-05 |  |  |  |  | c_DK1_Central | 3457 | 4.7326e-05
|  |  |  | c_DK1 | 3458 | 7.8796e-05 |  |  |  |  | c_DK1_Central | 3458 | 4.466e-05
|  |  |  | c_DK1 | 3459 | 7.8406e-05 |  |  |  |  | c_DK1_Central | 3459 | 5.0659e-05
|  |  |  | c_DK1 | 3460 | 7.8504e-05 |  |  |  |  | c_DK1_Central | 3460 | 7.3323e-05
|  |  |  | c_DK1 | 3461 | 7.9914e-05 |  |  |  |  | c_DK1_Central | 3461 | 0.00011515
|  |  |  | c_DK1 | 3462 | 8.5314e-05 |  |  |  |  | c_DK1_Central | 3462 | 0.00014548
|  |  |  | c_DK1 | 3463 | 9.3731e-05 |  |  |  |  | c_DK1_Central | 3463 | 0.00014498
|  |  |  | c_DK1 | 3464 | 0.00010132 |  |  |  |  | c_DK1_Central | 3464 | 0.00012348
|  |  |  | c_DK1 | 3465 | 0.00010507 |  |  |  |  | c_DK1_Central | 3465 | 0.00011498
|  |  |  | c_DK1 | 3466 | 0.00010623 |  |  |  |  | c_DK1_Central | 3466 | 0.00011065
|  |  |  | c_DK1 | 3467 | 0.00010443 |  |  |  |  | c_DK1_Central | 3467 | 0.00010132
|  |  |  | c_DK1 | 3468 | 0.00010268 |  |  |  |  | c_DK1_Central | 3468 | 9.8152e-05
|  |  |  | c_DK1 | 3469 | 0.00010147 |  |  |  |  | c_DK1_Central | 3469 | 8.732e-05
|  |  |  | c_DK1 | 3470 | 9.952e-05 |  |  |  |  | c_DK1_Central | 3470 | 9.082e-05
|  |  |  | c_DK1 | 3471 | 9.8741e-05 |  |  |  |  | c_DK1_Central | 3471 | 8.6321e-05
|  |  |  | c_DK1 | 3472 | 9.9568e-05 |  |  |  |  | c_DK1_Central | 3472 | 8.7487e-05
|  |  |  | c_DK1 | 3473 | 0.00010555 |  |  |  |  | c_DK1_Central | 3473 | 9.132e-05
|  |  |  | c_DK1 | 3474 | 0.00010648 |  |  |  |  | c_DK1_Central | 3474 | 9.6319e-05
|  |  |  | c_DK1 | 3475 | 0.00010307 |  |  |  |  | c_DK1_Central | 3475 | 0.00010132
|  |  |  | c_DK1 | 3476 | 9.8741e-05 |  |  |  |  | c_DK1_Central | 3476 | 0.00010265
|  |  |  | c_DK1 | 3477 | 9.3876e-05 |  |  |  |  | c_DK1_Central | 3477 | 9.7819e-05
|  |  |  | c_DK1 | 3478 | 9.2125e-05 |  |  |  |  | c_DK1_Central | 3478 | 7.6989e-05
|  |  |  | c_DK1 | 3479 | 8.7406e-05 |  |  |  |  | c_DK1_Central | 3479 | 5.2659e-05
|  |  |  | c_DK1 | 3480 | 8.2104e-05 |  |  |  |  | c_DK1_Central | 3480 | 4.516e-05
|  |  |  | c_DK1 | 3481 | 7.8504e-05 |  |  |  |  | c_DK1_Central | 3481 | 5.0159e-05
|  |  |  | c_DK1 | 3482 | 7.719e-05 |  |  |  |  | c_DK1_Central | 3482 | 5.1659e-05
|  |  |  | c_DK1 | 3483 | 7.6606e-05 |  |  |  |  | c_DK1_Central | 3483 | 6.2991e-05
|  |  |  | c_DK1 | 3484 | 7.6266e-05 |  |  |  |  | c_DK1_Central | 3484 | 9.0653e-05
|  |  |  | c_DK1 | 3485 | 7.6704e-05 |  |  |  |  | c_DK1_Central | 3485 | 0.00013381
|  |  |  | c_DK1 | 3486 | 8.1423e-05 |  |  |  |  | c_DK1_Central | 3486 | 0.00013998
|  |  |  | c_DK1 | 3487 | 8.8525e-05 |  |  |  |  | c_DK1_Central | 3487 | 0.00014231
|  |  |  | c_DK1 | 3488 | 9.5482e-05 |  |  |  |  | c_DK1_Central | 3488 | 0.00011832
|  |  |  | c_DK1 | 3489 | 0.00010142 |  |  |  |  | c_DK1_Central | 3489 | 0.00011048
|  |  |  | c_DK1 | 3490 | 0.00010156 |  |  |  |  | c_DK1_Central | 3490 | 0.00010432
|  |  |  | c_DK1 | 3491 | 0.00010166 |  |  |  |  | c_DK1_Central | 3491 | 9.8985e-05
|  |  |  | c_DK1 | 3492 | 0.00010195 |  |  |  |  | c_DK1_Central | 3492 | 9.6319e-05
|  |  |  | c_DK1 | 3493 | 0.00010088 |  |  |  |  | c_DK1_Central | 3493 | 8.782e-05
|  |  |  | c_DK1 | 3494 | 9.8401e-05 |  |  |  |  | c_DK1_Central | 3494 | 8.6154e-05
|  |  |  | c_DK1 | 3495 | 9.8157e-05 |  |  |  |  | c_DK1_Central | 3495 | 8.3321e-05
|  |  |  | c_DK1 | 3496 | 0.00010156 |  |  |  |  | c_DK1_Central | 3496 | 8.6654e-05
|  |  |  | c_DK1 | 3497 | 0.00011081 |  |  |  |  | c_DK1_Central | 3497 | 9.3153e-05
|  |  |  | c_DK1 | 3498 | 0.0001111 |  |  |  |  | c_DK1_Central | 3498 | 9.8486e-05
|  |  |  | c_DK1 | 3499 | 0.00010638 |  |  |  |  | c_DK1_Central | 3499 | 0.00010465
|  |  |  | c_DK1 | 3500 | 0.00010166 |  |  |  |  | c_DK1_Central | 3500 | 0.00010698
|  |  |  | c_DK1 | 3501 | 9.8012e-05 |  |  |  |  | c_DK1_Central | 3501 | 0.00010165
|  |  |  | c_DK1 | 3502 | 9.5385e-05 |  |  |  |  | c_DK1_Central | 3502 | 7.9988e-05
|  |  |  | c_DK1 | 3503 | 9.1347e-05 |  |  |  |  | c_DK1_Central | 3503 | 5.6158e-05
|  |  |  | c_DK1 | 3504 | 8.4925e-05 |  |  |  |  | c_DK1_Central | 3504 | 4.3994e-05
|  |  |  | c_DK1 | 3505 | 8.3514e-05 |  |  |  |  | c_DK1_Central | 3505 | 4.8326e-05
|  |  |  | c_DK1 | 3506 | 8.2639e-05 |  |  |  |  | c_DK1_Central | 3506 | 4.8993e-05
|  |  |  | c_DK1 | 3507 | 8.2736e-05 |  |  |  |  | c_DK1_Central | 3507 | 5.3825e-05
|  |  |  | c_DK1 | 3508 | 8.225e-05 |  |  |  |  | c_DK1_Central | 3508 | 7.7489e-05
|  |  |  | c_DK1 | 3509 | 8.7941e-05 |  |  |  |  | c_DK1_Central | 3509 | 0.00012715
|  |  |  | c_DK1 | 3510 | 0.00010628 |  |  |  |  | c_DK1_Central | 3510 | 0.00015331
|  |  |  | c_DK1 | 3511 | 0.00012428 |  |  |  |  | c_DK1_Central | 3511 | 0.00015064
|  |  |  | c_DK1 | 3512 | 0.00013017 |  |  |  |  | c_DK1_Central | 3512 | 0.00012565
|  |  |  | c_DK1 | 3513 | 0.00013328 |  |  |  |  | c_DK1_Central | 3513 | 0.00011898
|  |  |  | c_DK1 | 3514 | 0.00013683 |  |  |  |  | c_DK1_Central | 3514 | 0.00011065
|  |  |  | c_DK1 | 3515 | 0.00013552 |  |  |  |  | c_DK1_Central | 3515 | 0.00010515
|  |  |  | c_DK1 | 3516 | 0.00013236 |  |  |  |  | c_DK1_Central | 3516 | 0.00010099
|  |  |  | c_DK1 | 3517 | 0.00013177 |  |  |  |  | c_DK1_Central | 3517 | 9.132e-05
|  |  |  | c_DK1 | 3518 | 0.00012963 |  |  |  |  | c_DK1_Central | 3518 | 8.8654e-05
|  |  |  | c_DK1 | 3519 | 0.00012394 |  |  |  |  | c_DK1_Central | 3519 | 8.5987e-05
|  |  |  | c_DK1 | 3520 | 0.00012263 |  |  |  |  | c_DK1_Central | 3520 | 8.7987e-05
|  |  |  | c_DK1 | 3521 | 0.00013027 |  |  |  |  | c_DK1_Central | 3521 | 9.4986e-05
|  |  |  | c_DK1 | 3522 | 0.00012798 |  |  |  |  | c_DK1_Central | 3522 | 9.8819e-05
|  |  |  | c_DK1 | 3523 | 0.00011956 |  |  |  |  | c_DK1_Central | 3523 | 0.00010598
|  |  |  | c_DK1 | 3524 | 0.00011334 |  |  |  |  | c_DK1_Central | 3524 | 0.00010915
|  |  |  | c_DK1 | 3525 | 0.00010798 |  |  |  |  | c_DK1_Central | 3525 | 0.00010099
|  |  |  | c_DK1 | 3526 | 0.00010185 |  |  |  |  | c_DK1_Central | 3526 | 8.0488e-05
|  |  |  | c_DK1 | 3527 | 9.4606e-05 |  |  |  |  | c_DK1_Central | 3527 | 5.4825e-05
|  |  |  | c_DK1 | 3528 | 8.8087e-05 |  |  |  |  | c_DK1_Central | 3528 | 4.816e-05
|  |  |  | c_DK1 | 3529 | 8.6628e-05 |  |  |  |  | c_DK1_Central | 3529 | 5.2492e-05
|  |  |  | c_DK1 | 3530 | 8.6579e-05 |  |  |  |  | c_DK1_Central | 3530 | 5.3159e-05
|  |  |  | c_DK1 | 3531 | 8.7941e-05 |  |  |  |  | c_DK1_Central | 3531 | 5.8158e-05
|  |  |  | c_DK1 | 3532 | 8.8671e-05 |  |  |  |  | c_DK1_Central | 3532 | 8.3154e-05
|  |  |  | c_DK1 | 3533 | 9.2612e-05 |  |  |  |  | c_DK1_Central | 3533 | 0.00013431
|  |  |  | c_DK1 | 3534 | 0.00010745 |  |  |  |  | c_DK1_Central | 3534 | 0.00016148
|  |  |  | c_DK1 | 3535 | 0.00012365 |  |  |  |  | c_DK1_Central | 3535 | 0.00015864
|  |  |  | c_DK1 | 3536 | 0.00013197 |  |  |  |  | c_DK1_Central | 3536 | 0.00013631
|  |  |  | c_DK1 | 3537 | 0.00013207 |  |  |  |  | c_DK1_Central | 3537 | 0.00012881
|  |  |  | c_DK1 | 3538 | 0.00013601 |  |  |  |  | c_DK1_Central | 3538 | 0.00011982
|  |  |  | c_DK1 | 3539 | 0.00013552 |  |  |  |  | c_DK1_Central | 3539 | 0.00011415
|  |  |  | c_DK1 | 3540 | 0.00013284 |  |  |  |  | c_DK1_Central | 3540 | 0.00010965
|  |  |  | c_DK1 | 3541 | 0.00013469 |  |  |  |  | c_DK1_Central | 3541 | 9.9652e-05
|  |  |  | c_DK1 | 3542 | 0.00013207 |  |  |  |  | c_DK1_Central | 3542 | 9.6486e-05
|  |  |  | c_DK1 | 3543 | 0.00012642 |  |  |  |  | c_DK1_Central | 3543 | 9.3653e-05
|  |  |  | c_DK1 | 3544 | 0.0001236 |  |  |  |  | c_DK1_Central | 3544 | 9.5986e-05
|  |  |  | c_DK1 | 3545 | 0.00012939 |  |  |  |  | c_DK1_Central | 3545 | 0.00010315
|  |  |  | c_DK1 | 3546 | 0.00012564 |  |  |  |  | c_DK1_Central | 3546 | 0.00010648
|  |  |  | c_DK1 | 3547 | 0.0001201 |  |  |  |  | c_DK1_Central | 3547 | 0.00011315
|  |  |  | c_DK1 | 3548 | 0.00011533 |  |  |  |  | c_DK1_Central | 3548 | 0.00011532
|  |  |  | c_DK1 | 3549 | 0.00011076 |  |  |  |  | c_DK1_Central | 3549 | 0.00010615
|  |  |  | c_DK1 | 3550 | 0.00010978 |  |  |  |  | c_DK1_Central | 3550 | 8.4321e-05
|  |  |  | c_DK1 | 3551 | 0.00010536 |  |  |  |  | c_DK1_Central | 3551 | 5.8658e-05
|  |  |  | c_DK1 | 3552 | 9.1687e-05 |  |  |  |  | c_DK1_Central | 3552 | 5.1159e-05
|  |  |  | c_DK1 | 3553 | 8.9304e-05 |  |  |  |  | c_DK1_Central | 3553 | 5.5825e-05
|  |  |  | c_DK1 | 3554 | 8.8331e-05 |  |  |  |  | c_DK1_Central | 3554 | 5.6325e-05
|  |  |  | c_DK1 | 3555 | 8.8866e-05 |  |  |  |  | c_DK1_Central | 3555 | 6.1991e-05
|  |  |  | c_DK1 | 3556 | 8.9498e-05 |  |  |  |  | c_DK1_Central | 3556 | 8.7654e-05
|  |  |  | c_DK1 | 3557 | 9.4022e-05 |  |  |  |  | c_DK1_Central | 3557 | 0.00013965
|  |  |  | c_DK1 | 3558 | 0.00010871 |  |  |  |  | c_DK1_Central | 3558 | 0.00016781
|  |  |  | c_DK1 | 3559 | 0.00012564 |  |  |  |  | c_DK1_Central | 3559 | 0.00016498
|  |  |  | c_DK1 | 3560 | 0.00013494 |  |  |  |  | c_DK1_Central | 3560 | 0.00014281
|  |  |  | c_DK1 | 3561 | 0.00013416 |  |  |  |  | c_DK1_Central | 3561 | 0.00013448
|  |  |  | c_DK1 | 3562 | 0.00013644 |  |  |  |  | c_DK1_Central | 3562 | 0.00012548
|  |  |  | c_DK1 | 3563 | 0.00013591 |  |  |  |  | c_DK1_Central | 3563 | 0.00011948
|  |  |  | c_DK1 | 3564 | 0.00013275 |  |  |  |  | c_DK1_Central | 3564 | 0.00011498
|  |  |  | c_DK1 | 3565 | 0.00013314 |  |  |  |  | c_DK1_Central | 3565 | 0.00010515
|  |  |  | c_DK1 | 3566 | 0.00012861 |  |  |  |  | c_DK1_Central | 3566 | 0.00010232
|  |  |  | c_DK1 | 3567 | 0.00012345 |  |  |  |  | c_DK1_Central | 3567 | 9.9485e-05
|  |  |  | c_DK1 | 3568 | 0.00012165 |  |  |  |  | c_DK1_Central | 3568 | 0.00010182
|  |  |  | c_DK1 | 3569 | 0.00012389 |  |  |  |  | c_DK1_Central | 3569 | 0.00010915
|  |  |  | c_DK1 | 3570 | 0.00012122 |  |  |  |  | c_DK1_Central | 3570 | 0.00011298
|  |  |  | c_DK1 | 3571 | 0.00011635 |  |  |  |  | c_DK1_Central | 3571 | 0.00011915
|  |  |  | c_DK1 | 3572 | 0.00011115 |  |  |  |  | c_DK1_Central | 3572 | 0.00012098
|  |  |  | c_DK1 | 3573 | 0.00010599 |  |  |  |  | c_DK1_Central | 3573 | 0.00011132
|  |  |  | c_DK1 | 3574 | 0.00010443 |  |  |  |  | c_DK1_Central | 3574 | 8.8487e-05
|  |  |  | c_DK1 | 3575 | 9.9179e-05 |  |  |  |  | c_DK1_Central | 3575 | 6.1824e-05
|  |  |  | c_DK1 | 3576 | 8.9449e-05 |  |  |  |  | c_DK1_Central | 3576 | 4.6327e-05
|  |  |  | c_DK1 | 3577 | 8.4877e-05 |  |  |  |  | c_DK1_Central | 3577 | 5.0493e-05
|  |  |  | c_DK1 | 3578 | 8.4487e-05 |  |  |  |  | c_DK1_Central | 3578 | 5.1159e-05
|  |  |  | c_DK1 | 3579 | 8.5704e-05 |  |  |  |  | c_DK1_Central | 3579 | 5.5992e-05
|  |  |  | c_DK1 | 3580 | 8.5606e-05 |  |  |  |  | c_DK1_Central | 3580 | 8.1321e-05
|  |  |  | c_DK1 | 3581 | 8.5314e-05 |  |  |  |  | c_DK1_Central | 3581 | 0.00013315
|  |  |  | c_DK1 | 3582 | 9.0082e-05 |  |  |  |  | c_DK1_Central | 3582 | 0.00016131
|  |  |  | c_DK1 | 3583 | 0.00010005 |  |  |  |  | c_DK1_Central | 3583 | 0.00015831
|  |  |  | c_DK1 | 3584 | 0.00010599 |  |  |  |  | c_DK1_Central | 3584 | 0.00013481
|  |  |  | c_DK1 | 3585 | 0.0001109 |  |  |  |  | c_DK1_Central | 3585 | 0.00012731
|  |  |  | c_DK1 | 3586 | 0.00011411 |  |  |  |  | c_DK1_Central | 3586 | 0.00011832
|  |  |  | c_DK1 | 3587 | 0.0001146 |  |  |  |  | c_DK1_Central | 3587 | 0.00011232
|  |  |  | c_DK1 | 3588 | 0.00011246 |  |  |  |  | c_DK1_Central | 3588 | 0.00010748
|  |  |  | c_DK1 | 3589 | 0.0001128 |  |  |  |  | c_DK1_Central | 3589 | 9.7319e-05
|  |  |  | c_DK1 | 3590 | 0.00011178 |  |  |  |  | c_DK1_Central | 3590 | 9.382e-05
|  |  |  | c_DK1 | 3591 | 0.00011105 |  |  |  |  | c_DK1_Central | 3591 | 9.0653e-05
|  |  |  | c_DK1 | 3592 | 0.00011056 |  |  |  |  | c_DK1_Central | 3592 | 9.2653e-05
|  |  |  | c_DK1 | 3593 | 0.00011625 |  |  |  |  | c_DK1_Central | 3593 | 9.9652e-05
|  |  |  | c_DK1 | 3594 | 0.00011445 |  |  |  |  | c_DK1_Central | 3594 | 0.00010365
|  |  |  | c_DK1 | 3595 | 0.00010798 |  |  |  |  | c_DK1_Central | 3595 | 0.00011098
|  |  |  | c_DK1 | 3596 | 0.00010263 |  |  |  |  | c_DK1_Central | 3596 | 0.00011315
|  |  |  | c_DK1 | 3597 | 0.00010044 |  |  |  |  | c_DK1_Central | 3597 | 0.00010498
|  |  |  | c_DK1 | 3598 | 9.7963e-05 |  |  |  |  | c_DK1_Central | 3598 | 8.3154e-05
|  |  |  | c_DK1 | 3599 | 9.2855e-05 |  |  |  |  | c_DK1_Central | 3599 | 5.6825e-05
|  |  |  | c_DK1 | 3600 | 8.2152e-05 |  |  |  |  | c_DK1_Central | 3600 | 4.216e-05
|  |  |  | c_DK1 | 3601 | 7.8504e-05 |  |  |  |  | c_DK1_Central | 3601 | 4.5327e-05
|  |  |  | c_DK1 | 3602 | 7.8309e-05 |  |  |  |  | c_DK1_Central | 3602 | 4.516e-05
|  |  |  | c_DK1 | 3603 | 7.9039e-05 |  |  |  |  | c_DK1_Central | 3603 | 4.9159e-05
|  |  |  | c_DK1 | 3604 | 8.006e-05 |  |  |  |  | c_DK1_Central | 3604 | 7.1323e-05
|  |  |  | c_DK1 | 3605 | 8.1471e-05 |  |  |  |  | c_DK1_Central | 3605 | 0.00011815
|  |  |  | c_DK1 | 3606 | 8.9255e-05 |  |  |  |  | c_DK1_Central | 3606 | 0.00014381
|  |  |  | c_DK1 | 3607 | 9.9471e-05 |  |  |  |  | c_DK1_Central | 3607 | 0.00014348
|  |  |  | c_DK1 | 3608 | 0.00010808 |  |  |  |  | c_DK1_Central | 3608 | 0.00012248
|  |  |  | c_DK1 | 3609 | 0.0001128 |  |  |  |  | c_DK1_Central | 3609 | 0.00011548
|  |  |  | c_DK1 | 3610 | 0.00011441 |  |  |  |  | c_DK1_Central | 3610 | 0.00010665
|  |  |  | c_DK1 | 3611 | 0.00011489 |  |  |  |  | c_DK1_Central | 3611 | 0.00010099
|  |  |  | c_DK1 | 3612 | 0.00011139 |  |  |  |  | c_DK1_Central | 3612 | 9.8152e-05
|  |  |  | c_DK1 | 3613 | 0.00010988 |  |  |  |  | c_DK1_Central | 3613 | 8.8487e-05
|  |  |  | c_DK1 | 3614 | 0.00010706 |  |  |  |  | c_DK1_Central | 3614 | 8.4321e-05
|  |  |  | c_DK1 | 3615 | 0.00010356 |  |  |  |  | c_DK1_Central | 3615 | 8.1155e-05
|  |  |  | c_DK1 | 3616 | 0.00010404 |  |  |  |  | c_DK1_Central | 3616 | 8.2821e-05
|  |  |  | c_DK1 | 3617 | 0.00010735 |  |  |  |  | c_DK1_Central | 3617 | 9.0153e-05
|  |  |  | c_DK1 | 3618 | 0.00010648 |  |  |  |  | c_DK1_Central | 3618 | 9.3986e-05
|  |  |  | c_DK1 | 3619 | 0.00010147 |  |  |  |  | c_DK1_Central | 3619 | 0.00010132
|  |  |  | c_DK1 | 3620 | 9.6844e-05 |  |  |  |  | c_DK1_Central | 3620 | 0.00010315
|  |  |  | c_DK1 | 3621 | 9.4558e-05 |  |  |  |  | c_DK1_Central | 3621 | 9.5986e-05
|  |  |  | c_DK1 | 3622 | 9.1882e-05 |  |  |  |  | c_DK1_Central | 3622 | 7.5489e-05
|  |  |  | c_DK1 | 3623 | 8.6823e-05 |  |  |  |  | c_DK1_Central | 3623 | 5.1159e-05
|  |  |  | c_DK1 | 3624 | 8.1374e-05 |  |  |  |  | c_DK1_Central | 3624 | 4.0994e-05
|  |  |  | c_DK1 | 3625 | 7.6655e-05 |  |  |  |  | c_DK1_Central | 3625 | 4.1494e-05
|  |  |  | c_DK1 | 3626 | 7.5244e-05 |  |  |  |  | c_DK1_Central | 3626 | 3.8661e-05
|  |  |  | c_DK1 | 3627 | 7.5244e-05 |  |  |  |  | c_DK1_Central | 3627 | 4.3994e-05
|  |  |  | c_DK1 | 3628 | 7.4466e-05 |  |  |  |  | c_DK1_Central | 3628 | 6.4491e-05
|  |  |  | c_DK1 | 3629 | 7.505e-05 |  |  |  |  | c_DK1_Central | 3629 | 0.00010198
|  |  |  | c_DK1 | 3630 | 8.0206e-05 |  |  |  |  | c_DK1_Central | 3630 | 0.00012931
|  |  |  | c_DK1 | 3631 | 8.8525e-05 |  |  |  |  | c_DK1_Central | 3631 | 0.00012915
|  |  |  | c_DK1 | 3632 | 9.7768e-05 |  |  |  |  | c_DK1_Central | 3632 | 0.00010882
|  |  |  | c_DK1 | 3633 | 0.00010302 |  |  |  |  | c_DK1_Central | 3633 | 0.00010182
|  |  |  | c_DK1 | 3634 | 0.00010507 |  |  |  |  | c_DK1_Central | 3634 | 9.8152e-05
|  |  |  | c_DK1 | 3635 | 0.000104 |  |  |  |  | c_DK1_Central | 3635 | 8.9987e-05
|  |  |  | c_DK1 | 3636 | 0.00010297 |  |  |  |  | c_DK1_Central | 3636 | 8.6987e-05
|  |  |  | c_DK1 | 3637 | 0.00010098 |  |  |  |  | c_DK1_Central | 3637 | 7.7322e-05
|  |  |  | c_DK1 | 3638 | 9.9033e-05 |  |  |  |  | c_DK1_Central | 3638 | 8.0488e-05
|  |  |  | c_DK1 | 3639 | 9.8547e-05 |  |  |  |  | c_DK1_Central | 3639 | 7.6155e-05
|  |  |  | c_DK1 | 3640 | 9.8498e-05 |  |  |  |  | c_DK1_Central | 3640 | 7.7322e-05
|  |  |  | c_DK1 | 3641 | 0.00010239 |  |  |  |  | c_DK1_Central | 3641 | 8.0655e-05
|  |  |  | c_DK1 | 3642 | 0.00010351 |  |  |  |  | c_DK1_Central | 3642 | 8.4488e-05
|  |  |  | c_DK1 | 3643 | 9.8012e-05 |  |  |  |  | c_DK1_Central | 3643 | 8.8987e-05
|  |  |  | c_DK1 | 3644 | 9.3195e-05 |  |  |  |  | c_DK1_Central | 3644 | 9.0487e-05
|  |  |  | c_DK1 | 3645 | 8.9936e-05 |  |  |  |  | c_DK1_Central | 3645 | 8.6154e-05
|  |  |  | c_DK1 | 3646 | 8.7163e-05 |  |  |  |  | c_DK1_Central | 3646 | 6.7657e-05
|  |  |  | c_DK1 | 3647 | 8.3174e-05 |  |  |  |  | c_DK1_Central | 3647 | 4.616e-05
|  |  |  | c_DK1 | 3648 | 7.9574e-05 |  |  |  |  | c_DK1_Central | 3648 | 3.5161e-05
|  |  |  | c_DK1 | 3649 | 7.505e-05 |  |  |  |  | c_DK1_Central | 3649 | 3.9328e-05
|  |  |  | c_DK1 | 3650 | 7.2666e-05 |  |  |  |  | c_DK1_Central | 3650 | 4.0661e-05
|  |  |  | c_DK1 | 3651 | 7.2131e-05 |  |  |  |  | c_DK1_Central | 3651 | 4.9659e-05
|  |  |  | c_DK1 | 3652 | 7.0525e-05 |  |  |  |  | c_DK1_Central | 3652 | 7.2323e-05
|  |  |  | c_DK1 | 3653 | 7.0234e-05 |  |  |  |  | c_DK1_Central | 3653 | 0.00010765
|  |  |  | c_DK1 | 3654 | 7.7531e-05 |  |  |  |  | c_DK1_Central | 3654 | 0.00011315
|  |  |  | c_DK1 | 3655 | 8.4633e-05 |  |  |  |  | c_DK1_Central | 3655 | 0.00011548
|  |  |  | c_DK1 | 3656 | 9.2806e-05 |  |  |  |  | c_DK1_Central | 3656 | 9.4153e-05
|  |  |  | c_DK1 | 3657 | 9.7866e-05 |  |  |  |  | c_DK1_Central | 3657 | 8.8654e-05
|  |  |  | c_DK1 | 3658 | 0.00010049 |  |  |  |  | c_DK1_Central | 3658 | 8.3988e-05
|  |  |  | c_DK1 | 3659 | 0.00010117 |  |  |  |  | c_DK1_Central | 3659 | 7.9822e-05
|  |  |  | c_DK1 | 3660 | 0.00010001 |  |  |  |  | c_DK1_Central | 3660 | 7.7989e-05
|  |  |  | c_DK1 | 3661 | 9.8984e-05 |  |  |  |  | c_DK1_Central | 3661 | 7.0156e-05
|  |  |  | c_DK1 | 3662 | 9.7671e-05 |  |  |  |  | c_DK1_Central | 3662 | 6.849e-05
|  |  |  | c_DK1 | 3663 | 9.7866e-05 |  |  |  |  | c_DK1_Central | 3663 | 6.5324e-05
|  |  |  | c_DK1 | 3664 | 9.9714e-05 |  |  |  |  | c_DK1_Central | 3664 | 6.8157e-05
|  |  |  | c_DK1 | 3665 | 0.00010638 |  |  |  |  | c_DK1_Central | 3665 | 7.3656e-05
|  |  |  | c_DK1 | 3666 | 0.00010735 |  |  |  |  | c_DK1_Central | 3666 | 7.7489e-05
|  |  |  | c_DK1 | 3667 | 0.00010283 |  |  |  |  | c_DK1_Central | 3667 | 8.2321e-05
|  |  |  | c_DK1 | 3668 | 9.8449e-05 |  |  |  |  | c_DK1_Central | 3668 | 8.4654e-05
|  |  |  | c_DK1 | 3669 | 9.519e-05 |  |  |  |  | c_DK1_Central | 3669 | 8.0988e-05
|  |  |  | c_DK1 | 3670 | 9.2855e-05 |  |  |  |  | c_DK1_Central | 3670 | 6.3657e-05
|  |  |  | c_DK1 | 3671 | 8.9401e-05 |  |  |  |  | c_DK1_Central | 3671 | 4.4327e-05
|  |  |  | c_DK1 | 3672 | 8.8525e-05 |  |  |  |  | c_DK1_Central | 3672 | 3.0329e-05
|  |  |  | c_DK1 | 3673 | 8.5947e-05 |  |  |  |  | c_DK1_Central | 3673 | 3.4162e-05
|  |  |  | c_DK1 | 3674 | 8.4098e-05 |  |  |  |  | c_DK1_Central | 3674 | 3.3828e-05
|  |  |  | c_DK1 | 3675 | 8.3709e-05 |  |  |  |  | c_DK1_Central | 3675 | 3.6661e-05
|  |  |  | c_DK1 | 3676 | 8.5217e-05 |  |  |  |  | c_DK1_Central | 3676 | 5.6158e-05
|  |  |  | c_DK1 | 3677 | 8.9985e-05 |  |  |  |  | c_DK1_Central | 3677 | 9.7486e-05
|  |  |  | c_DK1 | 3678 | 0.00010648 |  |  |  |  | c_DK1_Central | 3678 | 0.00011665
|  |  |  | c_DK1 | 3679 | 0.00012311 |  |  |  |  | c_DK1_Central | 3679 | 0.00011482
|  |  |  | c_DK1 | 3680 | 0.00012929 |  |  |  |  | c_DK1_Central | 3680 | 9.1653e-05
|  |  |  | c_DK1 | 3681 | 0.00013216 |  |  |  |  | c_DK1_Central | 3681 | 8.8154e-05
|  |  |  | c_DK1 | 3682 | 0.00013372 |  |  |  |  | c_DK1_Central | 3682 | 8.2155e-05
|  |  |  | c_DK1 | 3683 | 0.0001326 |  |  |  |  | c_DK1_Central | 3683 | 7.8822e-05
|  |  |  | c_DK1 | 3684 | 0.00012954 |  |  |  |  | c_DK1_Central | 3684 | 7.6489e-05
|  |  |  | c_DK1 | 3685 | 0.00012949 |  |  |  |  | c_DK1_Central | 3685 | 6.6157e-05
|  |  |  | c_DK1 | 3686 | 0.00012647 |  |  |  |  | c_DK1_Central | 3686 | 6.4324e-05
|  |  |  | c_DK1 | 3687 | 0.00011961 |  |  |  |  | c_DK1_Central | 3687 | 5.9991e-05
|  |  |  | c_DK1 | 3688 | 0.00011679 |  |  |  |  | c_DK1_Central | 3688 | 6.1824e-05
|  |  |  | c_DK1 | 3689 | 0.00012092 |  |  |  |  | c_DK1_Central | 3689 | 6.7323e-05
|  |  |  | c_DK1 | 3690 | 0.00011917 |  |  |  |  | c_DK1_Central | 3690 | 6.9323e-05
|  |  |  | c_DK1 | 3691 | 0.00011154 |  |  |  |  | c_DK1_Central | 3691 | 7.4822e-05
|  |  |  | c_DK1 | 3692 | 0.0001056 |  |  |  |  | c_DK1_Central | 3692 | 7.8822e-05
|  |  |  | c_DK1 | 3693 | 0.00010069 |  |  |  |  | c_DK1_Central | 3693 | 7.2489e-05
|  |  |  | c_DK1 | 3694 | 9.5676e-05 |  |  |  |  | c_DK1_Central | 3694 | 5.8491e-05
|  |  |  | c_DK1 | 3695 | 9.0568e-05 |  |  |  |  | c_DK1_Central | 3695 | 3.9494e-05
|  |  |  | c_DK1 | 3696 | 8.7698e-05 |  |  |  |  | c_DK1_Central | 3696 | 3.1495e-05
|  |  |  | c_DK1 | 3697 | 8.3709e-05 |  |  |  |  | c_DK1_Central | 3697 | 3.4995e-05
|  |  |  | c_DK1 | 3698 | 8.2931e-05 |  |  |  |  | c_DK1_Central | 3698 | 3.4995e-05
|  |  |  | c_DK1 | 3699 | 8.3028e-05 |  |  |  |  | c_DK1_Central | 3699 | 3.7994e-05
|  |  |  | c_DK1 | 3700 | 8.405e-05 |  |  |  |  | c_DK1_Central | 3700 | 5.8158e-05
|  |  |  | c_DK1 | 3701 | 8.9401e-05 |  |  |  |  | c_DK1_Central | 3701 | 9.9819e-05
|  |  |  | c_DK1 | 3702 | 0.00010404 |  |  |  |  | c_DK1_Central | 3702 | 0.00012048
|  |  |  | c_DK1 | 3703 | 0.00012092 |  |  |  |  | c_DK1_Central | 3703 | 0.00011815
|  |  |  | c_DK1 | 3704 | 0.00012905 |  |  |  |  | c_DK1_Central | 3704 | 9.7319e-05
|  |  |  | c_DK1 | 3705 | 0.00013017 |  |  |  |  | c_DK1_Central | 3705 | 9.282e-05
|  |  |  | c_DK1 | 3706 | 0.00013202 |  |  |  |  | c_DK1_Central | 3706 | 8.6821e-05
|  |  |  | c_DK1 | 3707 | 0.00013163 |  |  |  |  | c_DK1_Central | 3707 | 8.2988e-05
|  |  |  | c_DK1 | 3708 | 0.00012842 |  |  |  |  | c_DK1_Central | 3708 | 8.0155e-05
|  |  |  | c_DK1 | 3709 | 0.00012915 |  |  |  |  | c_DK1_Central | 3709 | 6.9823e-05
|  |  |  | c_DK1 | 3710 | 0.00012686 |  |  |  |  | c_DK1_Central | 3710 | 6.749e-05
|  |  |  | c_DK1 | 3711 | 0.00012199 |  |  |  |  | c_DK1_Central | 3711 | 6.3157e-05
|  |  |  | c_DK1 | 3712 | 0.00011922 |  |  |  |  | c_DK1_Central | 3712 | 6.4491e-05
|  |  |  | c_DK1 | 3713 | 0.00012151 |  |  |  |  | c_DK1_Central | 3713 | 6.999e-05
|  |  |  | c_DK1 | 3714 | 0.0001182 |  |  |  |  | c_DK1_Central | 3714 | 7.2323e-05
|  |  |  | c_DK1 | 3715 | 0.00011484 |  |  |  |  | c_DK1_Central | 3715 | 7.7989e-05
|  |  |  | c_DK1 | 3716 | 0.0001091 |  |  |  |  | c_DK1_Central | 3716 | 8.1155e-05
|  |  |  | c_DK1 | 3717 | 0.00010365 |  |  |  |  | c_DK1_Central | 3717 | 7.4822e-05
|  |  |  | c_DK1 | 3718 | 9.8693e-05 |  |  |  |  | c_DK1_Central | 3718 | 5.9991e-05
|  |  |  | c_DK1 | 3719 | 9.1687e-05 |  |  |  |  | c_DK1_Central | 3719 | 4.0494e-05
|  |  |  | c_DK1 | 3720 | 8.512e-05 |  |  |  |  | c_DK1_Central | 3720 | 2.7663e-05
|  |  |  | c_DK1 | 3721 | 7.9525e-05 |  |  |  |  | c_DK1_Central | 3721 | 3.1162e-05
|  |  |  | c_DK1 | 3722 | 7.6509e-05 |  |  |  |  | c_DK1_Central | 3722 | 3.0662e-05
|  |  |  | c_DK1 | 3723 | 7.7433e-05 |  |  |  |  | c_DK1_Central | 3723 | 3.3495e-05
|  |  |  | c_DK1 | 3724 | 7.685e-05 |  |  |  |  | c_DK1_Central | 3724 | 5.1992e-05
|  |  |  | c_DK1 | 3725 | 7.9233e-05 |  |  |  |  | c_DK1_Central | 3725 | 9.1487e-05
|  |  |  | c_DK1 | 3726 | 8.692e-05 |  |  |  |  | c_DK1_Central | 3726 | 0.00010948
|  |  |  | c_DK1 | 3727 | 9.5287e-05 |  |  |  |  | c_DK1_Central | 3727 | 0.00010765
|  |  |  | c_DK1 | 3728 | 0.00010584 |  |  |  |  | c_DK1_Central | 3728 | 8.732e-05
|  |  |  | c_DK1 | 3729 | 0.00011022 |  |  |  |  | c_DK1_Central | 3729 | 8.3821e-05
|  |  |  | c_DK1 | 3730 | 0.000111 |  |  |  |  | c_DK1_Central | 3730 | 7.8155e-05
|  |  |  | c_DK1 | 3731 | 0.00011115 |  |  |  |  | c_DK1_Central | 3731 | 7.5156e-05
|  |  |  | c_DK1 | 3732 | 0.00010969 |  |  |  |  | c_DK1_Central | 3732 | 7.2656e-05
|  |  |  | c_DK1 | 3733 | 0.00010808 |  |  |  |  | c_DK1_Central | 3733 | 6.2491e-05
|  |  |  | c_DK1 | 3734 | 0.00010511 |  |  |  |  | c_DK1_Central | 3734 | 5.9825e-05
|  |  |  | c_DK1 | 3735 | 0.00010375 |  |  |  |  | c_DK1_Central | 3735 | 5.5492e-05
|  |  |  | c_DK1 | 3736 | 0.00010531 |  |  |  |  | c_DK1_Central | 3736 | 5.6492e-05
|  |  |  | c_DK1 | 3737 | 0.00011241 |  |  |  |  | c_DK1_Central | 3737 | 6.1991e-05
|  |  |  | c_DK1 | 3738 | 0.00011207 |  |  |  |  | c_DK1_Central | 3738 | 6.3824e-05
|  |  |  | c_DK1 | 3739 | 0.00010278 |  |  |  |  | c_DK1_Central | 3739 | 6.849e-05
|  |  |  | c_DK1 | 3740 | 9.8449e-05 |  |  |  |  | c_DK1_Central | 3740 | 7.1989e-05
|  |  |  | c_DK1 | 3741 | 9.7039e-05 |  |  |  |  | c_DK1_Central | 3741 | 6.6324e-05
|  |  |  | c_DK1 | 3742 | 9.5871e-05 |  |  |  |  | c_DK1_Central | 3742 | 5.3492e-05
|  |  |  | c_DK1 | 3743 | 9.3536e-05 |  |  |  |  | c_DK1_Central | 3743 | 3.5828e-05
|  |  |  | c_DK1 | 3744 | 8.8282e-05 |  |  |  |  | c_DK1_Central | 3744 | 2.6996e-05
|  |  |  | c_DK1 | 3745 | 8.4877e-05 |  |  |  |  | c_DK1_Central | 3745 | 3.0496e-05
|  |  |  | c_DK1 | 3746 | 8.3271e-05 |  |  |  |  | c_DK1_Central | 3746 | 2.9996e-05
|  |  |  | c_DK1 | 3747 | 8.2687e-05 |  |  |  |  | c_DK1_Central | 3747 | 3.2662e-05
|  |  |  | c_DK1 | 3748 | 8.366e-05 |  |  |  |  | c_DK1_Central | 3748 | 5.0659e-05
|  |  |  | c_DK1 | 3749 | 8.799e-05 |  |  |  |  | c_DK1_Central | 3749 | 8.932e-05
|  |  |  | c_DK1 | 3750 | 0.00010132 |  |  |  |  | c_DK1_Central | 3750 | 0.00010698
|  |  |  | c_DK1 | 3751 | 0.00011971 |  |  |  |  | c_DK1_Central | 3751 | 0.00010532
|  |  |  | c_DK1 | 3752 | 0.00012642 |  |  |  |  | c_DK1_Central | 3752 | 8.5321e-05
|  |  |  | c_DK1 | 3753 | 0.00012817 |  |  |  |  | c_DK1_Central | 3753 | 8.1988e-05
|  |  |  | c_DK1 | 3754 | 0.000138 |  |  |  |  | c_DK1_Central | 3754 | 7.6822e-05
|  |  |  | c_DK1 | 3755 | 0.00013965 |  |  |  |  | c_DK1_Central | 3755 | 7.3656e-05
|  |  |  | c_DK1 | 3756 | 0.00013747 |  |  |  |  | c_DK1_Central | 3756 | 7.1489e-05
|  |  |  | c_DK1 | 3757 | 0.00013732 |  |  |  |  | c_DK1_Central | 3757 | 6.0991e-05
|  |  |  | c_DK1 | 3758 | 0.00013567 |  |  |  |  | c_DK1_Central | 3758 | 5.8491e-05
|  |  |  | c_DK1 | 3759 | 0.00013119 |  |  |  |  | c_DK1_Central | 3759 | 5.4325e-05
|  |  |  | c_DK1 | 3760 | 0.0001271 |  |  |  |  | c_DK1_Central | 3760 | 5.5159e-05
|  |  |  | c_DK1 | 3761 | 0.00012983 |  |  |  |  | c_DK1_Central | 3761 | 6.0324e-05
|  |  |  | c_DK1 | 3762 | 0.00012769 |  |  |  |  | c_DK1_Central | 3762 | 6.1991e-05
|  |  |  | c_DK1 | 3763 | 0.00012102 |  |  |  |  | c_DK1_Central | 3763 | 6.6657e-05
|  |  |  | c_DK1 | 3764 | 0.00011543 |  |  |  |  | c_DK1_Central | 3764 | 7.0156e-05
|  |  |  | c_DK1 | 3765 | 0.00011071 |  |  |  |  | c_DK1_Central | 3765 | 6.4491e-05
|  |  |  | c_DK1 | 3766 | 0.00010648 |  |  |  |  | c_DK1_Central | 3766 | 5.2159e-05
|  |  |  | c_DK1 | 3767 | 0.00010093 |  |  |  |  | c_DK1_Central | 3767 | 3.4828e-05
|  |  |  | c_DK1 | 3768 | 9.0568e-05 |  |  |  |  | c_DK1_Central | 3768 | 2.9662e-05
|  |  |  | c_DK1 | 3769 | 8.6531e-05 |  |  |  |  | c_DK1_Central | 3769 | 3.2495e-05
|  |  |  | c_DK1 | 3770 | 8.4974e-05 |  |  |  |  | c_DK1_Central | 3770 | 3.1829e-05
|  |  |  | c_DK1 | 3771 | 8.4779e-05 |  |  |  |  | c_DK1_Central | 3771 | 3.4495e-05
|  |  |  | c_DK1 | 3772 | 8.5509e-05 |  |  |  |  | c_DK1_Central | 3772 | 5.2992e-05
|  |  |  | c_DK1 | 3773 | 9.1395e-05 |  |  |  |  | c_DK1_Central | 3773 | 9.2986e-05
|  |  |  | c_DK1 | 3774 | 0.00010472 |  |  |  |  | c_DK1_Central | 3774 | 0.00011132
|  |  |  | c_DK1 | 3775 | 0.00012272 |  |  |  |  | c_DK1_Central | 3775 | 0.00011165
|  |  |  | c_DK1 | 3776 | 0.00013099 |  |  |  |  | c_DK1_Central | 3776 | 9.182e-05
|  |  |  | c_DK1 | 3777 | 0.00013216 |  |  |  |  | c_DK1_Central | 3777 | 8.832e-05
|  |  |  | c_DK1 | 3778 | 0.00013625 |  |  |  |  | c_DK1_Central | 3778 | 8.1155e-05
|  |  |  | c_DK1 | 3779 | 0.0001345 |  |  |  |  | c_DK1_Central | 3779 | 7.7322e-05
|  |  |  | c_DK1 | 3780 | 0.00012983 |  |  |  |  | c_DK1_Central | 3780 | 7.5489e-05
|  |  |  | c_DK1 | 3781 | 0.00012866 |  |  |  |  | c_DK1_Central | 3781 | 6.5657e-05
|  |  |  | c_DK1 | 3782 | 0.00011786 |  |  |  |  | c_DK1_Central | 3782 | 6.2158e-05
|  |  |  | c_DK1 | 3783 | 0.00011334 |  |  |  |  | c_DK1_Central | 3783 | 5.7825e-05
|  |  |  | c_DK1 | 3784 | 0.00011392 |  |  |  |  | c_DK1_Central | 3784 | 5.8658e-05
|  |  |  | c_DK1 | 3785 | 0.0001182 |  |  |  |  | c_DK1_Central | 3785 | 6.499e-05
|  |  |  | c_DK1 | 3786 | 0.00011616 |  |  |  |  | c_DK1_Central | 3786 | 6.749e-05
|  |  |  | c_DK1 | 3787 | 0.00010891 |  |  |  |  | c_DK1_Central | 3787 | 7.3489e-05
|  |  |  | c_DK1 | 3788 | 0.00010482 |  |  |  |  | c_DK1_Central | 3788 | 7.5989e-05
|  |  |  | c_DK1 | 3789 | 0.00010127 |  |  |  |  | c_DK1_Central | 3789 | 7.0656e-05
|  |  |  | c_DK1 | 3790 | 9.6017e-05 |  |  |  |  | c_DK1_Central | 3790 | 5.6492e-05
|  |  |  | c_DK1 | 3791 | 8.9304e-05 |  |  |  |  | c_DK1_Central | 3791 | 3.7494e-05
|  |  |  | c_DK1 | 3792 | 8.6871e-05 |  |  |  |  | c_DK1_Central | 3792 | 3.3162e-05
|  |  |  | c_DK1 | 3793 | 8.1423e-05 |  |  |  |  | c_DK1_Central | 3793 | 3.3995e-05
|  |  |  | c_DK1 | 3794 | 8.079e-05 |  |  |  |  | c_DK1_Central | 3794 | 3.0662e-05
|  |  |  | c_DK1 | 3795 | 8.0596e-05 |  |  |  |  | c_DK1_Central | 3795 | 3.5495e-05
|  |  |  | c_DK1 | 3796 | 7.9817e-05 |  |  |  |  | c_DK1_Central | 3796 | 5.3825e-05
|  |  |  | c_DK1 | 3797 | 8.152e-05 |  |  |  |  | c_DK1_Central | 3797 | 8.7987e-05
|  |  |  | c_DK1 | 3798 | 8.6093e-05 |  |  |  |  | c_DK1_Central | 3798 | 0.00011248
|  |  |  | c_DK1 | 3799 | 9.3536e-05 |  |  |  |  | c_DK1_Central | 3799 | 0.00011198
|  |  |  | c_DK1 | 3800 | 0.00010098 |  |  |  |  | c_DK1_Central | 3800 | 9.1986e-05
|  |  |  | c_DK1 | 3801 | 0.00010706 |  |  |  |  | c_DK1_Central | 3801 | 8.732e-05
|  |  |  | c_DK1 | 3802 | 0.00010925 |  |  |  |  | c_DK1_Central | 3802 | 8.4321e-05
|  |  |  | c_DK1 | 3803 | 0.00010725 |  |  |  |  | c_DK1_Central | 3803 | 7.6822e-05
|  |  |  | c_DK1 | 3804 | 0.00010545 |  |  |  |  | c_DK1_Central | 3804 | 7.4656e-05
|  |  |  | c_DK1 | 3805 | 0.00010614 |  |  |  |  | c_DK1_Central | 3805 | 6.499e-05
|  |  |  | c_DK1 | 3806 | 0.00010341 |  |  |  |  | c_DK1_Central | 3806 | 6.8657e-05
|  |  |  | c_DK1 | 3807 | 0.00010147 |  |  |  |  | c_DK1_Central | 3807 | 6.3157e-05
|  |  |  | c_DK1 | 3808 | 0.00010249 |  |  |  |  | c_DK1_Central | 3808 | 6.4157e-05
|  |  |  | c_DK1 | 3809 | 0.00010915 |  |  |  |  | c_DK1_Central | 3809 | 6.6324e-05
|  |  |  | c_DK1 | 3810 | 0.00010974 |  |  |  |  | c_DK1_Central | 3810 | 6.8823e-05
|  |  |  | c_DK1 | 3811 | 0.00010414 |  |  |  |  | c_DK1_Central | 3811 | 7.2656e-05
|  |  |  | c_DK1 | 3812 | 0.00010025 |  |  |  |  | c_DK1_Central | 3812 | 7.4822e-05
|  |  |  | c_DK1 | 3813 | 9.8352e-05 |  |  |  |  | c_DK1_Central | 3813 | 7.1489e-05
|  |  |  | c_DK1 | 3814 | 9.4071e-05 |  |  |  |  | c_DK1_Central | 3814 | 5.6658e-05
|  |  |  | c_DK1 | 3815 | 8.8185e-05 |  |  |  |  | c_DK1_Central | 3815 | 3.7994e-05
|  |  |  | c_DK1 | 3816 | 8.6336e-05 |  |  |  |  | c_DK1_Central | 3816 | 3.3828e-05
|  |  |  | c_DK1 | 3817 | 8.1277e-05 |  |  |  |  | c_DK1_Central | 3817 | 3.7994e-05
|  |  |  | c_DK1 | 3818 | 7.9379e-05 |  |  |  |  | c_DK1_Central | 3818 | 3.9494e-05
|  |  |  | c_DK1 | 3819 | 7.7823e-05 |  |  |  |  | c_DK1_Central | 3819 | 4.8326e-05
|  |  |  | c_DK1 | 3820 | 7.6266e-05 |  |  |  |  | c_DK1_Central | 3820 | 7.0656e-05
|  |  |  | c_DK1 | 3821 | 7.7531e-05 |  |  |  |  | c_DK1_Central | 3821 | 0.00010598
|  |  |  | c_DK1 | 3822 | 8.1569e-05 |  |  |  |  | c_DK1_Central | 3822 | 0.00011115
|  |  |  | c_DK1 | 3823 | 8.765e-05 |  |  |  |  | c_DK1_Central | 3823 | 0.00011315
|  |  |  | c_DK1 | 3824 | 9.5287e-05 |  |  |  |  | c_DK1_Central | 3824 | 9.132e-05
|  |  |  | c_DK1 | 3825 | 0.00010049 |  |  |  |  | c_DK1_Central | 3825 | 8.6821e-05
|  |  |  | c_DK1 | 3826 | 0.00010292 |  |  |  |  | c_DK1_Central | 3826 | 8.1988e-05
|  |  |  | c_DK1 | 3827 | 0.00010341 |  |  |  |  | c_DK1_Central | 3827 | 7.7822e-05
|  |  |  | c_DK1 | 3828 | 0.00010307 |  |  |  |  | c_DK1_Central | 3828 | 7.5989e-05
|  |  |  | c_DK1 | 3829 | 0.00010083 |  |  |  |  | c_DK1_Central | 3829 | 6.799e-05
|  |  |  | c_DK1 | 3830 | 9.9957e-05 |  |  |  |  | c_DK1_Central | 3830 | 6.6324e-05
|  |  |  | c_DK1 | 3831 | 9.8936e-05 |  |  |  |  | c_DK1_Central | 3831 | 6.2657e-05
|  |  |  | c_DK1 | 3832 | 9.9325e-05 |  |  |  |  | c_DK1_Central | 3832 | 6.5324e-05
|  |  |  | c_DK1 | 3833 | 0.00010545 |  |  |  |  | c_DK1_Central | 3833 | 7.099e-05
|  |  |  | c_DK1 | 3834 | 0.00010482 |  |  |  |  | c_DK1_Central | 3834 | 7.4489e-05
|  |  |  | c_DK1 | 3835 | 9.9763e-05 |  |  |  |  | c_DK1_Central | 3835 | 7.8988e-05
|  |  |  | c_DK1 | 3836 | 9.6503e-05 |  |  |  |  | c_DK1_Central | 3836 | 8.1988e-05
|  |  |  | c_DK1 | 3837 | 9.1395e-05 |  |  |  |  | c_DK1_Central | 3837 | 7.8488e-05
|  |  |  | c_DK1 | 3838 | 8.9449e-05 |  |  |  |  | c_DK1_Central | 3838 | 6.1824e-05
|  |  |  | c_DK1 | 3839 | 8.5752e-05 |  |  |  |  | c_DK1_Central | 3839 | 4.2994e-05
|  |  |  | c_DK1 | 3840 | 7.8552e-05 |  |  |  |  | c_DK1_Central | 3840 | 3.4662e-05
|  |  |  | c_DK1 | 3841 | 7.646e-05 |  |  |  |  | c_DK1_Central | 3841 | 3.8161e-05
|  |  |  | c_DK1 | 3842 | 7.5488e-05 |  |  |  |  | c_DK1_Central | 3842 | 3.8328e-05
|  |  |  | c_DK1 | 3843 | 7.5147e-05 |  |  |  |  | c_DK1_Central | 3843 | 4.1994e-05
|  |  |  | c_DK1 | 3844 | 7.4077e-05 |  |  |  |  | c_DK1_Central | 3844 | 6.2324e-05
|  |  |  | c_DK1 | 3845 | 7.432e-05 |  |  |  |  | c_DK1_Central | 3845 | 0.00010515
|  |  |  | c_DK1 | 3846 | 7.9136e-05 |  |  |  |  | c_DK1_Central | 3846 | 0.00012648
|  |  |  | c_DK1 | 3847 | 8.7795e-05 |  |  |  |  | c_DK1_Central | 3847 | 0.00012432
|  |  |  | c_DK1 | 3848 | 9.6552e-05 |  |  |  |  | c_DK1_Central | 3848 | 0.00010165
|  |  |  | c_DK1 | 3849 | 0.00010147 |  |  |  |  | c_DK1_Central | 3849 | 9.6986e-05
|  |  |  | c_DK1 | 3850 | 0.00010263 |  |  |  |  | c_DK1_Central | 3850 | 9.032e-05
|  |  |  | c_DK1 | 3851 | 0.00010249 |  |  |  |  | c_DK1_Central | 3851 | 8.6321e-05
|  |  |  | c_DK1 | 3852 | 0.00010161 |  |  |  |  | c_DK1_Central | 3852 | 8.3154e-05
|  |  |  | c_DK1 | 3853 | 0.00010069 |  |  |  |  | c_DK1_Central | 3853 | 7.3822e-05
|  |  |  | c_DK1 | 3854 | 9.9471e-05 |  |  |  |  | c_DK1_Central | 3854 | 7.1656e-05
|  |  |  | c_DK1 | 3855 | 9.7866e-05 |  |  |  |  | c_DK1_Central | 3855 | 6.8657e-05
|  |  |  | c_DK1 | 3856 | 9.9617e-05 |  |  |  |  | c_DK1_Central | 3856 | 7.0323e-05
|  |  |  | c_DK1 | 3857 | 0.00010794 |  |  |  |  | c_DK1_Central | 3857 | 7.6155e-05
|  |  |  | c_DK1 | 3858 | 0.00010959 |  |  |  |  | c_DK1_Central | 3858 | 7.8822e-05
|  |  |  | c_DK1 | 3859 | 0.00010463 |  |  |  |  | c_DK1_Central | 3859 | 8.4654e-05
|  |  |  | c_DK1 | 3860 | 9.8984e-05 |  |  |  |  | c_DK1_Central | 3860 | 8.8154e-05
|  |  |  | c_DK1 | 3861 | 9.5385e-05 |  |  |  |  | c_DK1_Central | 3861 | 8.1155e-05
|  |  |  | c_DK1 | 3862 | 9.3439e-05 |  |  |  |  | c_DK1_Central | 3862 | 6.499e-05
|  |  |  | c_DK1 | 3863 | 9.0277e-05 |  |  |  |  | c_DK1_Central | 3863 | 4.3994e-05
|  |  |  | c_DK1 | 3864 | 8.5509e-05 |  |  |  |  | c_DK1_Central | 3864 | 3.0995e-05
|  |  |  | c_DK1 | 3865 | 8.2444e-05 |  |  |  |  | c_DK1_Central | 3865 | 3.4495e-05
|  |  |  | c_DK1 | 3866 | 8.0839e-05 |  |  |  |  | c_DK1_Central | 3866 | 3.4495e-05
|  |  |  | c_DK1 | 3867 | 8.225e-05 |  |  |  |  | c_DK1_Central | 3867 | 3.7494e-05
|  |  |  | c_DK1 | 3868 | 8.439e-05 |  |  |  |  | c_DK1_Central | 3868 | 5.7492e-05
|  |  |  | c_DK1 | 3869 | 9.0179e-05 |  |  |  |  | c_DK1_Central | 3869 | 9.8652e-05
|  |  |  | c_DK1 | 3870 | 0.00010652 |  |  |  |  | c_DK1_Central | 3870 | 0.00011898
|  |  |  | c_DK1 | 3871 | 0.00012594 |  |  |  |  | c_DK1_Central | 3871 | 0.00011698
|  |  |  | c_DK1 | 3872 | 0.0001345 |  |  |  |  | c_DK1_Central | 3872 | 9.5986e-05
|  |  |  | c_DK1 | 3873 | 0.00013455 |  |  |  |  | c_DK1_Central | 3873 | 9.182e-05
|  |  |  | c_DK1 | 3874 | 0.00013883 |  |  |  |  | c_DK1_Central | 3874 | 8.5654e-05
|  |  |  | c_DK1 | 3875 | 0.00013907 |  |  |  |  | c_DK1_Central | 3875 | 8.2155e-05
|  |  |  | c_DK1 | 3876 | 0.00013635 |  |  |  |  | c_DK1_Central | 3876 | 7.9322e-05
|  |  |  | c_DK1 | 3877 | 0.00013766 |  |  |  |  | c_DK1_Central | 3877 | 6.9323e-05
|  |  |  | c_DK1 | 3878 | 0.00013537 |  |  |  |  | c_DK1_Central | 3878 | 6.6657e-05
|  |  |  | c_DK1 | 3879 | 0.00013075 |  |  |  |  | c_DK1_Central | 3879 | 6.2324e-05
|  |  |  | c_DK1 | 3880 | 0.00012871 |  |  |  |  | c_DK1_Central | 3880 | 6.3491e-05
|  |  |  | c_DK1 | 3881 | 0.00013382 |  |  |  |  | c_DK1_Central | 3881 | 6.9156e-05
|  |  |  | c_DK1 | 3882 | 0.00013031 |  |  |  |  | c_DK1_Central | 3882 | 7.1656e-05
|  |  |  | c_DK1 | 3883 | 0.00012263 |  |  |  |  | c_DK1_Central | 3883 | 7.6822e-05
|  |  |  | c_DK1 | 3884 | 0.00011587 |  |  |  |  | c_DK1_Central | 3884 | 8.0155e-05
|  |  |  | c_DK1 | 3885 | 0.00011085 |  |  |  |  | c_DK1_Central | 3885 | 7.3822e-05
|  |  |  | c_DK1 | 3886 | 0.00010492 |  |  |  |  | c_DK1_Central | 3886 | 5.9158e-05
|  |  |  | c_DK1 | 3887 | 9.879e-05 |  |  |  |  | c_DK1_Central | 3887 | 3.9994e-05
|  |  |  | c_DK1 | 3888 | 9.1736e-05 |  |  |  |  | c_DK1_Central | 3888 | 2.9329e-05
|  |  |  | c_DK1 | 3889 | 8.9498e-05 |  |  |  |  | c_DK1_Central | 3889 | 3.3162e-05
|  |  |  | c_DK1 | 3890 | 8.9012e-05 |  |  |  |  | c_DK1_Central | 3890 | 3.2829e-05
|  |  |  | c_DK1 | 3891 | 8.726e-05 |  |  |  |  | c_DK1_Central | 3891 | 3.5828e-05
|  |  |  | c_DK1 | 3892 | 8.7066e-05 |  |  |  |  | c_DK1_Central | 3892 | 5.5492e-05
|  |  |  | c_DK1 | 3893 | 9.3147e-05 |  |  |  |  | c_DK1_Central | 3893 | 9.6153e-05
|  |  |  | c_DK1 | 3894 | 0.00010925 |  |  |  |  | c_DK1_Central | 3894 | 0.00011598
|  |  |  | c_DK1 | 3895 | 0.00012667 |  |  |  |  | c_DK1_Central | 3895 | 0.00011382
|  |  |  | c_DK1 | 3896 | 0.00013596 |  |  |  |  | c_DK1_Central | 3896 | 9.282e-05
|  |  |  | c_DK1 | 3897 | 0.00013781 |  |  |  |  | c_DK1_Central | 3897 | 8.8987e-05
|  |  |  | c_DK1 | 3898 | 0.00014282 |  |  |  |  | c_DK1_Central | 3898 | 8.3154e-05
|  |  |  | c_DK1 | 3899 | 0.00014048 |  |  |  |  | c_DK1_Central | 3899 | 7.9655e-05
|  |  |  | c_DK1 | 3900 | 0.00013294 |  |  |  |  | c_DK1_Central | 3900 | 7.7322e-05
|  |  |  | c_DK1 | 3901 | 0.00013279 |  |  |  |  | c_DK1_Central | 3901 | 6.6657e-05
|  |  |  | c_DK1 | 3902 | 0.00013226 |  |  |  |  | c_DK1_Central | 3902 | 6.3991e-05
|  |  |  | c_DK1 | 3903 | 0.00012832 |  |  |  |  | c_DK1_Central | 3903 | 5.9825e-05
|  |  |  | c_DK1 | 3904 | 0.00012764 |  |  |  |  | c_DK1_Central | 3904 | 6.0658e-05
|  |  |  | c_DK1 | 3905 | 0.00013338 |  |  |  |  | c_DK1_Central | 3905 | 6.649e-05
|  |  |  | c_DK1 | 3906 | 0.00013022 |  |  |  |  | c_DK1_Central | 3906 | 6.849e-05
|  |  |  | c_DK1 | 3907 | 0.00012584 |  |  |  |  | c_DK1_Central | 3907 | 7.3822e-05
|  |  |  | c_DK1 | 3908 | 0.00012015 |  |  |  |  | c_DK1_Central | 3908 | 7.7155e-05
|  |  |  | c_DK1 | 3909 | 0.00011465 |  |  |  |  | c_DK1_Central | 3909 | 7.099e-05
|  |  |  | c_DK1 | 3910 | 0.00010978 |  |  |  |  | c_DK1_Central | 3910 | 5.7325e-05
|  |  |  | c_DK1 | 3911 | 0.00010317 |  |  |  |  | c_DK1_Central | 3911 | 3.8328e-05
|  |  |  | c_DK1 | 3912 | 9.4314e-05 |  |  |  |  | c_DK1_Central | 3912 | 2.8662e-05
|  |  |  | c_DK1 | 3913 | 8.8866e-05 |  |  |  |  | c_DK1_Central | 3913 | 3.2329e-05
|  |  |  | c_DK1 | 3914 | 8.7893e-05 |  |  |  |  | c_DK1_Central | 3914 | 3.1995e-05
|  |  |  | c_DK1 | 3915 | 9.0033e-05 |  |  |  |  | c_DK1_Central | 3915 | 3.4828e-05
|  |  |  | c_DK1 | 3916 | 9.1298e-05 |  |  |  |  | c_DK1_Central | 3916 | 5.4159e-05
|  |  |  | c_DK1 | 3917 | 9.5725e-05 |  |  |  |  | c_DK1_Central | 3917 | 9.4486e-05
|  |  |  | c_DK1 | 3918 | 0.00011061 |  |  |  |  | c_DK1_Central | 3918 | 0.00011365
|  |  |  | c_DK1 | 3919 | 0.0001272 |  |  |  |  | c_DK1_Central | 3919 | 0.00011165
|  |  |  | c_DK1 | 3920 | 0.0001343 |  |  |  |  | c_DK1_Central | 3920 | 9.082e-05
|  |  |  | c_DK1 | 3921 | 0.00013469 |  |  |  |  | c_DK1_Central | 3921 | 8.7154e-05
|  |  |  | c_DK1 | 3922 | 0.00013771 |  |  |  |  | c_DK1_Central | 3922 | 8.1321e-05
|  |  |  | c_DK1 | 3923 | 0.00013591 |  |  |  |  | c_DK1_Central | 3923 | 7.7989e-05
|  |  |  | c_DK1 | 3924 | 0.00013236 |  |  |  |  | c_DK1_Central | 3924 | 7.5489e-05
|  |  |  | c_DK1 | 3925 | 0.00013182 |  |  |  |  | c_DK1_Central | 3925 | 6.4824e-05
|  |  |  | c_DK1 | 3926 | 0.00012881 |  |  |  |  | c_DK1_Central | 3926 | 6.2324e-05
|  |  |  | c_DK1 | 3927 | 0.00012774 |  |  |  |  | c_DK1_Central | 3927 | 5.7658e-05
|  |  |  | c_DK1 | 3928 | 0.00012681 |  |  |  |  | c_DK1_Central | 3928 | 5.8991e-05
|  |  |  | c_DK1 | 3929 | 0.0001309 |  |  |  |  | c_DK1_Central | 3929 | 6.4324e-05
|  |  |  | c_DK1 | 3930 | 0.00012628 |  |  |  |  | c_DK1_Central | 3930 | 6.6157e-05
|  |  |  | c_DK1 | 3931 | 0.00011951 |  |  |  |  | c_DK1_Central | 3931 | 7.1323e-05
|  |  |  | c_DK1 | 3932 | 0.0001128 |  |  |  |  | c_DK1_Central | 3932 | 7.4989e-05
|  |  |  | c_DK1 | 3933 | 0.00010857 |  |  |  |  | c_DK1_Central | 3933 | 6.899e-05
|  |  |  | c_DK1 | 3934 | 0.00010575 |  |  |  |  | c_DK1_Central | 3934 | 5.5825e-05
|  |  |  | c_DK1 | 3935 | 0.00010147 |  |  |  |  | c_DK1_Central | 3935 | 3.7328e-05
|  |  |  | c_DK1 | 3936 | 9.2028e-05 |  |  |  |  | c_DK1_Central | 3936 | 2.8496e-05
|  |  |  | c_DK1 | 3937 | 8.7406e-05 |  |  |  |  | c_DK1_Central | 3937 | 3.1162e-05
|  |  |  | c_DK1 | 3938 | 8.7844e-05 |  |  |  |  | c_DK1_Central | 3938 | 3.0496e-05
|  |  |  | c_DK1 | 3939 | 8.9255e-05 |  |  |  |  | c_DK1_Central | 3939 | 3.3328e-05
|  |  |  | c_DK1 | 3940 | 8.9693e-05 |  |  |  |  | c_DK1_Central | 3940 | 5.0826e-05
|  |  |  | c_DK1 | 3941 | 9.5287e-05 |  |  |  |  | c_DK1_Central | 3941 | 8.9487e-05
|  |  |  | c_DK1 | 3942 | 0.00010682 |  |  |  |  | c_DK1_Central | 3942 | 0.00010682
|  |  |  | c_DK1 | 3943 | 0.00012506 |  |  |  |  | c_DK1_Central | 3943 | 0.00010765
|  |  |  | c_DK1 | 3944 | 0.00013231 |  |  |  |  | c_DK1_Central | 3944 | 8.8487e-05
|  |  |  | c_DK1 | 3945 | 0.00013352 |  |  |  |  | c_DK1_Central | 3945 | 8.4987e-05
|  |  |  | c_DK1 | 3946 | 0.00013712 |  |  |  |  | c_DK1_Central | 3946 | 7.8155e-05
|  |  |  | c_DK1 | 3947 | 0.00013421 |  |  |  |  | c_DK1_Central | 3947 | 7.4489e-05
|  |  |  | c_DK1 | 3948 | 0.00013027 |  |  |  |  | c_DK1_Central | 3948 | 7.2656e-05
|  |  |  | c_DK1 | 3949 | 0.00012705 |  |  |  |  | c_DK1_Central | 3949 | 6.3324e-05
|  |  |  | c_DK1 | 3950 | 0.00012204 |  |  |  |  | c_DK1_Central | 3950 | 5.9658e-05
|  |  |  | c_DK1 | 3951 | 0.00011747 |  |  |  |  | c_DK1_Central | 3951 | 5.5325e-05
|  |  |  | c_DK1 | 3952 | 0.00011747 |  |  |  |  | c_DK1_Central | 3952 | 5.6158e-05
|  |  |  | c_DK1 | 3953 | 0.00012229 |  |  |  |  | c_DK1_Central | 3953 | 6.2158e-05
|  |  |  | c_DK1 | 3954 | 0.00011796 |  |  |  |  | c_DK1_Central | 3954 | 6.4657e-05
|  |  |  | c_DK1 | 3955 | 0.00010944 |  |  |  |  | c_DK1_Central | 3955 | 7.049e-05
|  |  |  | c_DK1 | 3956 | 0.00010292 |  |  |  |  | c_DK1_Central | 3956 | 7.2989e-05
|  |  |  | c_DK1 | 3957 | 9.8206e-05 |  |  |  |  | c_DK1_Central | 3957 | 6.7823e-05
|  |  |  | c_DK1 | 3958 | 9.519e-05 |  |  |  |  | c_DK1_Central | 3958 | 5.3992e-05
|  |  |  | c_DK1 | 3959 | 9.0909e-05 |  |  |  |  | c_DK1_Central | 3959 | 3.5995e-05
|  |  |  | c_DK1 | 3960 | 8.1131e-05 |  |  |  |  | c_DK1_Central | 3960 | 3.0662e-05
|  |  |  | c_DK1 | 3961 | 7.5633e-05 |  |  |  |  | c_DK1_Central | 3961 | 3.1162e-05
|  |  |  | c_DK1 | 3962 | 7.3882e-05 |  |  |  |  | c_DK1_Central | 3962 | 2.7996e-05
|  |  |  | c_DK1 | 3963 | 7.3347e-05 |  |  |  |  | c_DK1_Central | 3963 | 3.2662e-05
|  |  |  | c_DK1 | 3964 | 7.2423e-05 |  |  |  |  | c_DK1_Central | 3964 | 4.9659e-05
|  |  |  | c_DK1 | 3965 | 7.4174e-05 |  |  |  |  | c_DK1_Central | 3965 | 8.1488e-05
|  |  |  | c_DK1 | 3966 | 8.0401e-05 |  |  |  |  | c_DK1_Central | 3966 | 0.00010465
|  |  |  | c_DK1 | 3967 | 8.9644e-05 |  |  |  |  | c_DK1_Central | 3967 | 0.00010448
|  |  |  | c_DK1 | 3968 | 9.9033e-05 |  |  |  |  | c_DK1_Central | 3968 | 8.5321e-05
|  |  |  | c_DK1 | 3969 | 0.00010453 |  |  |  |  | c_DK1_Central | 3969 | 8.0988e-05
|  |  |  | c_DK1 | 3970 | 0.0001073 |  |  |  |  | c_DK1_Central | 3970 | 7.8322e-05
|  |  |  | c_DK1 | 3971 | 0.00010652 |  |  |  |  | c_DK1_Central | 3971 | 7.1323e-05
|  |  |  | c_DK1 | 3972 | 0.00010404 |  |  |  |  | c_DK1_Central | 3972 | 6.9656e-05
|  |  |  | c_DK1 | 3973 | 0.00010273 |  |  |  |  | c_DK1_Central | 3973 | 5.9991e-05
|  |  |  | c_DK1 | 3974 | 0.00010122 |  |  |  |  | c_DK1_Central | 3974 | 6.3657e-05
|  |  |  | c_DK1 | 3975 | 0.00010035 |  |  |  |  | c_DK1_Central | 3975 | 5.8158e-05
|  |  |  | c_DK1 | 3976 | 0.00010215 |  |  |  |  | c_DK1_Central | 3976 | 5.8991e-05
|  |  |  | c_DK1 | 3977 | 0.00011037 |  |  |  |  | c_DK1_Central | 3977 | 6.0991e-05
|  |  |  | c_DK1 | 3978 | 0.00011129 |  |  |  |  | c_DK1_Central | 3978 | 6.2657e-05
|  |  |  | c_DK1 | 3979 | 0.00010351 |  |  |  |  | c_DK1_Central | 3979 | 6.6324e-05
|  |  |  | c_DK1 | 3980 | 9.7428e-05 |  |  |  |  | c_DK1_Central | 3980 | 6.8657e-05
|  |  |  | c_DK1 | 3981 | 9.2904e-05 |  |  |  |  | c_DK1_Central | 3981 | 6.5657e-05
|  |  |  | c_DK1 | 3982 | 8.906e-05 |  |  |  |  | c_DK1_Central | 3982 | 5.2159e-05
|  |  |  | c_DK1 | 3983 | 8.4682e-05 |  |  |  |  | c_DK1_Central | 3983 | 3.4662e-05
|  |  |  | c_DK1 | 3984 | 7.9769e-05 |  |  |  |  | c_DK1_Central | 3984 | 2.9496e-05
|  |  |  | c_DK1 | 3985 | 7.5196e-05 |  |  |  |  | c_DK1_Central | 3985 | 3.3495e-05
|  |  |  | c_DK1 | 3986 | 7.4077e-05 |  |  |  |  | c_DK1_Central | 3986 | 3.4828e-05
|  |  |  | c_DK1 | 3987 | 7.3396e-05 |  |  |  |  | c_DK1_Central | 3987 | 4.3327e-05
|  |  |  | c_DK1 | 3988 | 7.2277e-05 |  |  |  |  | c_DK1_Central | 3988 | 6.3157e-05
|  |  |  | c_DK1 | 3989 | 7.2228e-05 |  |  |  |  | c_DK1_Central | 3989 | 9.5486e-05
|  |  |  | c_DK1 | 3990 | 7.5293e-05 |  |  |  |  | c_DK1_Central | 3990 | 9.9319e-05
|  |  |  | c_DK1 | 3991 | 8.3368e-05 |  |  |  |  | c_DK1_Central | 3991 | 0.00010149
|  |  |  | c_DK1 | 3992 | 9.2125e-05 |  |  |  |  | c_DK1_Central | 3992 | 8.0322e-05
|  |  |  | c_DK1 | 3993 | 9.699e-05 |  |  |  |  | c_DK1_Central | 3993 | 7.6989e-05
|  |  |  | c_DK1 | 3994 | 9.9763e-05 |  |  |  |  | c_DK1_Central | 3994 | 7.2656e-05
|  |  |  | c_DK1 | 3995 | 0.00010132 |  |  |  |  | c_DK1_Central | 3995 | 6.9156e-05
|  |  |  | c_DK1 | 3996 | 9.8206e-05 |  |  |  |  | c_DK1_Central | 3996 | 6.749e-05
|  |  |  | c_DK1 | 3997 | 9.6017e-05 |  |  |  |  | c_DK1_Central | 3997 | 5.9825e-05
|  |  |  | c_DK1 | 3998 | 9.7476e-05 |  |  |  |  | c_DK1_Central | 3998 | 5.8158e-05
|  |  |  | c_DK1 | 3999 | 9.5822e-05 |  |  |  |  | c_DK1_Central | 3999 | 5.3992e-05
|  |  |  | c_DK1 | 4000 | 9.7817e-05 |  |  |  |  | c_DK1_Central | 4000 | 5.6158e-05
|  |  |  | c_DK1 | 4001 | 0.00010618 |  |  |  |  | c_DK1_Central | 4001 | 6.1824e-05
|  |  |  | c_DK1 | 4002 | 0.00010628 |  |  |  |  | c_DK1_Central | 4002 | 6.4324e-05
|  |  |  | c_DK1 | 4003 | 0.00010312 |  |  |  |  | c_DK1_Central | 4003 | 6.8157e-05
|  |  |  | c_DK1 | 4004 | 9.8595e-05 |  |  |  |  | c_DK1_Central | 4004 | 7.1656e-05
|  |  |  | c_DK1 | 4005 | 9.3828e-05 |  |  |  |  | c_DK1_Central | 4005 | 6.899e-05
|  |  |  | c_DK1 | 4006 | 8.9985e-05 |  |  |  |  | c_DK1_Central | 4006 | 5.4492e-05
|  |  |  | c_DK1 | 4007 | 8.6531e-05 |  |  |  |  | c_DK1_Central | 4007 | 3.7828e-05
|  |  |  | c_DK1 | 4008 | 8.5704e-05 |  |  |  |  | c_DK1_Central | 4008 | 2.8496e-05
|  |  |  | c_DK1 | 4009 | 8.3271e-05 |  |  |  |  | c_DK1_Central | 4009 | 3.2162e-05
|  |  |  | c_DK1 | 4010 | 8.3758e-05 |  |  |  |  | c_DK1_Central | 4010 | 3.1495e-05
|  |  |  | c_DK1 | 4011 | 8.4536e-05 |  |  |  |  | c_DK1_Central | 4011 | 3.4495e-05
|  |  |  | c_DK1 | 4012 | 8.439e-05 |  |  |  |  | c_DK1_Central | 4012 | 5.2992e-05
|  |  |  | c_DK1 | 4013 | 9.0228e-05 |  |  |  |  | c_DK1_Central | 4013 | 9.282e-05
|  |  |  | c_DK1 | 4014 | 0.00010618 |  |  |  |  | c_DK1_Central | 4014 | 0.00011032
|  |  |  | c_DK1 | 4015 | 0.00012457 |  |  |  |  | c_DK1_Central | 4015 | 0.00010848
|  |  |  | c_DK1 | 4016 | 0.00013211 |  |  |  |  | c_DK1_Central | 4016 | 8.6321e-05
|  |  |  | c_DK1 | 4017 | 0.00013343 |  |  |  |  | c_DK1_Central | 4017 | 8.2821e-05
|  |  |  | c_DK1 | 4018 | 0.00013625 |  |  |  |  | c_DK1_Central | 4018 | 7.7322e-05
|  |  |  | c_DK1 | 4019 | 0.00013615 |  |  |  |  | c_DK1_Central | 4019 | 7.4489e-05
|  |  |  | c_DK1 | 4020 | 0.00013581 |  |  |  |  | c_DK1_Central | 4020 | 7.2323e-05
|  |  |  | c_DK1 | 4021 | 0.00014267 |  |  |  |  | c_DK1_Central | 4021 | 6.1991e-05
|  |  |  | c_DK1 | 4022 | 0.00014209 |  |  |  |  | c_DK1_Central | 4022 | 6.0658e-05
|  |  |  | c_DK1 | 4023 | 0.00013474 |  |  |  |  | c_DK1_Central | 4023 | 5.6158e-05
|  |  |  | c_DK1 | 4024 | 0.00012919 |  |  |  |  | c_DK1_Central | 4024 | 5.7658e-05
|  |  |  | c_DK1 | 4025 | 0.00013124 |  |  |  |  | c_DK1_Central | 4025 | 6.3157e-05
|  |  |  | c_DK1 | 4026 | 0.00012618 |  |  |  |  | c_DK1_Central | 4026 | 6.4657e-05
|  |  |  | c_DK1 | 4027 | 0.00011966 |  |  |  |  | c_DK1_Central | 4027 | 6.9823e-05
|  |  |  | c_DK1 | 4028 | 0.00011324 |  |  |  |  | c_DK1_Central | 4028 | 7.3822e-05
|  |  |  | c_DK1 | 4029 | 0.00010725 |  |  |  |  | c_DK1_Central | 4029 | 6.799e-05
|  |  |  | c_DK1 | 4030 | 0.00010307 |  |  |  |  | c_DK1_Central | 4030 | 5.4992e-05
|  |  |  | c_DK1 | 4031 | 9.7866e-05 |  |  |  |  | c_DK1_Central | 4031 | 3.6995e-05
|  |  |  | c_DK1 | 4032 | 9.0179e-05 |  |  |  |  | c_DK1_Central | 4032 | 2.6329e-05
|  |  |  | c_DK1 | 4033 | 8.5363e-05 |  |  |  |  | c_DK1_Central | 4033 | 2.9829e-05
|  |  |  | c_DK1 | 4034 | 8.3855e-05 |  |  |  |  | c_DK1_Central | 4034 | 2.9829e-05
|  |  |  | c_DK1 | 4035 | 8.3563e-05 |  |  |  |  | c_DK1_Central | 4035 | 3.2662e-05
|  |  |  | c_DK1 | 4036 | 8.405e-05 |  |  |  |  | c_DK1_Central | 4036 | 4.9993e-05
|  |  |  | c_DK1 | 4037 | 9.0228e-05 |  |  |  |  | c_DK1_Central | 4037 | 8.932e-05
|  |  |  | c_DK1 | 4038 | 0.00010536 |  |  |  |  | c_DK1_Central | 4038 | 0.00010582
|  |  |  | c_DK1 | 4039 | 0.00012409 |  |  |  |  | c_DK1_Central | 4039 | 0.00010432
|  |  |  | c_DK1 | 4040 | 0.00012992 |  |  |  |  | c_DK1_Central | 4040 | 8.4154e-05
|  |  |  | c_DK1 | 4041 | 0.00013211 |  |  |  |  | c_DK1_Central | 4041 | 8.1155e-05
|  |  |  | c_DK1 | 4042 | 0.00013625 |  |  |  |  | c_DK1_Central | 4042 | 7.5822e-05
|  |  |  | c_DK1 | 4043 | 0.00013732 |  |  |  |  | c_DK1_Central | 4043 | 7.2656e-05
|  |  |  | c_DK1 | 4044 | 0.00013387 |  |  |  |  | c_DK1_Central | 4044 | 7.049e-05
|  |  |  | c_DK1 | 4045 | 0.00013674 |  |  |  |  | c_DK1_Central | 4045 | 6.0324e-05
|  |  |  | c_DK1 | 4046 | 0.00013284 |  |  |  |  | c_DK1_Central | 4046 | 5.7825e-05
|  |  |  | c_DK1 | 4047 | 0.00012861 |  |  |  |  | c_DK1_Central | 4047 | 5.3659e-05
|  |  |  | c_DK1 | 4048 | 0.00012589 |  |  |  |  | c_DK1_Central | 4048 | 5.4492e-05
|  |  |  | c_DK1 | 4049 | 0.00012876 |  |  |  |  | c_DK1_Central | 4049 | 5.9658e-05
|  |  |  | c_DK1 | 4050 | 0.00012311 |  |  |  |  | c_DK1_Central | 4050 | 6.1324e-05
|  |  |  | c_DK1 | 4051 | 0.00011577 |  |  |  |  | c_DK1_Central | 4051 | 6.5824e-05
|  |  |  | c_DK1 | 4052 | 0.00011022 |  |  |  |  | c_DK1_Central | 4052 | 6.9156e-05
|  |  |  | c_DK1 | 4053 | 0.00010502 |  |  |  |  | c_DK1_Central | 4053 | 6.3824e-05
|  |  |  | c_DK1 | 4054 | 0.00010117 |  |  |  |  | c_DK1_Central | 4054 | 5.1659e-05
|  |  |  | c_DK1 | 4055 | 9.6406e-05 |  |  |  |  | c_DK1_Central | 4055 | 3.4328e-05
|  |  |  | c_DK1 | 4056 | 9.1639e-05 |  |  |  |  | c_DK1_Central | 4056 | 2.583e-05
|  |  |  | c_DK1 | 4057 | 8.906e-05 |  |  |  |  | c_DK1_Central | 4057 | 2.9162e-05
|  |  |  | c_DK1 | 4058 | 8.7795e-05 |  |  |  |  | c_DK1_Central | 4058 | 2.9162e-05
|  |  |  | c_DK1 | 4059 | 8.799e-05 |  |  |  |  | c_DK1_Central | 4059 | 3.1329e-05
|  |  |  | c_DK1 | 4060 | 8.8817e-05 |  |  |  |  | c_DK1_Central | 4060 | 4.9159e-05
|  |  |  | c_DK1 | 4061 | 9.3244e-05 |  |  |  |  | c_DK1_Central | 4061 | 8.732e-05
|  |  |  | c_DK1 | 4062 | 0.00010696 |  |  |  |  | c_DK1_Central | 4062 | 0.00010348
|  |  |  | c_DK1 | 4063 | 0.00012394 |  |  |  |  | c_DK1_Central | 4063 | 0.00010198
|  |  |  | c_DK1 | 4064 | 0.00013061 |  |  |  |  | c_DK1_Central | 4064 | 8.2155e-05
|  |  |  | c_DK1 | 4065 | 0.00013134 |  |  |  |  | c_DK1_Central | 4065 | 7.9155e-05
|  |  |  | c_DK1 | 4066 | 0.00013416 |  |  |  |  | c_DK1_Central | 4066 | 7.3822e-05
|  |  |  | c_DK1 | 4067 | 0.00013683 |  |  |  |  | c_DK1_Central | 4067 | 7.1156e-05
|  |  |  | c_DK1 | 4068 | 0.0001344 |  |  |  |  | c_DK1_Central | 4068 | 6.899e-05
|  |  |  | c_DK1 | 4069 | 0.0001362 |  |  |  |  | c_DK1_Central | 4069 | 5.8825e-05
|  |  |  | c_DK1 | 4070 | 0.00013318 |  |  |  |  | c_DK1_Central | 4070 | 5.6658e-05
|  |  |  | c_DK1 | 4071 | 0.00012919 |  |  |  |  | c_DK1_Central | 4071 | 5.2159e-05
|  |  |  | c_DK1 | 4072 | 0.00012584 |  |  |  |  | c_DK1_Central | 4072 | 5.2826e-05
|  |  |  | c_DK1 | 4073 | 0.00012958 |  |  |  |  | c_DK1_Central | 4073 | 5.8158e-05
|  |  |  | c_DK1 | 4074 | 0.00012375 |  |  |  |  | c_DK1_Central | 4074 | 5.9825e-05
|  |  |  | c_DK1 | 4075 | 0.00011674 |  |  |  |  | c_DK1_Central | 4075 | 6.4491e-05
|  |  |  | c_DK1 | 4076 | 0.00011611 |  |  |  |  | c_DK1_Central | 4076 | 6.7657e-05
|  |  |  | c_DK1 | 4077 | 0.00010905 |  |  |  |  | c_DK1_Central | 4077 | 6.2158e-05
|  |  |  | c_DK1 | 4078 | 0.00010565 |  |  |  |  | c_DK1_Central | 4078 | 5.0326e-05
|  |  |  | c_DK1 | 4079 | 0.0001004 |  |  |  |  | c_DK1_Central | 4079 | 3.3495e-05
|  |  |  | c_DK1 | 4080 | 9.3195e-05 |  |  |  |  | c_DK1_Central | 4080 | 2.6496e-05
|  |  |  | c_DK1 | 4081 | 8.9206e-05 |  |  |  |  | c_DK1_Central | 4081 | 2.9996e-05
|  |  |  | c_DK1 | 4082 | 8.6871e-05 |  |  |  |  | c_DK1_Central | 4082 | 2.9829e-05
|  |  |  | c_DK1 | 4083 | 8.4098e-05 |  |  |  |  | c_DK1_Central | 4083 | 3.2662e-05
|  |  |  | c_DK1 | 4084 | 8.4293e-05 |  |  |  |  | c_DK1_Central | 4084 | 5.0326e-05
|  |  |  | c_DK1 | 4085 | 9.1882e-05 |  |  |  |  | c_DK1_Central | 4085 | 8.9487e-05
|  |  |  | c_DK1 | 4086 | 0.00010764 |  |  |  |  | c_DK1_Central | 4086 | 0.00010632
|  |  |  | c_DK1 | 4087 | 0.00012681 |  |  |  |  | c_DK1_Central | 4087 | 0.00010465
|  |  |  | c_DK1 | 4088 | 0.00013396 |  |  |  |  | c_DK1_Central | 4088 | 8.4488e-05
|  |  |  | c_DK1 | 4089 | 0.00013567 |  |  |  |  | c_DK1_Central | 4089 | 8.1155e-05
|  |  |  | c_DK1 | 4090 | 0.00014082 |  |  |  |  | c_DK1_Central | 4090 | 7.5822e-05
|  |  |  | c_DK1 | 4091 | 0.00014087 |  |  |  |  | c_DK1_Central | 4091 | 7.2823e-05
|  |  |  | c_DK1 | 4092 | 0.00013756 |  |  |  |  | c_DK1_Central | 4092 | 7.0656e-05
|  |  |  | c_DK1 | 4093 | 0.00013742 |  |  |  |  | c_DK1_Central | 4093 | 6.0491e-05
|  |  |  | c_DK1 | 4094 | 0.00013221 |  |  |  |  | c_DK1_Central | 4094 | 5.7991e-05
|  |  |  | c_DK1 | 4095 | 0.00012837 |  |  |  |  | c_DK1_Central | 4095 | 5.3492e-05
|  |  |  | c_DK1 | 4096 | 0.00012769 |  |  |  |  | c_DK1_Central | 4096 | 5.4492e-05
|  |  |  | c_DK1 | 4097 | 0.00013236 |  |  |  |  | c_DK1_Central | 4097 | 5.9658e-05
|  |  |  | c_DK1 | 4098 | 0.00012774 |  |  |  |  | c_DK1_Central | 4098 | 6.1658e-05
|  |  |  | c_DK1 | 4099 | 0.00012097 |  |  |  |  | c_DK1_Central | 4099 | 6.6157e-05
|  |  |  | c_DK1 | 4100 | 0.00011343 |  |  |  |  | c_DK1_Central | 4100 | 6.9656e-05
|  |  |  | c_DK1 | 4101 | 0.00010896 |  |  |  |  | c_DK1_Central | 4101 | 6.4157e-05
|  |  |  | c_DK1 | 4102 | 0.0001056 |  |  |  |  | c_DK1_Central | 4102 | 5.1826e-05
|  |  |  | c_DK1 | 4103 | 0.00010064 |  |  |  |  | c_DK1_Central | 4103 | 3.4662e-05
|  |  |  | c_DK1 | 4104 | 9.5482e-05 |  |  |  |  | c_DK1_Central | 4104 | 2.9496e-05
|  |  |  | c_DK1 | 4105 | 9.2028e-05 |  |  |  |  | c_DK1_Central | 4105 | 3.2495e-05
|  |  |  | c_DK1 | 4106 | 9.159e-05 |  |  |  |  | c_DK1_Central | 4106 | 3.1662e-05
|  |  |  | c_DK1 | 4107 | 9.2368e-05 |  |  |  |  | c_DK1_Central | 4107 | 3.4495e-05
|  |  |  | c_DK1 | 4108 | 9.052e-05 |  |  |  |  | c_DK1_Central | 4108 | 5.2492e-05
|  |  |  | c_DK1 | 4109 | 9.3974e-05 |  |  |  |  | c_DK1_Central | 4109 | 9.2153e-05
|  |  |  | c_DK1 | 4110 | 0.00010862 |  |  |  |  | c_DK1_Central | 4110 | 0.00011015
|  |  |  | c_DK1 | 4111 | 0.00012438 |  |  |  |  | c_DK1_Central | 4111 | 0.00011065
|  |  |  | c_DK1 | 4112 | 0.00013202 |  |  |  |  | c_DK1_Central | 4112 | 9.1153e-05
|  |  |  | c_DK1 | 4113 | 0.00013284 |  |  |  |  | c_DK1_Central | 4113 | 8.7654e-05
|  |  |  | c_DK1 | 4114 | 0.00013669 |  |  |  |  | c_DK1_Central | 4114 | 8.0322e-05
|  |  |  | c_DK1 | 4115 | 0.00013581 |  |  |  |  | c_DK1_Central | 4115 | 7.6989e-05
|  |  |  | c_DK1 | 4116 | 0.0001325 |  |  |  |  | c_DK1_Central | 4116 | 7.4489e-05
|  |  |  | c_DK1 | 4117 | 0.00012944 |  |  |  |  | c_DK1_Central | 4117 | 6.549e-05
|  |  |  | c_DK1 | 4118 | 0.00012477 |  |  |  |  | c_DK1_Central | 4118 | 6.1824e-05
|  |  |  | c_DK1 | 4119 | 0.0001201 |  |  |  |  | c_DK1_Central | 4119 | 5.7492e-05
|  |  |  | c_DK1 | 4120 | 0.00011937 |  |  |  |  | c_DK1_Central | 4120 | 5.8325e-05
|  |  |  | c_DK1 | 4121 | 0.00011932 |  |  |  |  | c_DK1_Central | 4121 | 6.4657e-05
|  |  |  | c_DK1 | 4122 | 0.00011679 |  |  |  |  | c_DK1_Central | 4122 | 6.7157e-05
|  |  |  | c_DK1 | 4123 | 0.00010998 |  |  |  |  | c_DK1_Central | 4123 | 7.2989e-05
|  |  |  | c_DK1 | 4124 | 0.00010424 |  |  |  |  | c_DK1_Central | 4124 | 7.5322e-05
|  |  |  | c_DK1 | 4125 | 0.00010044 |  |  |  |  | c_DK1_Central | 4125 | 7.0323e-05
|  |  |  | c_DK1 | 4126 | 9.7087e-05 |  |  |  |  | c_DK1_Central | 4126 | 5.5658e-05
|  |  |  | c_DK1 | 4127 | 9.1931e-05 |  |  |  |  | c_DK1_Central | 4127 | 3.7161e-05
|  |  |  | c_DK1 | 4128 | 8.872e-05 |  |  |  |  | c_DK1_Central | 4128 | 3.4328e-05
|  |  |  | c_DK1 | 4129 | 8.3563e-05 |  |  |  |  | c_DK1_Central | 4129 | 3.5161e-05
|  |  |  | c_DK1 | 4130 | 8.0936e-05 |  |  |  |  | c_DK1_Central | 4130 | 3.1995e-05
|  |  |  | c_DK1 | 4131 | 8.0547e-05 |  |  |  |  | c_DK1_Central | 4131 | 3.6661e-05
|  |  |  | c_DK1 | 4132 | 8.006e-05 |  |  |  |  | c_DK1_Central | 4132 | 5.5159e-05
|  |  |  | c_DK1 | 4133 | 7.8455e-05 |  |  |  |  | c_DK1_Central | 4133 | 8.982e-05
|  |  |  | c_DK1 | 4134 | 8.1374e-05 |  |  |  |  | c_DK1_Central | 4134 | 0.00011465
|  |  |  | c_DK1 | 4135 | 9.0179e-05 |  |  |  |  | c_DK1_Central | 4135 | 0.00011415
|  |  |  | c_DK1 | 4136 | 0.00010005 |  |  |  |  | c_DK1_Central | 4136 | 9.4486e-05
|  |  |  | c_DK1 | 4137 | 0.00010643 |  |  |  |  | c_DK1_Central | 4137 | 8.932e-05
|  |  |  | c_DK1 | 4138 | 0.0001073 |  |  |  |  | c_DK1_Central | 4138 | 8.5987e-05
|  |  |  | c_DK1 | 4139 | 0.00010507 |  |  |  |  | c_DK1_Central | 4139 | 7.8655e-05
|  |  |  | c_DK1 | 4140 | 0.00010322 |  |  |  |  | c_DK1_Central | 4140 | 7.6489e-05
|  |  |  | c_DK1 | 4141 | 0.00010132 |  |  |  |  | c_DK1_Central | 4141 | 6.6657e-05
|  |  |  | c_DK1 | 4142 | 9.8984e-05 |  |  |  |  | c_DK1_Central | 4142 | 7.0323e-05
|  |  |  | c_DK1 | 4143 | 9.7817e-05 |  |  |  |  | c_DK1_Central | 4143 | 6.499e-05
|  |  |  | c_DK1 | 4144 | 9.8255e-05 |  |  |  |  | c_DK1_Central | 4144 | 6.599e-05
|  |  |  | c_DK1 | 4145 | 0.00010453 |  |  |  |  | c_DK1_Central | 4145 | 6.8323e-05
|  |  |  | c_DK1 | 4146 | 0.0001021 |  |  |  |  | c_DK1_Central | 4146 | 7.1156e-05
|  |  |  | c_DK1 | 4147 | 9.806e-05 |  |  |  |  | c_DK1_Central | 4147 | 7.4989e-05
|  |  |  | c_DK1 | 4148 | 9.446e-05 |  |  |  |  | c_DK1_Central | 4148 | 7.7155e-05
|  |  |  | c_DK1 | 4149 | 9.0374e-05 |  |  |  |  | c_DK1_Central | 4149 | 7.3489e-05
|  |  |  | c_DK1 | 4150 | 8.6774e-05 |  |  |  |  | c_DK1_Central | 4150 | 5.8158e-05
|  |  |  | c_DK1 | 4151 | 8.2152e-05 |  |  |  |  | c_DK1_Central | 4151 | 3.9161e-05
|  |  |  | c_DK1 | 4152 | 8.1909e-05 |  |  |  |  | c_DK1_Central | 4152 | 3.2162e-05
|  |  |  | c_DK1 | 4153 | 7.9574e-05 |  |  |  |  | c_DK1_Central | 4153 | 3.6328e-05
|  |  |  | c_DK1 | 4154 | 7.6509e-05 |  |  |  |  | c_DK1_Central | 4154 | 3.7661e-05
|  |  |  | c_DK1 | 4155 | 7.5098e-05 |  |  |  |  | c_DK1_Central | 4155 | 4.6327e-05
|  |  |  | c_DK1 | 4156 | 7.3688e-05 |  |  |  |  | c_DK1_Central | 4156 | 6.7823e-05
|  |  |  | c_DK1 | 4157 | 7.1401e-05 |  |  |  |  | c_DK1_Central | 4157 | 0.00010215
|  |  |  | c_DK1 | 4158 | 7.4855e-05 |  |  |  |  | c_DK1_Central | 4158 | 0.00010698
|  |  |  | c_DK1 | 4159 | 8.1714e-05 |  |  |  |  | c_DK1_Central | 4159 | 0.00010915
|  |  |  | c_DK1 | 4160 | 9.1833e-05 |  |  |  |  | c_DK1_Central | 4160 | 8.7654e-05
|  |  |  | c_DK1 | 4161 | 9.9325e-05 |  |  |  |  | c_DK1_Central | 4161 | 8.3154e-05
|  |  |  | c_DK1 | 4162 | 0.00010215 |  |  |  |  | c_DK1_Central | 4162 | 7.8655e-05
|  |  |  | c_DK1 | 4163 | 0.00010181 |  |  |  |  | c_DK1_Central | 4163 | 7.4822e-05
|  |  |  | c_DK1 | 4164 | 9.9763e-05 |  |  |  |  | c_DK1_Central | 4164 | 7.2989e-05
|  |  |  | c_DK1 | 4165 | 9.9812e-05 |  |  |  |  | c_DK1_Central | 4165 | 6.5157e-05
|  |  |  | c_DK1 | 4166 | 9.7768e-05 |  |  |  |  | c_DK1_Central | 4166 | 6.3324e-05
|  |  |  | c_DK1 | 4167 | 9.806e-05 |  |  |  |  | c_DK1_Central | 4167 | 5.9491e-05
|  |  |  | c_DK1 | 4168 | 9.9082e-05 |  |  |  |  | c_DK1_Central | 4168 | 6.2158e-05
|  |  |  | c_DK1 | 4169 | 0.00010638 |  |  |  |  | c_DK1_Central | 4169 | 6.749e-05
|  |  |  | c_DK1 | 4170 | 0.00010487 |  |  |  |  | c_DK1_Central | 4170 | 7.0823e-05
|  |  |  | c_DK1 | 4171 | 9.7671e-05 |  |  |  |  | c_DK1_Central | 4171 | 7.5156e-05
|  |  |  | c_DK1 | 4172 | 9.339e-05 |  |  |  |  | c_DK1_Central | 4172 | 7.8322e-05
|  |  |  | c_DK1 | 4173 | 8.9304e-05 |  |  |  |  | c_DK1_Central | 4173 | 7.5156e-05
|  |  |  | c_DK1 | 4174 | 8.6677e-05 |  |  |  |  | c_DK1_Central | 4174 | 5.9325e-05
|  |  |  | c_DK1 | 4175 | 8.3952e-05 |  |  |  |  | c_DK1_Central | 4175 | 4.1161e-05
|  |  |  | c_DK1 | 4176 | 8.9401e-05 |  |  |  |  | c_DK1_Central | 4176 | 2.8996e-05
|  |  |  | c_DK1 | 4177 | 8.7552e-05 |  |  |  |  | c_DK1_Central | 4177 | 3.2662e-05
|  |  |  | c_DK1 | 4178 | 8.6628e-05 |  |  |  |  | c_DK1_Central | 4178 | 3.2162e-05
|  |  |  | c_DK1 | 4179 | 8.6531e-05 |  |  |  |  | c_DK1_Central | 4179 | 3.5161e-05
|  |  |  | c_DK1 | 4180 | 8.6239e-05 |  |  |  |  | c_DK1_Central | 4180 | 5.3825e-05
|  |  |  | c_DK1 | 4181 | 9.0325e-05 |  |  |  |  | c_DK1_Central | 4181 | 9.4319e-05
|  |  |  | c_DK1 | 4182 | 0.00010638 |  |  |  |  | c_DK1_Central | 4182 | 0.00011232
|  |  |  | c_DK1 | 4183 | 0.00012574 |  |  |  |  | c_DK1_Central | 4183 | 0.00011065
|  |  |  | c_DK1 | 4184 | 0.00013382 |  |  |  |  | c_DK1_Central | 4184 | 8.8154e-05
|  |  |  | c_DK1 | 4185 | 0.00013518 |  |  |  |  | c_DK1_Central | 4185 | 8.4987e-05
|  |  |  | c_DK1 | 4186 | 0.00013912 |  |  |  |  | c_DK1_Central | 4186 | 7.8988e-05
|  |  |  | c_DK1 | 4187 | 0.00014179 |  |  |  |  | c_DK1_Central | 4187 | 7.5989e-05
|  |  |  | c_DK1 | 4188 | 0.00013795 |  |  |  |  | c_DK1_Central | 4188 | 7.3822e-05
|  |  |  | c_DK1 | 4189 | 0.00013849 |  |  |  |  | c_DK1_Central | 4189 | 6.3491e-05
|  |  |  | c_DK1 | 4190 | 0.00013255 |  |  |  |  | c_DK1_Central | 4190 | 6.1824e-05
|  |  |  | c_DK1 | 4191 | 0.00012744 |  |  |  |  | c_DK1_Central | 4191 | 5.7325e-05
|  |  |  | c_DK1 | 4192 | 0.00012623 |  |  |  |  | c_DK1_Central | 4192 | 5.8991e-05
|  |  |  | c_DK1 | 4193 | 0.0001327 |  |  |  |  | c_DK1_Central | 4193 | 6.4157e-05
|  |  |  | c_DK1 | 4194 | 0.00012861 |  |  |  |  | c_DK1_Central | 4194 | 6.599e-05
|  |  |  | c_DK1 | 4195 | 0.00012268 |  |  |  |  | c_DK1_Central | 4195 | 7.1323e-05
|  |  |  | c_DK1 | 4196 | 0.00011684 |  |  |  |  | c_DK1_Central | 4196 | 7.5489e-05
|  |  |  | c_DK1 | 4197 | 0.00011032 |  |  |  |  | c_DK1_Central | 4197 | 6.949e-05
|  |  |  | c_DK1 | 4198 | 0.00010531 |  |  |  |  | c_DK1_Central | 4198 | 5.6325e-05
|  |  |  | c_DK1 | 4199 | 9.952e-05 |  |  |  |  | c_DK1_Central | 4199 | 3.7661e-05
|  |  |  | c_DK1 | 4200 | 0.00010001 |  |  |  |  | c_DK1_Central | 4200 | 2.583e-05
|  |  |  | c_DK1 | 4201 | 9.5336e-05 |  |  |  |  | c_DK1_Central | 4201 | 2.9162e-05
|  |  |  | c_DK1 | 4202 | 9.4558e-05 |  |  |  |  | c_DK1_Central | 4202 | 2.8829e-05
|  |  |  | c_DK1 | 4203 | 9.5822e-05 |  |  |  |  | c_DK1_Central | 4203 | 3.1162e-05
|  |  |  | c_DK1 | 4204 | 9.6747e-05 |  |  |  |  | c_DK1_Central | 4204 | 4.8993e-05
|  |  |  | c_DK1 | 4205 | 0.00010059 |  |  |  |  | c_DK1_Central | 4205 | 8.6987e-05
|  |  |  | c_DK1 | 4206 | 0.00011032 |  |  |  |  | c_DK1_Central | 4206 | 0.00010348
|  |  |  | c_DK1 | 4207 | 0.00012798 |  |  |  |  | c_DK1_Central | 4207 | 0.00010182
|  |  |  | c_DK1 | 4208 | 0.00013883 |  |  |  |  | c_DK1_Central | 4208 | 8.1988e-05
|  |  |  | c_DK1 | 4209 | 0.00014048 |  |  |  |  | c_DK1_Central | 4209 | 7.8988e-05
|  |  |  | c_DK1 | 4210 | 0.00014296 |  |  |  |  | c_DK1_Central | 4210 | 7.3822e-05
|  |  |  | c_DK1 | 4211 | 0.00014335 |  |  |  |  | c_DK1_Central | 4211 | 7.099e-05
|  |  |  | c_DK1 | 4212 | 0.00014009 |  |  |  |  | c_DK1_Central | 4212 | 6.8657e-05
|  |  |  | c_DK1 | 4213 | 0.00014092 |  |  |  |  | c_DK1_Central | 4213 | 5.8658e-05
|  |  |  | c_DK1 | 4214 | 0.00013834 |  |  |  |  | c_DK1_Central | 4214 | 5.6492e-05
|  |  |  | c_DK1 | 4215 | 0.00013328 |  |  |  |  | c_DK1_Central | 4215 | 5.1992e-05
|  |  |  | c_DK1 | 4216 | 0.00013143 |  |  |  |  | c_DK1_Central | 4216 | 5.2992e-05
|  |  |  | c_DK1 | 4217 | 0.00013455 |  |  |  |  | c_DK1_Central | 4217 | 5.7991e-05
|  |  |  | c_DK1 | 4218 | 0.00013007 |  |  |  |  | c_DK1_Central | 4218 | 5.9825e-05
|  |  |  | c_DK1 | 4219 | 0.00012667 |  |  |  |  | c_DK1_Central | 4219 | 6.4324e-05
|  |  |  | c_DK1 | 4220 | 0.00012384 |  |  |  |  | c_DK1_Central | 4220 | 6.749e-05
|  |  |  | c_DK1 | 4221 | 0.00012024 |  |  |  |  | c_DK1_Central | 4221 | 6.1824e-05
|  |  |  | c_DK1 | 4222 | 0.00011883 |  |  |  |  | c_DK1_Central | 4222 | 5.0159e-05
|  |  |  | c_DK1 | 4223 | 0.00011387 |  |  |  |  | c_DK1_Central | 4223 | 3.3495e-05
|  |  |  | c_DK1 | 4224 | 0.00010185 |  |  |  |  | c_DK1_Central | 4224 | 2.5496e-05
|  |  |  | c_DK1 | 4225 | 9.6358e-05 |  |  |  |  | c_DK1_Central | 4225 | 2.8829e-05
|  |  |  | c_DK1 | 4226 | 9.5871e-05 |  |  |  |  | c_DK1_Central | 4226 | 2.8329e-05
|  |  |  | c_DK1 | 4227 | 9.5287e-05 |  |  |  |  | c_DK1_Central | 4227 | 3.0662e-05
|  |  |  | c_DK1 | 4228 | 9.4801e-05 |  |  |  |  | c_DK1_Central | 4228 | 4.7993e-05
|  |  |  | c_DK1 | 4229 | 9.9763e-05 |  |  |  |  | c_DK1_Central | 4229 | 8.5821e-05
|  |  |  | c_DK1 | 4230 | 0.00011387 |  |  |  |  | c_DK1_Central | 4230 | 0.00010198
|  |  |  | c_DK1 | 4231 | 0.00012759 |  |  |  |  | c_DK1_Central | 4231 | 0.00010065
|  |  |  | c_DK1 | 4232 | 0.00013917 |  |  |  |  | c_DK1_Central | 4232 | 8.0655e-05
|  |  |  | c_DK1 | 4233 | 0.0001415 |  |  |  |  | c_DK1_Central | 4233 | 7.7989e-05
|  |  |  | c_DK1 | 4234 | 0.00014661 |  |  |  |  | c_DK1_Central | 4234 | 7.2989e-05
|  |  |  | c_DK1 | 4235 | 0.00014578 |  |  |  |  | c_DK1_Central | 4235 | 7.0323e-05
|  |  |  | c_DK1 | 4236 | 0.00014248 |  |  |  |  | c_DK1_Central | 4236 | 6.8323e-05
|  |  |  | c_DK1 | 4237 | 0.00014306 |  |  |  |  | c_DK1_Central | 4237 | 5.7991e-05
|  |  |  | c_DK1 | 4238 | 0.00014053 |  |  |  |  | c_DK1_Central | 4238 | 5.5658e-05
|  |  |  | c_DK1 | 4239 | 0.0001363 |  |  |  |  | c_DK1_Central | 4239 | 5.1326e-05
|  |  |  | c_DK1 | 4240 | 0.00013275 |  |  |  |  | c_DK1_Central | 4240 | 5.1992e-05
|  |  |  | c_DK1 | 4241 | 0.00013834 |  |  |  |  | c_DK1_Central | 4241 | 5.7325e-05
|  |  |  | c_DK1 | 4242 | 0.00013289 |  |  |  |  | c_DK1_Central | 4242 | 5.8658e-05
|  |  |  | c_DK1 | 4243 | 0.00012774 |  |  |  |  | c_DK1_Central | 4243 | 6.3157e-05
|  |  |  | c_DK1 | 4244 | 0.00012073 |  |  |  |  | c_DK1_Central | 4244 | 6.6324e-05
|  |  |  | c_DK1 | 4245 | 0.00011869 |  |  |  |  | c_DK1_Central | 4245 | 6.0824e-05
|  |  |  | c_DK1 | 4246 | 0.00011747 |  |  |  |  | c_DK1_Central | 4246 | 4.9493e-05
|  |  |  | c_DK1 | 4247 | 0.0001127 |  |  |  |  | c_DK1_Central | 4247 | 3.2829e-05
|  |  |  | c_DK1 | 4248 | 9.2417e-05 |  |  |  |  | c_DK1_Central | 4248 | 2.6996e-05
|  |  |  | c_DK1 | 4249 | 8.1228e-05 |  |  |  |  | c_DK1_Central | 4249 | 3.0662e-05
|  |  |  | c_DK1 | 4250 | 7.9574e-05 |  |  |  |  | c_DK1_Central | 4250 | 3.0162e-05
|  |  |  | c_DK1 | 4251 | 8.1569e-05 |  |  |  |  | c_DK1_Central | 4251 | 3.2829e-05
|  |  |  | c_DK1 | 4252 | 8.0498e-05 |  |  |  |  | c_DK1_Central | 4252 | 5.1159e-05
|  |  |  | c_DK1 | 4253 | 8.2006e-05 |  |  |  |  | c_DK1_Central | 4253 | 9.0653e-05
|  |  |  | c_DK1 | 4254 | 9.6212e-05 |  |  |  |  | c_DK1_Central | 4254 | 0.00010748
|  |  |  | c_DK1 | 4255 | 0.0001164 |  |  |  |  | c_DK1_Central | 4255 | 0.00010582
|  |  |  | c_DK1 | 4256 | 0.00012209 |  |  |  |  | c_DK1_Central | 4256 | 8.5487e-05
|  |  |  | c_DK1 | 4257 | 0.00012623 |  |  |  |  | c_DK1_Central | 4257 | 8.2321e-05
|  |  |  | c_DK1 | 4258 | 0.00014175 |  |  |  |  | c_DK1_Central | 4258 | 7.6989e-05
|  |  |  | c_DK1 | 4259 | 0.00014209 |  |  |  |  | c_DK1_Central | 4259 | 7.3656e-05
|  |  |  | c_DK1 | 4260 | 0.00013708 |  |  |  |  | c_DK1_Central | 4260 | 7.1489e-05
|  |  |  | c_DK1 | 4261 | 0.0001381 |  |  |  |  | c_DK1_Central | 4261 | 6.1324e-05
|  |  |  | c_DK1 | 4262 | 0.00013562 |  |  |  |  | c_DK1_Central | 4262 | 5.8991e-05
|  |  |  | c_DK1 | 4263 | 0.00013172 |  |  |  |  | c_DK1_Central | 4263 | 5.4492e-05
|  |  |  | c_DK1 | 4264 | 0.00012915 |  |  |  |  | c_DK1_Central | 4264 | 5.5325e-05
|  |  |  | c_DK1 | 4265 | 0.00013343 |  |  |  |  | c_DK1_Central | 4265 | 6.0324e-05
|  |  |  | c_DK1 | 4266 | 0.00013095 |  |  |  |  | c_DK1_Central | 4266 | 6.2158e-05
|  |  |  | c_DK1 | 4267 | 0.00012487 |  |  |  |  | c_DK1_Central | 4267 | 6.7157e-05
|  |  |  | c_DK1 | 4268 | 0.00011888 |  |  |  |  | c_DK1_Central | 4268 | 7.0656e-05
|  |  |  | c_DK1 | 4269 | 0.00011246 |  |  |  |  | c_DK1_Central | 4269 | 6.4824e-05
|  |  |  | c_DK1 | 4270 | 0.00010555 |  |  |  |  | c_DK1_Central | 4270 | 5.2326e-05
|  |  |  | c_DK1 | 4271 | 9.7525e-05 |  |  |  |  | c_DK1_Central | 4271 | 3.4995e-05
|  |  |  | c_DK1 | 4272 | 0.00010108 |  |  |  |  | c_DK1_Central | 4272 | 2.8163e-05
|  |  |  | c_DK1 | 4273 | 9.6455e-05 |  |  |  |  | c_DK1_Central | 4273 | 3.0995e-05
|  |  |  | c_DK1 | 4274 | 9.5044e-05 |  |  |  |  | c_DK1_Central | 4274 | 3.0496e-05
|  |  |  | c_DK1 | 4275 | 9.4801e-05 |  |  |  |  | c_DK1_Central | 4275 | 3.2662e-05
|  |  |  | c_DK1 | 4276 | 9.5628e-05 |  |  |  |  | c_DK1_Central | 4276 | 5.0493e-05
|  |  |  | c_DK1 | 4277 | 9.7817e-05 |  |  |  |  | c_DK1_Central | 4277 | 8.8987e-05
|  |  |  | c_DK1 | 4278 | 0.00010978 |  |  |  |  | c_DK1_Central | 4278 | 0.00010582
|  |  |  | c_DK1 | 4279 | 0.00012521 |  |  |  |  | c_DK1_Central | 4279 | 0.00010665
|  |  |  | c_DK1 | 4280 | 0.00013377 |  |  |  |  | c_DK1_Central | 4280 | 8.7487e-05
|  |  |  | c_DK1 | 4281 | 0.0001343 |  |  |  |  | c_DK1_Central | 4281 | 8.3988e-05
|  |  |  | c_DK1 | 4282 | 0.00013815 |  |  |  |  | c_DK1_Central | 4282 | 7.7322e-05
|  |  |  | c_DK1 | 4283 | 0.00013781 |  |  |  |  | c_DK1_Central | 4283 | 7.3822e-05
|  |  |  | c_DK1 | 4284 | 0.00013202 |  |  |  |  | c_DK1_Central | 4284 | 7.1823e-05
|  |  |  | c_DK1 | 4285 | 0.00012919 |  |  |  |  | c_DK1_Central | 4285 | 6.2657e-05
|  |  |  | c_DK1 | 4286 | 0.0001235 |  |  |  |  | c_DK1_Central | 4286 | 5.9158e-05
|  |  |  | c_DK1 | 4287 | 0.00011932 |  |  |  |  | c_DK1_Central | 4287 | 5.4659e-05
|  |  |  | c_DK1 | 4288 | 0.00011859 |  |  |  |  | c_DK1_Central | 4288 | 5.5492e-05
|  |  |  | c_DK1 | 4289 | 0.00012161 |  |  |  |  | c_DK1_Central | 4289 | 6.1658e-05
|  |  |  | c_DK1 | 4290 | 0.00012049 |  |  |  |  | c_DK1_Central | 4290 | 6.3991e-05
|  |  |  | c_DK1 | 4291 | 0.00011533 |  |  |  |  | c_DK1_Central | 4291 | 6.949e-05
|  |  |  | c_DK1 | 4292 | 0.00010983 |  |  |  |  | c_DK1_Central | 4292 | 7.1989e-05
|  |  |  | c_DK1 | 4293 | 0.00010599 |  |  |  |  | c_DK1_Central | 4293 | 6.699e-05
|  |  |  | c_DK1 | 4294 | 0.00010317 |  |  |  |  | c_DK1_Central | 4294 | 5.3325e-05
|  |  |  | c_DK1 | 4295 | 9.733e-05 |  |  |  |  | c_DK1_Central | 4295 | 3.5328e-05
|  |  |  | c_DK1 | 4296 | 9.1493e-05 |  |  |  |  | c_DK1_Central | 4296 | 3.0162e-05
|  |  |  | c_DK1 | 4297 | 8.6141e-05 |  |  |  |  | c_DK1_Central | 4297 | 3.0995e-05
|  |  |  | c_DK1 | 4298 | 8.4925e-05 |  |  |  |  | c_DK1_Central | 4298 | 2.7663e-05
|  |  |  | c_DK1 | 4299 | 8.3125e-05 |  |  |  |  | c_DK1_Central | 4299 | 3.2162e-05
|  |  |  | c_DK1 | 4300 | 8.2396e-05 |  |  |  |  | c_DK1_Central | 4300 | 4.8826e-05
|  |  |  | c_DK1 | 4301 | 8.152e-05 |  |  |  |  | c_DK1_Central | 4301 | 8.0155e-05
|  |  |  | c_DK1 | 4302 | 8.5412e-05 |  |  |  |  | c_DK1_Central | 4302 | 0.00010298
|  |  |  | c_DK1 | 4303 | 9.2952e-05 |  |  |  |  | c_DK1_Central | 4303 | 0.00010282
|  |  |  | c_DK1 | 4304 | 0.00010122 |  |  |  |  | c_DK1_Central | 4304 | 8.3821e-05
|  |  |  | c_DK1 | 4305 | 0.00010599 |  |  |  |  | c_DK1_Central | 4305 | 7.9322e-05
|  |  |  | c_DK1 | 4306 | 0.00010896 |  |  |  |  | c_DK1_Central | 4306 | 7.6989e-05
|  |  |  | c_DK1 | 4307 | 0.0001073 |  |  |  |  | c_DK1_Central | 4307 | 7.0156e-05
|  |  |  | c_DK1 | 4308 | 0.00010584 |  |  |  |  | c_DK1_Central | 4308 | 6.8657e-05
|  |  |  | c_DK1 | 4309 | 0.00010414 |  |  |  |  | c_DK1_Central | 4309 | 5.8991e-05
|  |  |  | c_DK1 | 4310 | 0.00010365 |  |  |  |  | c_DK1_Central | 4310 | 6.2824e-05
|  |  |  | c_DK1 | 4311 | 0.00010156 |  |  |  |  | c_DK1_Central | 4311 | 5.7325e-05
|  |  |  | c_DK1 | 4312 | 0.00010161 |  |  |  |  | c_DK1_Central | 4312 | 5.7991e-05
|  |  |  | c_DK1 | 4313 | 0.00010516 |  |  |  |  | c_DK1_Central | 4313 | 6.0158e-05
|  |  |  | c_DK1 | 4314 | 0.00010438 |  |  |  |  | c_DK1_Central | 4314 | 6.1824e-05
|  |  |  | c_DK1 | 4315 | 0.00010098 |  |  |  |  | c_DK1_Central | 4315 | 6.5324e-05
|  |  |  | c_DK1 | 4316 | 9.7574e-05 |  |  |  |  | c_DK1_Central | 4316 | 6.749e-05
|  |  |  | c_DK1 | 4317 | 9.3974e-05 |  |  |  |  | c_DK1_Central | 4317 | 6.4324e-05
|  |  |  | c_DK1 | 4318 | 9.0812e-05 |  |  |  |  | c_DK1_Central | 4318 | 5.1326e-05
|  |  |  | c_DK1 | 4319 | 8.5801e-05 |  |  |  |  | c_DK1_Central | 4319 | 3.4162e-05
|  |  |  | c_DK1 | 4320 | 8.8087e-05 |  |  |  |  | c_DK1_Central | 4320 | 2.7163e-05
|  |  |  | c_DK1 | 4321 | 8.3368e-05 |  |  |  |  | c_DK1_Central | 4321 | 3.1162e-05
|  |  |  | c_DK1 | 4322 | 8.0985e-05 |  |  |  |  | c_DK1_Central | 4322 | 3.2829e-05
|  |  |  | c_DK1 | 4323 | 7.9963e-05 |  |  |  |  | c_DK1_Central | 4323 | 4.0827e-05
|  |  |  | c_DK1 | 4324 | 8.0255e-05 |  |  |  |  | c_DK1_Central | 4324 | 5.8991e-05
|  |  |  | c_DK1 | 4325 | 7.8601e-05 |  |  |  |  | c_DK1_Central | 4325 | 8.8154e-05
|  |  |  | c_DK1 | 4326 | 8.1812e-05 |  |  |  |  | c_DK1_Central | 4326 | 9.1653e-05
|  |  |  | c_DK1 | 4327 | 8.9644e-05 |  |  |  |  | c_DK1_Central | 4327 | 9.4486e-05
|  |  |  | c_DK1 | 4328 | 9.8012e-05 |  |  |  |  | c_DK1_Central | 4328 | 7.4322e-05
|  |  |  | c_DK1 | 4329 | 0.00010263 |  |  |  |  | c_DK1_Central | 4329 | 7.0823e-05
|  |  |  | c_DK1 | 4330 | 0.00010618 |  |  |  |  | c_DK1_Central | 4330 | 6.7157e-05
|  |  |  | c_DK1 | 4331 | 0.00010842 |  |  |  |  | c_DK1_Central | 4331 | 6.3824e-05
|  |  |  | c_DK1 | 4332 | 0.00010896 |  |  |  |  | c_DK1_Central | 4332 | 6.3157e-05
|  |  |  | c_DK1 | 4333 | 0.00010794 |  |  |  |  | c_DK1_Central | 4333 | 5.5159e-05
|  |  |  | c_DK1 | 4334 | 0.00010614 |  |  |  |  | c_DK1_Central | 4334 | 5.3825e-05
|  |  |  | c_DK1 | 4335 | 0.00010614 |  |  |  |  | c_DK1_Central | 4335 | 4.9826e-05
|  |  |  | c_DK1 | 4336 | 0.00010594 |  |  |  |  | c_DK1_Central | 4336 | 5.1659e-05
|  |  |  | c_DK1 | 4337 | 0.00011197 |  |  |  |  | c_DK1_Central | 4337 | 5.6992e-05
|  |  |  | c_DK1 | 4338 | 0.00011246 |  |  |  |  | c_DK1_Central | 4338 | 5.9491e-05
|  |  |  | c_DK1 | 4339 | 0.0001075 |  |  |  |  | c_DK1_Central | 4339 | 6.2991e-05
|  |  |  | c_DK1 | 4340 | 0.00010263 |  |  |  |  | c_DK1_Central | 4340 | 6.5824e-05
|  |  |  | c_DK1 | 4341 | 9.9033e-05 |  |  |  |  | c_DK1_Central | 4341 | 6.3657e-05
|  |  |  | c_DK1 | 4342 | 9.5725e-05 |  |  |  |  | c_DK1_Central | 4342 | 5.0159e-05
|  |  |  | c_DK1 | 4343 | 9.2125e-05 |  |  |  |  | c_DK1_Central | 4343 | 3.4995e-05
|  |  |  | c_DK1 | 4344 | 9.626e-05 |  |  |  |  | c_DK1_Central | 4344 | 2.7496e-05
|  |  |  | c_DK1 | 4345 | 9.2514e-05 |  |  |  |  | c_DK1_Central | 4345 | 3.1329e-05
|  |  |  | c_DK1 | 4346 | 9.2125e-05 |  |  |  |  | c_DK1_Central | 4346 | 3.0662e-05
|  |  |  | c_DK1 | 4347 | 9.2417e-05 |  |  |  |  | c_DK1_Central | 4347 | 3.3162e-05
|  |  |  | c_DK1 | 4348 | 9.2709e-05 |  |  |  |  | c_DK1_Central | 4348 | 5.1159e-05
|  |  |  | c_DK1 | 4349 | 9.4849e-05 |  |  |  |  | c_DK1_Central | 4349 | 9.082e-05
|  |  |  | c_DK1 | 4350 | 0.00010857 |  |  |  |  | c_DK1_Central | 4350 | 0.00010665
|  |  |  | c_DK1 | 4351 | 0.0001255 |  |  |  |  | c_DK1_Central | 4351 | 0.00010498
|  |  |  | c_DK1 | 4352 | 0.00013362 |  |  |  |  | c_DK1_Central | 4352 | 8.3488e-05
|  |  |  | c_DK1 | 4353 | 0.00013601 |  |  |  |  | c_DK1_Central | 4353 | 8.0322e-05
|  |  |  | c_DK1 | 4354 | 0.00013965 |  |  |  |  | c_DK1_Central | 4354 | 7.4822e-05
|  |  |  | c_DK1 | 4355 | 0.00013965 |  |  |  |  | c_DK1_Central | 4355 | 7.1989e-05
|  |  |  | c_DK1 | 4356 | 0.00013664 |  |  |  |  | c_DK1_Central | 4356 | 6.999e-05
|  |  |  | c_DK1 | 4357 | 0.00014228 |  |  |  |  | c_DK1_Central | 4357 | 5.9825e-05
|  |  |  | c_DK1 | 4358 | 0.00013912 |  |  |  |  | c_DK1_Central | 4358 | 5.8491e-05
|  |  |  | c_DK1 | 4359 | 0.00013255 |  |  |  |  | c_DK1_Central | 4359 | 5.4159e-05
|  |  |  | c_DK1 | 4360 | 0.00013129 |  |  |  |  | c_DK1_Central | 4360 | 5.5658e-05
|  |  |  | c_DK1 | 4361 | 0.00013372 |  |  |  |  | c_DK1_Central | 4361 | 6.0658e-05
|  |  |  | c_DK1 | 4362 | 0.0001309 |  |  |  |  | c_DK1_Central | 4362 | 6.2491e-05
|  |  |  | c_DK1 | 4363 | 0.00012316 |  |  |  |  | c_DK1_Central | 4363 | 6.7657e-05
|  |  |  | c_DK1 | 4364 | 0.00011664 |  |  |  |  | c_DK1_Central | 4364 | 7.1323e-05
|  |  |  | c_DK1 | 4365 | 0.00011178 |  |  |  |  | c_DK1_Central | 4365 | 6.549e-05
|  |  |  | c_DK1 | 4366 | 0.00010667 |  |  |  |  | c_DK1_Central | 4366 | 5.3159e-05
|  |  |  | c_DK1 | 4367 | 0.00010093 |  |  |  |  | c_DK1_Central | 4367 | 3.5828e-05
|  |  |  | c_DK1 | 4368 | 0.00010001 |  |  |  |  | c_DK1_Central | 4368 | 3.0662e-05
|  |  |  | c_DK1 | 4369 | 9.5725e-05 |  |  |  |  | c_DK1_Central | 4369 | 3.4328e-05
|  |  |  | c_DK1 | 4370 | 9.3731e-05 |  |  |  |  | c_DK1_Central | 4370 | 3.3995e-05
|  |  |  | c_DK1 | 4371 | 9.412e-05 |  |  |  |  | c_DK1_Central | 4371 | 3.7161e-05
|  |  |  | c_DK1 | 4372 | 9.5482e-05 |  |  |  |  | c_DK1_Central | 4372 | 5.6825e-05
|  |  |  | c_DK1 | 4373 | 9.7525e-05 |  |  |  |  | c_DK1_Central | 4373 | 9.7819e-05
|  |  |  | c_DK1 | 4374 | 0.0001076 |  |  |  |  | c_DK1_Central | 4374 | 0.00011815
|  |  |  | c_DK1 | 4375 | 0.00012316 |  |  |  |  | c_DK1_Central | 4375 | 0.00011582
|  |  |  | c_DK1 | 4376 | 0.00013348 |  |  |  |  | c_DK1_Central | 4376 | 9.4986e-05
|  |  |  | c_DK1 | 4377 | 0.00013659 |  |  |  |  | c_DK1_Central | 4377 | 9.082e-05
|  |  |  | c_DK1 | 4378 | 0.00014024 |  |  |  |  | c_DK1_Central | 4378 | 8.4654e-05
|  |  |  | c_DK1 | 4379 | 0.00013999 |  |  |  |  | c_DK1_Central | 4379 | 8.1321e-05
|  |  |  | c_DK1 | 4380 | 0.0001398 |  |  |  |  | c_DK1_Central | 4380 | 7.8488e-05
|  |  |  | c_DK1 | 4381 | 0.00013917 |  |  |  |  | c_DK1_Central | 4381 | 6.8157e-05
|  |  |  | c_DK1 | 4382 | 0.00013567 |  |  |  |  | c_DK1_Central | 4382 | 6.5657e-05
|  |  |  | c_DK1 | 4383 | 0.00012895 |  |  |  |  | c_DK1_Central | 4383 | 6.1491e-05
|  |  |  | c_DK1 | 4384 | 0.00012574 |  |  |  |  | c_DK1_Central | 4384 | 6.2824e-05
|  |  |  | c_DK1 | 4385 | 0.00013046 |  |  |  |  | c_DK1_Central | 4385 | 6.8323e-05
|  |  |  | c_DK1 | 4386 | 0.00012842 |  |  |  |  | c_DK1_Central | 4386 | 7.049e-05
|  |  |  | c_DK1 | 4387 | 0.00012297 |  |  |  |  | c_DK1_Central | 4387 | 7.5822e-05
|  |  |  | c_DK1 | 4388 | 0.00011742 |  |  |  |  | c_DK1_Central | 4388 | 7.8988e-05
|  |  |  | c_DK1 | 4389 | 0.00011397 |  |  |  |  | c_DK1_Central | 4389 | 7.2823e-05
|  |  |  | c_DK1 | 4390 | 0.00011207 |  |  |  |  | c_DK1_Central | 4390 | 5.8491e-05
|  |  |  | c_DK1 | 4391 | 0.00010779 |  |  |  |  | c_DK1_Central | 4391 | 3.9328e-05
|  |  |  | c_DK1 | 4392 | 0.00010083 |  |  |  |  | c_DK1_Central | 4392 | 3.4495e-05
|  |  |  | c_DK1 | 4393 | 9.6017e-05 |  |  |  |  | c_DK1_Central | 4393 | 3.7994e-05
|  |  |  | c_DK1 | 4394 | 9.4655e-05 |  |  |  |  | c_DK1_Central | 4394 | 3.8161e-05
|  |  |  | c_DK1 | 4395 | 9.4412e-05 |  |  |  |  | c_DK1_Central | 4395 | 4.1827e-05
|  |  |  | c_DK1 | 4396 | 9.4558e-05 |  |  |  |  | c_DK1_Central | 4396 | 6.2657e-05
|  |  |  | c_DK1 | 4397 | 9.6698e-05 |  |  |  |  | c_DK1_Central | 4397 | 0.00010582
|  |  |  | c_DK1 | 4398 | 0.00010794 |  |  |  |  | c_DK1_Central | 4398 | 0.00012831
|  |  |  | c_DK1 | 4399 | 0.00012185 |  |  |  |  | c_DK1_Central | 4399 | 0.00012565
|  |  |  | c_DK1 | 4400 | 0.00013226 |  |  |  |  | c_DK1_Central | 4400 | 0.00010482
|  |  |  | c_DK1 | 4401 | 0.00013455 |  |  |  |  | c_DK1_Central | 4401 | 9.9652e-05
|  |  |  | c_DK1 | 4402 | 0.00014141 |  |  |  |  | c_DK1_Central | 4402 | 9.282e-05
|  |  |  | c_DK1 | 4403 | 0.00014155 |  |  |  |  | c_DK1_Central | 4403 | 8.8654e-05
|  |  |  | c_DK1 | 4404 | 0.00014048 |  |  |  |  | c_DK1_Central | 4404 | 8.5487e-05
|  |  |  | c_DK1 | 4405 | 0.00014058 |  |  |  |  | c_DK1_Central | 4405 | 7.5489e-05
|  |  |  | c_DK1 | 4406 | 0.00013936 |  |  |  |  | c_DK1_Central | 4406 | 7.2656e-05
|  |  |  | c_DK1 | 4407 | 0.00013304 |  |  |  |  | c_DK1_Central | 4407 | 6.899e-05
|  |  |  | c_DK1 | 4408 | 0.00012973 |  |  |  |  | c_DK1_Central | 4408 | 7.0323e-05
|  |  |  | c_DK1 | 4409 | 0.00013508 |  |  |  |  | c_DK1_Central | 4409 | 7.6322e-05
|  |  |  | c_DK1 | 4410 | 0.00012949 |  |  |  |  | c_DK1_Central | 4410 | 7.9322e-05
|  |  |  | c_DK1 | 4411 | 0.00012472 |  |  |  |  | c_DK1_Central | 4411 | 8.5154e-05
|  |  |  | c_DK1 | 4412 | 0.00011776 |  |  |  |  | c_DK1_Central | 4412 | 8.782e-05
|  |  |  | c_DK1 | 4413 | 0.00011348 |  |  |  |  | c_DK1_Central | 4413 | 8.0988e-05
|  |  |  | c_DK1 | 4414 | 0.00011256 |  |  |  |  | c_DK1_Central | 4414 | 6.4657e-05
|  |  |  | c_DK1 | 4415 | 0.00010935 |  |  |  |  | c_DK1_Central | 4415 | 4.3494e-05
|  |  |  | c_DK1 | 4416 | 9.8206e-05 |  |  |  |  | c_DK1_Central | 4416 | 3.7161e-05
|  |  |  | c_DK1 | 4417 | 9.3633e-05 |  |  |  |  | c_DK1_Central | 4417 | 4.0827e-05
|  |  |  | c_DK1 | 4418 | 9.2271e-05 |  |  |  |  | c_DK1_Central | 4418 | 4.1161e-05
|  |  |  | c_DK1 | 4419 | 9.1979e-05 |  |  |  |  | c_DK1_Central | 4419 | 4.4827e-05
|  |  |  | c_DK1 | 4420 | 9.232e-05 |  |  |  |  | c_DK1_Central | 4420 | 6.649e-05
|  |  |  | c_DK1 | 4421 | 9.5044e-05 |  |  |  |  | c_DK1_Central | 4421 | 0.00011115
|  |  |  | c_DK1 | 4422 | 0.00010735 |  |  |  |  | c_DK1_Central | 4422 | 0.00013465
|  |  |  | c_DK1 | 4423 | 0.00012326 |  |  |  |  | c_DK1_Central | 4423 | 0.00013215
|  |  |  | c_DK1 | 4424 | 0.00013503 |  |  |  |  | c_DK1_Central | 4424 | 0.00011082
|  |  |  | c_DK1 | 4425 | 0.00013931 |  |  |  |  | c_DK1_Central | 4425 | 0.00010515
|  |  |  | c_DK1 | 4426 | 0.00014549 |  |  |  |  | c_DK1_Central | 4426 | 9.7986e-05
|  |  |  | c_DK1 | 4427 | 0.00014418 |  |  |  |  | c_DK1_Central | 4427 | 9.332e-05
|  |  |  | c_DK1 | 4428 | 0.00014291 |  |  |  |  | c_DK1_Central | 4428 | 8.9653e-05
|  |  |  | c_DK1 | 4429 | 0.00014194 |  |  |  |  | c_DK1_Central | 4429 | 8.0322e-05
|  |  |  | c_DK1 | 4430 | 0.00013883 |  |  |  |  | c_DK1_Central | 4430 | 7.7155e-05
|  |  |  | c_DK1 | 4431 | 0.00013445 |  |  |  |  | c_DK1_Central | 4431 | 7.3822e-05
|  |  |  | c_DK1 | 4432 | 0.00013095 |  |  |  |  | c_DK1_Central | 4432 | 7.5489e-05
|  |  |  | c_DK1 | 4433 | 0.0001363 |  |  |  |  | c_DK1_Central | 4433 | 8.1655e-05
|  |  |  | c_DK1 | 4434 | 0.00013323 |  |  |  |  | c_DK1_Central | 4434 | 8.4654e-05
|  |  |  | c_DK1 | 4435 | 0.00012788 |  |  |  |  | c_DK1_Central | 4435 | 9.082e-05
|  |  |  | c_DK1 | 4436 | 0.00012136 |  |  |  |  | c_DK1_Central | 4436 | 9.3153e-05
|  |  |  | c_DK1 | 4437 | 0.00011635 |  |  |  |  | c_DK1_Central | 4437 | 8.5987e-05
|  |  |  | c_DK1 | 4438 | 0.00011372 |  |  |  |  | c_DK1_Central | 4438 | 6.8323e-05
|  |  |  | c_DK1 | 4439 | 0.00010842 |  |  |  |  | c_DK1_Central | 4439 | 4.6327e-05
|  |  |  | c_DK1 | 4440 | 9.7671e-05 |  |  |  |  | c_DK1_Central | 4440 | 3.6161e-05
|  |  |  | c_DK1 | 4441 | 9.3585e-05 |  |  |  |  | c_DK1_Central | 4441 | 3.8994e-05
|  |  |  | c_DK1 | 4442 | 9.1395e-05 |  |  |  |  | c_DK1_Central | 4442 | 3.8661e-05
|  |  |  | c_DK1 | 4443 | 9.0666e-05 |  |  |  |  | c_DK1_Central | 4443 | 4.1827e-05
|  |  |  | c_DK1 | 4444 | 9.266e-05 |  |  |  |  | c_DK1_Central | 4444 | 6.1824e-05
|  |  |  | c_DK1 | 4445 | 9.7817e-05 |  |  |  |  | c_DK1_Central | 4445 | 0.00010465
|  |  |  | c_DK1 | 4446 | 0.0001092 |  |  |  |  | c_DK1_Central | 4446 | 0.00012681
|  |  |  | c_DK1 | 4447 | 0.00012525 |  |  |  |  | c_DK1_Central | 4447 | 0.00012681
|  |  |  | c_DK1 | 4448 | 0.00013494 |  |  |  |  | c_DK1_Central | 4448 | 0.00010698
|  |  |  | c_DK1 | 4449 | 0.00013596 |  |  |  |  | c_DK1_Central | 4449 | 0.00010149
|  |  |  | c_DK1 | 4450 | 0.00013654 |  |  |  |  | c_DK1_Central | 4450 | 9.382e-05
|  |  |  | c_DK1 | 4451 | 0.00013479 |  |  |  |  | c_DK1_Central | 4451 | 8.8987e-05
|  |  |  | c_DK1 | 4452 | 0.00012997 |  |  |  |  | c_DK1_Central | 4452 | 8.6321e-05
|  |  |  | c_DK1 | 4453 | 0.00012696 |  |  |  |  | c_DK1_Central | 4453 | 7.7322e-05
|  |  |  | c_DK1 | 4454 | 0.0001218 |  |  |  |  | c_DK1_Central | 4454 | 7.3489e-05
|  |  |  | c_DK1 | 4455 | 0.0001166 |  |  |  |  | c_DK1_Central | 4455 | 6.999e-05
|  |  |  | c_DK1 | 4456 | 0.00011577 |  |  |  |  | c_DK1_Central | 4456 | 7.1489e-05
|  |  |  | c_DK1 | 4457 | 0.00011912 |  |  |  |  | c_DK1_Central | 4457 | 7.8322e-05
|  |  |  | c_DK1 | 4458 | 0.00011679 |  |  |  |  | c_DK1_Central | 4458 | 8.1488e-05
|  |  |  | c_DK1 | 4459 | 0.00011012 |  |  |  |  | c_DK1_Central | 4459 | 8.7987e-05
|  |  |  | c_DK1 | 4460 | 0.00010468 |  |  |  |  | c_DK1_Central | 4460 | 8.9987e-05
|  |  |  | c_DK1 | 4461 | 9.9714e-05 |  |  |  |  | c_DK1_Central | 4461 | 8.3821e-05
|  |  |  | c_DK1 | 4462 | 9.6795e-05 |  |  |  |  | c_DK1_Central | 4462 | 6.5824e-05
|  |  |  | c_DK1 | 4463 | 9.2028e-05 |  |  |  |  | c_DK1_Central | 4463 | 4.4493e-05
|  |  |  | c_DK1 | 4464 | 8.619e-05 |  |  |  |  | c_DK1_Central | 4464 | 3.9161e-05
|  |  |  | c_DK1 | 4465 | 8.0693e-05 |  |  |  |  | c_DK1_Central | 4465 | 3.9494e-05
|  |  |  | c_DK1 | 4466 | 7.9379e-05 |  |  |  |  | c_DK1_Central | 4466 | 3.6661e-05
|  |  |  | c_DK1 | 4467 | 7.8747e-05 |  |  |  |  | c_DK1_Central | 4467 | 4.1661e-05
|  |  |  | c_DK1 | 4468 | 7.8163e-05 |  |  |  |  | c_DK1_Central | 4468 | 6.1491e-05
|  |  |  | c_DK1 | 4469 | 7.9136e-05 |  |  |  |  | c_DK1_Central | 4469 | 9.7986e-05
|  |  |  | c_DK1 | 4470 | 8.4682e-05 |  |  |  |  | c_DK1_Central | 4470 | 0.00012448
|  |  |  | c_DK1 | 4471 | 9.339e-05 |  |  |  |  | c_DK1_Central | 4471 | 0.00012415
|  |  |  | c_DK1 | 4472 | 0.0001022 |  |  |  |  | c_DK1_Central | 4472 | 0.00010432
|  |  |  | c_DK1 | 4473 | 0.00010687 |  |  |  |  | c_DK1_Central | 4473 | 9.7652e-05
|  |  |  | c_DK1 | 4474 | 0.0001111 |  |  |  |  | c_DK1_Central | 4474 | 9.4153e-05
|  |  |  | c_DK1 | 4475 | 0.00011334 |  |  |  |  | c_DK1_Central | 4475 | 8.6321e-05
|  |  |  | c_DK1 | 4476 | 0.00011285 |  |  |  |  | c_DK1_Central | 4476 | 8.3654e-05
|  |  |  | c_DK1 | 4477 | 0.00011051 |  |  |  |  | c_DK1_Central | 4477 | 7.3989e-05
|  |  |  | c_DK1 | 4478 | 0.00010779 |  |  |  |  | c_DK1_Central | 4478 | 7.7322e-05
|  |  |  | c_DK1 | 4479 | 0.0001056 |  |  |  |  | c_DK1_Central | 4479 | 7.2823e-05
|  |  |  | c_DK1 | 4480 | 0.00010526 |  |  |  |  | c_DK1_Central | 4480 | 7.3822e-05
|  |  |  | c_DK1 | 4481 | 0.00011081 |  |  |  |  | c_DK1_Central | 4481 | 7.6822e-05
|  |  |  | c_DK1 | 4482 | 0.00010954 |  |  |  |  | c_DK1_Central | 4482 | 8.0488e-05
|  |  |  | c_DK1 | 4483 | 0.00010419 |  |  |  |  | c_DK1_Central | 4483 | 8.4654e-05
|  |  |  | c_DK1 | 4484 | 9.8839e-05 |  |  |  |  | c_DK1_Central | 4484 | 8.6321e-05
|  |  |  | c_DK1 | 4485 | 9.4168e-05 |  |  |  |  | c_DK1_Central | 4485 | 8.2321e-05
|  |  |  | c_DK1 | 4486 | 9.1006e-05 |  |  |  |  | c_DK1_Central | 4486 | 6.4824e-05
|  |  |  | c_DK1 | 4487 | 8.6871e-05 |  |  |  |  | c_DK1_Central | 4487 | 4.3994e-05
|  |  |  | c_DK1 | 4488 | 8.3855e-05 |  |  |  |  | c_DK1_Central | 4488 | 3.6995e-05
|  |  |  | c_DK1 | 4489 | 8.0206e-05 |  |  |  |  | c_DK1_Central | 4489 | 4.1327e-05
|  |  |  | c_DK1 | 4490 | 7.9136e-05 |  |  |  |  | c_DK1_Central | 4490 | 4.2494e-05
|  |  |  | c_DK1 | 4491 | 7.826e-05 |  |  |  |  | c_DK1_Central | 4491 | 5.2159e-05
|  |  |  | c_DK1 | 4492 | 7.7628e-05 |  |  |  |  | c_DK1_Central | 4492 | 7.5489e-05
|  |  |  | c_DK1 | 4493 | 7.7628e-05 |  |  |  |  | c_DK1_Central | 4493 | 0.00011215
|  |  |  | c_DK1 | 4494 | 8.2006e-05 |  |  |  |  | c_DK1_Central | 4494 | 0.00011798
|  |  |  | c_DK1 | 4495 | 8.8671e-05 |  |  |  |  | c_DK1_Central | 4495 | 0.00012015
|  |  |  | c_DK1 | 4496 | 9.6503e-05 |  |  |  |  | c_DK1_Central | 4496 | 9.8486e-05
|  |  |  | c_DK1 | 4497 | 0.00010234 |  |  |  |  | c_DK1_Central | 4497 | 9.2486e-05
|  |  |  | c_DK1 | 4498 | 0.00010497 |  |  |  |  | c_DK1_Central | 4498 | 8.7654e-05
|  |  |  | c_DK1 | 4499 | 0.00010604 |  |  |  |  | c_DK1_Central | 4499 | 8.3154e-05
|  |  |  | c_DK1 | 4500 | 0.00010375 |  |  |  |  | c_DK1_Central | 4500 | 8.1155e-05
|  |  |  | c_DK1 | 4501 | 0.00010229 |  |  |  |  | c_DK1_Central | 4501 | 7.3323e-05
|  |  |  | c_DK1 | 4502 | 0.0001021 |  |  |  |  | c_DK1_Central | 4502 | 7.1656e-05
|  |  |  | c_DK1 | 4503 | 0.00010122 |  |  |  |  | c_DK1_Central | 4503 | 6.8657e-05
|  |  |  | c_DK1 | 4504 | 0.00010273 |  |  |  |  | c_DK1_Central | 4504 | 7.1489e-05
|  |  |  | c_DK1 | 4505 | 0.00010862 |  |  |  |  | c_DK1_Central | 4505 | 7.7489e-05
|  |  |  | c_DK1 | 4506 | 0.00011047 |  |  |  |  | c_DK1_Central | 4506 | 8.1488e-05
|  |  |  | c_DK1 | 4507 | 0.00010487 |  |  |  |  | c_DK1_Central | 4507 | 8.6654e-05
|  |  |  | c_DK1 | 4508 | 0.00010044 |  |  |  |  | c_DK1_Central | 4508 | 8.882e-05
|  |  |  | c_DK1 | 4509 | 9.6163e-05 |  |  |  |  | c_DK1_Central | 4509 | 8.4654e-05
|  |  |  | c_DK1 | 4510 | 9.339e-05 |  |  |  |  | c_DK1_Central | 4510 | 6.649e-05
|  |  |  | c_DK1 | 4511 | 8.9401e-05 |  |  |  |  | c_DK1_Central | 4511 | 4.6493e-05
|  |  |  | c_DK1 | 4512 | 8.5947e-05 |  |  |  |  | c_DK1_Central | 4512 | 3.5495e-05
|  |  |  | c_DK1 | 4513 | 8.2152e-05 |  |  |  |  | c_DK1_Central | 4513 | 3.9161e-05
|  |  |  | c_DK1 | 4514 | 8.0887e-05 |  |  |  |  | c_DK1_Central | 4514 | 3.9494e-05
|  |  |  | c_DK1 | 4515 | 8.0352e-05 |  |  |  |  | c_DK1_Central | 4515 | 4.2994e-05
|  |  |  | c_DK1 | 4516 | 8.2639e-05 |  |  |  |  | c_DK1_Central | 4516 | 6.3491e-05
|  |  |  | c_DK1 | 4517 | 8.7893e-05 |  |  |  |  | c_DK1_Central | 4517 | 0.00010698
|  |  |  | c_DK1 | 4518 | 9.9374e-05 |  |  |  |  | c_DK1_Central | 4518 | 0.00012848
|  |  |  | c_DK1 | 4519 | 0.00011591 |  |  |  |  | c_DK1_Central | 4519 | 0.00012631
|  |  |  | c_DK1 | 4520 | 0.00012837 |  |  |  |  | c_DK1_Central | 4520 | 0.00010382
|  |  |  | c_DK1 | 4521 | 0.00013241 |  |  |  |  | c_DK1_Central | 4521 | 9.8652e-05
|  |  |  | c_DK1 | 4522 | 0.00013591 |  |  |  |  | c_DK1_Central | 4522 | 9.1986e-05
|  |  |  | c_DK1 | 4523 | 0.00013552 |  |  |  |  | c_DK1_Central | 4523 | 8.7987e-05
|  |  |  | c_DK1 | 4524 | 0.00013367 |  |  |  |  | c_DK1_Central | 4524 | 8.4654e-05
|  |  |  | c_DK1 | 4525 | 0.00013542 |  |  |  |  | c_DK1_Central | 4525 | 7.5489e-05
|  |  |  | c_DK1 | 4526 | 0.00013387 |  |  |  |  | c_DK1_Central | 4526 | 7.3323e-05
|  |  |  | c_DK1 | 4527 | 0.00013109 |  |  |  |  | c_DK1_Central | 4527 | 7.0323e-05
|  |  |  | c_DK1 | 4528 | 0.00012934 |  |  |  |  | c_DK1_Central | 4528 | 7.1989e-05
|  |  |  | c_DK1 | 4529 | 0.00013109 |  |  |  |  | c_DK1_Central | 4529 | 7.8155e-05
|  |  |  | c_DK1 | 4530 | 0.00012701 |  |  |  |  | c_DK1_Central | 4530 | 8.0821e-05
|  |  |  | c_DK1 | 4531 | 0.00012311 |  |  |  |  | c_DK1_Central | 4531 | 8.6821e-05
|  |  |  | c_DK1 | 4532 | 0.00012073 |  |  |  |  | c_DK1_Central | 4532 | 9.0153e-05
|  |  |  | c_DK1 | 4533 | 0.0001164 |  |  |  |  | c_DK1_Central | 4533 | 8.3321e-05
|  |  |  | c_DK1 | 4534 | 0.00011358 |  |  |  |  | c_DK1_Central | 4534 | 6.649e-05
|  |  |  | c_DK1 | 4535 | 0.00010828 |  |  |  |  | c_DK1_Central | 4535 | 4.516e-05
|  |  |  | c_DK1 | 4536 | 9.3925e-05 |  |  |  |  | c_DK1_Central | 4536 | 3.3162e-05
|  |  |  | c_DK1 | 4537 | 8.7455e-05 |  |  |  |  | c_DK1_Central | 4537 | 3.6661e-05
|  |  |  | c_DK1 | 4538 | 8.6336e-05 |  |  |  |  | c_DK1_Central | 4538 | 3.6661e-05
|  |  |  | c_DK1 | 4539 | 8.765e-05 |  |  |  |  | c_DK1_Central | 4539 | 3.9994e-05
|  |  |  | c_DK1 | 4540 | 8.8428e-05 |  |  |  |  | c_DK1_Central | 4540 | 6.0824e-05
|  |  |  | c_DK1 | 4541 | 9.1979e-05 |  |  |  |  | c_DK1_Central | 4541 | 0.00010348
|  |  |  | c_DK1 | 4542 | 0.00010156 |  |  |  |  | c_DK1_Central | 4542 | 0.00012498
|  |  |  | c_DK1 | 4543 | 0.00011543 |  |  |  |  | c_DK1_Central | 4543 | 0.00012248
|  |  |  | c_DK1 | 4544 | 0.00012715 |  |  |  |  | c_DK1_Central | 4544 | 0.00010149
|  |  |  | c_DK1 | 4545 | 0.00012997 |  |  |  |  | c_DK1_Central | 4545 | 9.6986e-05
|  |  |  | c_DK1 | 4546 | 0.00013338 |  |  |  |  | c_DK1_Central | 4546 | 9.032e-05
|  |  |  | c_DK1 | 4547 | 0.00013299 |  |  |  |  | c_DK1_Central | 4547 | 8.6321e-05
|  |  |  | c_DK1 | 4548 | 0.00013114 |  |  |  |  | c_DK1_Central | 4548 | 8.3321e-05
|  |  |  | c_DK1 | 4549 | 0.00013338 |  |  |  |  | c_DK1_Central | 4549 | 7.3156e-05
|  |  |  | c_DK1 | 4550 | 0.00012963 |  |  |  |  | c_DK1_Central | 4550 | 7.0323e-05
|  |  |  | c_DK1 | 4551 | 0.0001253 |  |  |  |  | c_DK1_Central | 4551 | 6.649e-05
|  |  |  | c_DK1 | 4552 | 0.00012384 |  |  |  |  | c_DK1_Central | 4552 | 6.7823e-05
|  |  |  | c_DK1 | 4553 | 0.0001271 |  |  |  |  | c_DK1_Central | 4553 | 7.3822e-05
|  |  |  | c_DK1 | 4554 | 0.00012637 |  |  |  |  | c_DK1_Central | 4554 | 7.6322e-05
|  |  |  | c_DK1 | 4555 | 0.00012107 |  |  |  |  | c_DK1_Central | 4555 | 8.1988e-05
|  |  |  | c_DK1 | 4556 | 0.0001163 |  |  |  |  | c_DK1_Central | 4556 | 8.4821e-05
|  |  |  | c_DK1 | 4557 | 0.00011149 |  |  |  |  | c_DK1_Central | 4557 | 7.8322e-05
|  |  |  | c_DK1 | 4558 | 0.00010891 |  |  |  |  | c_DK1_Central | 4558 | 6.2491e-05
|  |  |  | c_DK1 | 4559 | 0.00010434 |  |  |  |  | c_DK1_Central | 4559 | 4.2327e-05
|  |  |  | c_DK1 | 4560 | 9.519e-05 |  |  |  |  | c_DK1_Central | 4560 | 3.1662e-05
|  |  |  | c_DK1 | 4561 | 8.7844e-05 |  |  |  |  | c_DK1_Central | 4561 | 3.5161e-05
|  |  |  | c_DK1 | 4562 | 8.4877e-05 |  |  |  |  | c_DK1_Central | 4562 | 3.4995e-05
|  |  |  | c_DK1 | 4563 | 8.6336e-05 |  |  |  |  | c_DK1_Central | 4563 | 3.8161e-05
|  |  |  | c_DK1 | 4564 | 8.8282e-05 |  |  |  |  | c_DK1_Central | 4564 | 5.8658e-05
|  |  |  | c_DK1 | 4565 | 9.1249e-05 |  |  |  |  | c_DK1_Central | 4565 | 0.00010032
|  |  |  | c_DK1 | 4566 | 0.00010142 |  |  |  |  | c_DK1_Central | 4566 | 0.00012115
|  |  |  | c_DK1 | 4567 | 0.00011538 |  |  |  |  | c_DK1_Central | 4567 | 0.00011882
|  |  |  | c_DK1 | 4568 | 0.00012535 |  |  |  |  | c_DK1_Central | 4568 | 9.7986e-05
|  |  |  | c_DK1 | 4569 | 0.00012851 |  |  |  |  | c_DK1_Central | 4569 | 9.382e-05
|  |  |  | c_DK1 | 4570 | 0.00013294 |  |  |  |  | c_DK1_Central | 4570 | 8.732e-05
|  |  |  | c_DK1 | 4571 | 0.00013357 |  |  |  |  | c_DK1_Central | 4571 | 8.3488e-05
|  |  |  | c_DK1 | 4572 | 0.00012866 |  |  |  |  | c_DK1_Central | 4572 | 8.0655e-05
|  |  |  | c_DK1 | 4573 | 0.00012973 |  |  |  |  | c_DK1_Central | 4573 | 7.0323e-05
|  |  |  | c_DK1 | 4574 | 0.00012725 |  |  |  |  | c_DK1_Central | 4574 | 6.7823e-05
|  |  |  | c_DK1 | 4575 | 0.00012224 |  |  |  |  | c_DK1_Central | 4575 | 6.3491e-05
|  |  |  | c_DK1 | 4576 | 0.0001199 |  |  |  |  | c_DK1_Central | 4576 | 6.4824e-05
|  |  |  | c_DK1 | 4577 | 0.00012418 |  |  |  |  | c_DK1_Central | 4577 | 7.049e-05
|  |  |  | c_DK1 | 4578 | 0.00012521 |  |  |  |  | c_DK1_Central | 4578 | 7.3323e-05
|  |  |  | c_DK1 | 4579 | 0.00012054 |  |  |  |  | c_DK1_Central | 4579 | 7.8488e-05
|  |  |  | c_DK1 | 4580 | 0.00011552 |  |  |  |  | c_DK1_Central | 4580 | 8.1488e-05
|  |  |  | c_DK1 | 4581 | 0.00011139 |  |  |  |  | c_DK1_Central | 4581 | 7.5322e-05
|  |  |  | c_DK1 | 4582 | 0.00010837 |  |  |  |  | c_DK1_Central | 4582 | 6.0491e-05
|  |  |  | c_DK1 | 4583 | 0.00010254 |  |  |  |  | c_DK1_Central | 4583 | 4.0661e-05
|  |  |  | c_DK1 | 4584 | 9.3585e-05 |  |  |  |  | c_DK1_Central | 4584 | 3.1162e-05
|  |  |  | c_DK1 | 4585 | 8.8866e-05 |  |  |  |  | c_DK1_Central | 4585 | 3.4495e-05
|  |  |  | c_DK1 | 4586 | 8.7309e-05 |  |  |  |  | c_DK1_Central | 4586 | 3.4495e-05
|  |  |  | c_DK1 | 4587 | 8.7747e-05 |  |  |  |  | c_DK1_Central | 4587 | 3.7494e-05
|  |  |  | c_DK1 | 4588 | 8.8914e-05 |  |  |  |  | c_DK1_Central | 4588 | 5.7492e-05
|  |  |  | c_DK1 | 4589 | 9.232e-05 |  |  |  |  | c_DK1_Central | 4589 | 9.8652e-05
|  |  |  | c_DK1 | 4590 | 0.00010302 |  |  |  |  | c_DK1_Central | 4590 | 0.00011932
|  |  |  | c_DK1 | 4591 | 0.00011883 |  |  |  |  | c_DK1_Central | 4591 | 0.00011682
|  |  |  | c_DK1 | 4592 | 0.00013022 |  |  |  |  | c_DK1_Central | 4592 | 9.6319e-05
|  |  |  | c_DK1 | 4593 | 0.00013387 |  |  |  |  | c_DK1_Central | 4593 | 9.182e-05
|  |  |  | c_DK1 | 4594 | 0.00013795 |  |  |  |  | c_DK1_Central | 4594 | 8.5654e-05
|  |  |  | c_DK1 | 4595 | 0.00013674 |  |  |  |  | c_DK1_Central | 4595 | 8.1988e-05
|  |  |  | c_DK1 | 4596 | 0.00013255 |  |  |  |  | c_DK1_Central | 4596 | 7.9322e-05
|  |  |  | c_DK1 | 4597 | 0.00013216 |  |  |  |  | c_DK1_Central | 4597 | 6.9323e-05
|  |  |  | c_DK1 | 4598 | 0.00012924 |  |  |  |  | c_DK1_Central | 4598 | 6.6657e-05
|  |  |  | c_DK1 | 4599 | 0.00012467 |  |  |  |  | c_DK1_Central | 4599 | 6.2324e-05
|  |  |  | c_DK1 | 4600 | 0.0001219 |  |  |  |  | c_DK1_Central | 4600 | 6.3657e-05
|  |  |  | c_DK1 | 4601 | 0.0001289 |  |  |  |  | c_DK1_Central | 4601 | 6.9323e-05
|  |  |  | c_DK1 | 4602 | 0.00012881 |  |  |  |  | c_DK1_Central | 4602 | 7.1323e-05
|  |  |  | c_DK1 | 4603 | 0.00012375 |  |  |  |  | c_DK1_Central | 4603 | 7.6989e-05
|  |  |  | c_DK1 | 4604 | 0.00011917 |  |  |  |  | c_DK1_Central | 4604 | 7.9988e-05
|  |  |  | c_DK1 | 4605 | 0.0001148 |  |  |  |  | c_DK1_Central | 4605 | 7.3656e-05
|  |  |  | c_DK1 | 4606 | 0.00011183 |  |  |  |  | c_DK1_Central | 4606 | 5.9325e-05
|  |  |  | c_DK1 | 4607 | 0.00010628 |  |  |  |  | c_DK1_Central | 4607 | 3.9994e-05
|  |  |  | c_DK1 | 4608 | 9.266e-05 |  |  |  |  | c_DK1_Central | 4608 | 2.8996e-05
|  |  |  | c_DK1 | 4609 | 8.7941e-05 |  |  |  |  | c_DK1_Central | 4609 | 3.1829e-05
|  |  |  | c_DK1 | 4610 | 8.5801e-05 |  |  |  |  | c_DK1_Central | 4610 | 3.1329e-05
|  |  |  | c_DK1 | 4611 | 8.6336e-05 |  |  |  |  | c_DK1_Central | 4611 | 3.3995e-05
|  |  |  | c_DK1 | 4612 | 8.7212e-05 |  |  |  |  | c_DK1_Central | 4612 | 5.2159e-05
|  |  |  | c_DK1 | 4613 | 9.0958e-05 |  |  |  |  | c_DK1_Central | 4613 | 9.1653e-05
|  |  |  | c_DK1 | 4614 | 0.000102 |  |  |  |  | c_DK1_Central | 4614 | 0.00010948
|  |  |  | c_DK1 | 4615 | 0.00011509 |  |  |  |  | c_DK1_Central | 4615 | 0.00011015
|  |  |  | c_DK1 | 4616 | 0.00012433 |  |  |  |  | c_DK1_Central | 4616 | 9.0487e-05
|  |  |  | c_DK1 | 4617 | 0.00012919 |  |  |  |  | c_DK1_Central | 4617 | 8.6987e-05
|  |  |  | c_DK1 | 4618 | 0.00013095 |  |  |  |  | c_DK1_Central | 4618 | 8.0155e-05
|  |  |  | c_DK1 | 4619 | 0.00012832 |  |  |  |  | c_DK1_Central | 4619 | 7.6322e-05
|  |  |  | c_DK1 | 4620 | 0.00012467 |  |  |  |  | c_DK1_Central | 4620 | 7.3989e-05
|  |  |  | c_DK1 | 4621 | 0.00012122 |  |  |  |  | c_DK1_Central | 4621 | 6.4657e-05
|  |  |  | c_DK1 | 4622 | 0.00011557 |  |  |  |  | c_DK1_Central | 4622 | 6.1158e-05
|  |  |  | c_DK1 | 4623 | 0.00011144 |  |  |  |  | c_DK1_Central | 4623 | 5.6658e-05
|  |  |  | c_DK1 | 4624 | 0.00011017 |  |  |  |  | c_DK1_Central | 4624 | 5.7492e-05
|  |  |  | c_DK1 | 4625 | 0.00011475 |  |  |  |  | c_DK1_Central | 4625 | 6.3824e-05
|  |  |  | c_DK1 | 4626 | 0.00011231 |  |  |  |  | c_DK1_Central | 4626 | 6.6324e-05
|  |  |  | c_DK1 | 4627 | 0.00010691 |  |  |  |  | c_DK1_Central | 4627 | 7.1989e-05
|  |  |  | c_DK1 | 4628 | 0.00010297 |  |  |  |  | c_DK1_Central | 4628 | 7.4822e-05
|  |  |  | c_DK1 | 4629 | 9.8303e-05 |  |  |  |  | c_DK1_Central | 4629 | 6.9656e-05
|  |  |  | c_DK1 | 4630 | 9.519e-05 |  |  |  |  | c_DK1_Central | 4630 | 5.5492e-05
|  |  |  | c_DK1 | 4631 | 8.9304e-05 |  |  |  |  | c_DK1_Central | 4631 | 3.6828e-05
|  |  |  | c_DK1 | 4632 | 8.2736e-05 |  |  |  |  | c_DK1_Central | 4632 | 3.0829e-05
|  |  |  | c_DK1 | 4633 | 7.8017e-05 |  |  |  |  | c_DK1_Central | 4633 | 3.1662e-05
|  |  |  | c_DK1 | 4634 | 7.646e-05 |  |  |  |  | c_DK1_Central | 4634 | 2.8329e-05
|  |  |  | c_DK1 | 4635 | 7.5147e-05 |  |  |  |  | c_DK1_Central | 4635 | 3.3162e-05
|  |  |  | c_DK1 | 4636 | 7.5098e-05 |  |  |  |  | c_DK1_Central | 4636 | 5.0326e-05
|  |  |  | c_DK1 | 4637 | 7.4125e-05 |  |  |  |  | c_DK1_Central | 4637 | 8.2988e-05
|  |  |  | c_DK1 | 4638 | 7.8844e-05 |  |  |  |  | c_DK1_Central | 4638 | 0.00010615
|  |  |  | c_DK1 | 4639 | 8.6871e-05 |  |  |  |  | c_DK1_Central | 4639 | 0.00010582
|  |  |  | c_DK1 | 4640 | 9.4849e-05 |  |  |  |  | c_DK1_Central | 4640 | 8.6487e-05
|  |  |  | c_DK1 | 4641 | 9.9812e-05 |  |  |  |  | c_DK1_Central | 4641 | 8.2155e-05
|  |  |  | c_DK1 | 4642 | 0.00010224 |  |  |  |  | c_DK1_Central | 4642 | 7.9322e-05
|  |  |  | c_DK1 | 4643 | 0.00010181 |  |  |  |  | c_DK1_Central | 4643 | 7.2323e-05
|  |  |  | c_DK1 | 4644 | 0.00010083 |  |  |  |  | c_DK1_Central | 4644 | 7.0656e-05
|  |  |  | c_DK1 | 4645 | 9.8303e-05 |  |  |  |  | c_DK1_Central | 4645 | 6.0658e-05
|  |  |  | c_DK1 | 4646 | 9.6017e-05 |  |  |  |  | c_DK1_Central | 4646 | 6.4491e-05
|  |  |  | c_DK1 | 4647 | 9.519e-05 |  |  |  |  | c_DK1_Central | 4647 | 5.9325e-05
|  |  |  | c_DK1 | 4648 | 9.6066e-05 |  |  |  |  | c_DK1_Central | 4648 | 5.9991e-05
|  |  |  | c_DK1 | 4649 | 0.00010181 |  |  |  |  | c_DK1_Central | 4649 | 6.1991e-05
|  |  |  | c_DK1 | 4650 | 0.00010268 |  |  |  |  | c_DK1_Central | 4650 | 6.3824e-05
|  |  |  | c_DK1 | 4651 | 9.6503e-05 |  |  |  |  | c_DK1_Central | 4651 | 6.7323e-05
|  |  |  | c_DK1 | 4652 | 9.3536e-05 |  |  |  |  | c_DK1_Central | 4652 | 6.9656e-05
|  |  |  | c_DK1 | 4653 | 9.0033e-05 |  |  |  |  | c_DK1_Central | 4653 | 6.6657e-05
|  |  |  | c_DK1 | 4654 | 8.7114e-05 |  |  |  |  | c_DK1_Central | 4654 | 5.2992e-05
|  |  |  | c_DK1 | 4655 | 8.2444e-05 |  |  |  |  | c_DK1_Central | 4655 | 3.5161e-05
|  |  |  | c_DK1 | 4656 | 7.9379e-05 |  |  |  |  | c_DK1_Central | 4656 | 3.0329e-05
|  |  |  | c_DK1 | 4657 | 7.7336e-05 |  |  |  |  | c_DK1_Central | 4657 | 3.4662e-05
|  |  |  | c_DK1 | 4658 | 7.5828e-05 |  |  |  |  | c_DK1_Central | 4658 | 3.5995e-05
|  |  |  | c_DK1 | 4659 | 7.5682e-05 |  |  |  |  | c_DK1_Central | 4659 | 4.4327e-05
|  |  |  | c_DK1 | 4660 | 7.6509e-05 |  |  |  |  | c_DK1_Central | 4660 | 6.4824e-05
|  |  |  | c_DK1 | 4661 | 7.6169e-05 |  |  |  |  | c_DK1_Central | 4661 | 9.7652e-05
|  |  |  | c_DK1 | 4662 | 7.8844e-05 |  |  |  |  | c_DK1_Central | 4662 | 0.00010198
|  |  |  | c_DK1 | 4663 | 8.6141e-05 |  |  |  |  | c_DK1_Central | 4663 | 0.00010415
|  |  |  | c_DK1 | 4664 | 9.3487e-05 |  |  |  |  | c_DK1_Central | 4664 | 8.2988e-05
|  |  |  | c_DK1 | 4665 | 9.7574e-05 |  |  |  |  | c_DK1_Central | 4665 | 7.9155e-05
|  |  |  | c_DK1 | 4666 | 9.8936e-05 |  |  |  |  | c_DK1_Central | 4666 | 7.4656e-05
|  |  |  | c_DK1 | 4667 | 9.9228e-05 |  |  |  |  | c_DK1_Central | 4667 | 7.0823e-05
|  |  |  | c_DK1 | 4668 | 9.772e-05 |  |  |  |  | c_DK1_Central | 4668 | 6.9656e-05
|  |  |  | c_DK1 | 4669 | 9.6163e-05 |  |  |  |  | c_DK1_Central | 4669 | 6.1658e-05
|  |  |  | c_DK1 | 4670 | 9.5287e-05 |  |  |  |  | c_DK1_Central | 4670 | 5.9825e-05
|  |  |  | c_DK1 | 4671 | 9.3974e-05 |  |  |  |  | c_DK1_Central | 4671 | 5.5992e-05
|  |  |  | c_DK1 | 4672 | 9.5822e-05 |  |  |  |  | c_DK1_Central | 4672 | 5.8325e-05
|  |  |  | c_DK1 | 4673 | 0.00010341 |  |  |  |  | c_DK1_Central | 4673 | 6.3824e-05
|  |  |  | c_DK1 | 4674 | 0.00010648 |  |  |  |  | c_DK1_Central | 4674 | 6.6657e-05
|  |  |  | c_DK1 | 4675 | 0.00010093 |  |  |  |  | c_DK1_Central | 4675 | 7.0656e-05
|  |  |  | c_DK1 | 4676 | 9.8693e-05 |  |  |  |  | c_DK1_Central | 4676 | 7.3989e-05
|  |  |  | c_DK1 | 4677 | 9.6455e-05 |  |  |  |  | c_DK1_Central | 4677 | 7.1323e-05
|  |  |  | c_DK1 | 4678 | 9.3439e-05 |  |  |  |  | c_DK1_Central | 4678 | 5.6158e-05
|  |  |  | c_DK1 | 4679 | 8.8087e-05 |  |  |  |  | c_DK1_Central | 4679 | 3.8994e-05
|  |  |  | c_DK1 | 4680 | 8.1714e-05 |  |  |  |  | c_DK1_Central | 4680 | 3.0662e-05
|  |  |  | c_DK1 | 4681 | 7.7531e-05 |  |  |  |  | c_DK1_Central | 4681 | 3.4328e-05
|  |  |  | c_DK1 | 4682 | 7.7579e-05 |  |  |  |  | c_DK1_Central | 4682 | 3.3995e-05
|  |  |  | c_DK1 | 4683 | 7.8309e-05 |  |  |  |  | c_DK1_Central | 4683 | 3.6995e-05
|  |  |  | c_DK1 | 4684 | 7.8844e-05 |  |  |  |  | c_DK1_Central | 4684 | 5.6325e-05
|  |  |  | c_DK1 | 4685 | 8.1617e-05 |  |  |  |  | c_DK1_Central | 4685 | 9.7652e-05
|  |  |  | c_DK1 | 4686 | 9.1249e-05 |  |  |  |  | c_DK1_Central | 4686 | 0.00011698
|  |  |  | c_DK1 | 4687 | 0.000104 |  |  |  |  | c_DK1_Central | 4687 | 0.00011482
|  |  |  | c_DK1 | 4688 | 0.00011708 |  |  |  |  | c_DK1_Central | 4688 | 9.232e-05
|  |  |  | c_DK1 | 4689 | 0.00012224 |  |  |  |  | c_DK1_Central | 4689 | 8.8487e-05
|  |  |  | c_DK1 | 4690 | 0.00012564 |  |  |  |  | c_DK1_Central | 4690 | 8.2321e-05
|  |  |  | c_DK1 | 4691 | 0.00012559 |  |  |  |  | c_DK1_Central | 4691 | 7.8988e-05
|  |  |  | c_DK1 | 4692 | 0.00012263 |  |  |  |  | c_DK1_Central | 4692 | 7.6822e-05
|  |  |  | c_DK1 | 4693 | 0.00012272 |  |  |  |  | c_DK1_Central | 4693 | 6.6657e-05
|  |  |  | c_DK1 | 4694 | 0.00012063 |  |  |  |  | c_DK1_Central | 4694 | 6.4824e-05
|  |  |  | c_DK1 | 4695 | 0.00011689 |  |  |  |  | c_DK1_Central | 4695 | 6.0491e-05
|  |  |  | c_DK1 | 4696 | 0.00011509 |  |  |  |  | c_DK1_Central | 4696 | 6.2324e-05
|  |  |  | c_DK1 | 4697 | 0.00011932 |  |  |  |  | c_DK1_Central | 4697 | 6.7657e-05
|  |  |  | c_DK1 | 4698 | 0.0001184 |  |  |  |  | c_DK1_Central | 4698 | 6.9823e-05
|  |  |  | c_DK1 | 4699 | 0.0001148 |  |  |  |  | c_DK1_Central | 4699 | 7.5322e-05
|  |  |  | c_DK1 | 4700 | 0.00011032 |  |  |  |  | c_DK1_Central | 4700 | 7.9655e-05
|  |  |  | c_DK1 | 4701 | 0.00010721 |  |  |  |  | c_DK1_Central | 4701 | 7.3156e-05
|  |  |  | c_DK1 | 4702 | 0.00010662 |  |  |  |  | c_DK1_Central | 4702 | 5.8991e-05
|  |  |  | c_DK1 | 4703 | 0.00010234 |  |  |  |  | c_DK1_Central | 4703 | 3.9661e-05
|  |  |  | c_DK1 | 4704 | 8.8963e-05 |  |  |  |  | c_DK1_Central | 4704 | 2.9329e-05
|  |  |  | c_DK1 | 4705 | 8.3855e-05 |  |  |  |  | c_DK1_Central | 4705 | 3.3162e-05
|  |  |  | c_DK1 | 4706 | 8.2298e-05 |  |  |  |  | c_DK1_Central | 4706 | 3.2662e-05
|  |  |  | c_DK1 | 4707 | 8.2201e-05 |  |  |  |  | c_DK1_Central | 4707 | 3.5828e-05
|  |  |  | c_DK1 | 4708 | 8.3612e-05 |  |  |  |  | c_DK1_Central | 4708 | 5.5492e-05
|  |  |  | c_DK1 | 4709 | 8.7212e-05 |  |  |  |  | c_DK1_Central | 4709 | 9.6153e-05
|  |  |  | c_DK1 | 4710 | 9.6941e-05 |  |  |  |  | c_DK1_Central | 4710 | 0.00011615
|  |  |  | c_DK1 | 4711 | 0.00010857 |  |  |  |  | c_DK1_Central | 4711 | 0.00011398
|  |  |  | c_DK1 | 4712 | 0.00011747 |  |  |  |  | c_DK1_Central | 4712 | 9.282e-05
|  |  |  | c_DK1 | 4713 | 0.00012224 |  |  |  |  | c_DK1_Central | 4713 | 8.9154e-05
|  |  |  | c_DK1 | 4714 | 0.00012511 |  |  |  |  | c_DK1_Central | 4714 | 8.3154e-05
|  |  |  | c_DK1 | 4715 | 0.00012409 |  |  |  |  | c_DK1_Central | 4715 | 7.9822e-05
|  |  |  | c_DK1 | 4716 | 0.00012243 |  |  |  |  | c_DK1_Central | 4716 | 7.7155e-05
|  |  |  | c_DK1 | 4717 | 0.00012307 |  |  |  |  | c_DK1_Central | 4717 | 6.6657e-05
|  |  |  | c_DK1 | 4718 | 0.00012088 |  |  |  |  | c_DK1_Central | 4718 | 6.4157e-05
|  |  |  | c_DK1 | 4719 | 0.00011596 |  |  |  |  | c_DK1_Central | 4719 | 5.9325e-05
|  |  |  | c_DK1 | 4720 | 0.00011397 |  |  |  |  | c_DK1_Central | 4720 | 6.0491e-05
|  |  |  | c_DK1 | 4721 | 0.00011917 |  |  |  |  | c_DK1_Central | 4721 | 6.599e-05
|  |  |  | c_DK1 | 4722 | 0.00011859 |  |  |  |  | c_DK1_Central | 4722 | 6.8157e-05
|  |  |  | c_DK1 | 4723 | 0.00011752 |  |  |  |  | c_DK1_Central | 4723 | 7.3489e-05
|  |  |  | c_DK1 | 4724 | 0.00011475 |  |  |  |  | c_DK1_Central | 4724 | 7.6822e-05
|  |  |  | c_DK1 | 4725 | 0.00011265 |  |  |  |  | c_DK1_Central | 4725 | 7.0823e-05
|  |  |  | c_DK1 | 4726 | 0.00011188 |  |  |  |  | c_DK1_Central | 4726 | 5.7158e-05
|  |  |  | c_DK1 | 4727 | 0.00010618 |  |  |  |  | c_DK1_Central | 4727 | 3.8328e-05
|  |  |  | c_DK1 | 4728 | 8.8817e-05 |  |  |  |  | c_DK1_Central | 4728 | 2.8496e-05
|  |  |  | c_DK1 | 4729 | 8.4682e-05 |  |  |  |  | c_DK1_Central | 4729 | 3.2495e-05
|  |  |  | c_DK1 | 4730 | 8.332e-05 |  |  |  |  | c_DK1_Central | 4730 | 3.1995e-05
|  |  |  | c_DK1 | 4731 | 8.2882e-05 |  |  |  |  | c_DK1_Central | 4731 | 3.4995e-05
|  |  |  | c_DK1 | 4732 | 8.3904e-05 |  |  |  |  | c_DK1_Central | 4732 | 5.4325e-05
|  |  |  | c_DK1 | 4733 | 8.6239e-05 |  |  |  |  | c_DK1_Central | 4733 | 9.4653e-05
|  |  |  | c_DK1 | 4734 | 9.3828e-05 |  |  |  |  | c_DK1_Central | 4734 | 0.00011415
|  |  |  | c_DK1 | 4735 | 0.00010672 |  |  |  |  | c_DK1_Central | 4735 | 0.00011198
|  |  |  | c_DK1 | 4736 | 0.00011849 |  |  |  |  | c_DK1_Central | 4736 | 9.0987e-05
|  |  |  | c_DK1 | 4737 | 0.00012384 |  |  |  |  | c_DK1_Central | 4737 | 8.7487e-05
|  |  |  | c_DK1 | 4738 | 0.00012579 |  |  |  |  | c_DK1_Central | 4738 | 8.1488e-05
|  |  |  | c_DK1 | 4739 | 0.00012151 |  |  |  |  | c_DK1_Central | 4739 | 7.7989e-05
|  |  |  | c_DK1 | 4740 | 0.00011849 |  |  |  |  | c_DK1_Central | 4740 | 7.5989e-05
|  |  |  | c_DK1 | 4741 | 0.00011966 |  |  |  |  | c_DK1_Central | 4741 | 6.5324e-05
|  |  |  | c_DK1 | 4742 | 0.00011752 |  |  |  |  | c_DK1_Central | 4742 | 6.2657e-05
|  |  |  | c_DK1 | 4743 | 0.00011372 |  |  |  |  | c_DK1_Central | 4743 | 5.8158e-05
|  |  |  | c_DK1 | 4744 | 0.00011173 |  |  |  |  | c_DK1_Central | 4744 | 5.9158e-05
|  |  |  | c_DK1 | 4745 | 0.00011445 |  |  |  |  | c_DK1_Central | 4745 | 6.4657e-05
|  |  |  | c_DK1 | 4746 | 0.00011475 |  |  |  |  | c_DK1_Central | 4746 | 6.649e-05
|  |  |  | c_DK1 | 4747 | 0.00011261 |  |  |  |  | c_DK1_Central | 4747 | 7.1823e-05
|  |  |  | c_DK1 | 4748 | 0.00011095 |  |  |  |  | c_DK1_Central | 4748 | 7.5322e-05
|  |  |  | c_DK1 | 4749 | 0.00010832 |  |  |  |  | c_DK1_Central | 4749 | 6.9156e-05
|  |  |  | c_DK1 | 4750 | 0.00010721 |  |  |  |  | c_DK1_Central | 4750 | 5.6158e-05
|  |  |  | c_DK1 | 4751 | 0.00010249 |  |  |  |  | c_DK1_Central | 4751 | 3.7494e-05
|  |  |  | c_DK1 | 4752 | 8.5168e-05 |  |  |  |  | c_DK1_Central | 4752 | 2.7663e-05
|  |  |  | c_DK1 | 4753 | 8.0936e-05 |  |  |  |  | c_DK1_Central | 4753 | 3.1329e-05
|  |  |  | c_DK1 | 4754 | 7.9525e-05 |  |  |  |  | c_DK1_Central | 4754 | 3.0829e-05
|  |  |  | c_DK1 | 4755 | 7.9039e-05 |  |  |  |  | c_DK1_Central | 4755 | 3.3828e-05
|  |  |  | c_DK1 | 4756 | 8.0158e-05 |  |  |  |  | c_DK1_Central | 4756 | 5.2492e-05
|  |  |  | c_DK1 | 4757 | 8.1666e-05 |  |  |  |  | c_DK1_Central | 4757 | 9.1986e-05
|  |  |  | c_DK1 | 4758 | 9.0471e-05 |  |  |  |  | c_DK1_Central | 4758 | 0.00011015
|  |  |  | c_DK1 | 4759 | 0.00010278 |  |  |  |  | c_DK1_Central | 4759 | 0.00010832
|  |  |  | c_DK1 | 4760 | 0.00011227 |  |  |  |  | c_DK1_Central | 4760 | 8.782e-05
|  |  |  | c_DK1 | 4761 | 0.00011689 |  |  |  |  | c_DK1_Central | 4761 | 8.4488e-05
|  |  |  | c_DK1 | 4762 | 0.00012024 |  |  |  |  | c_DK1_Central | 4762 | 7.8655e-05
|  |  |  | c_DK1 | 4763 | 0.00012005 |  |  |  |  | c_DK1_Central | 4763 | 7.5489e-05
|  |  |  | c_DK1 | 4764 | 0.00011757 |  |  |  |  | c_DK1_Central | 4764 | 7.3323e-05
|  |  |  | c_DK1 | 4765 | 0.00011767 |  |  |  |  | c_DK1_Central | 4765 | 6.2491e-05
|  |  |  | c_DK1 | 4766 | 0.00011645 |  |  |  |  | c_DK1_Central | 4766 | 6.0324e-05
|  |  |  | c_DK1 | 4767 | 0.00011134 |  |  |  |  | c_DK1_Central | 4767 | 5.5658e-05
|  |  |  | c_DK1 | 4768 | 0.0001093 |  |  |  |  | c_DK1_Central | 4768 | 5.6992e-05
|  |  |  | c_DK1 | 4769 | 0.00011353 |  |  |  |  | c_DK1_Central | 4769 | 6.1991e-05
|  |  |  | c_DK1 | 4770 | 0.0001146 |  |  |  |  | c_DK1_Central | 4770 | 6.3824e-05
|  |  |  | c_DK1 | 4771 | 0.00011353 |  |  |  |  | c_DK1_Central | 4771 | 6.899e-05
|  |  |  | c_DK1 | 4772 | 0.00011032 |  |  |  |  | c_DK1_Central | 4772 | 7.2323e-05
|  |  |  | c_DK1 | 4773 | 0.00010618 |  |  |  |  | c_DK1_Central | 4773 | 6.6657e-05
|  |  |  | c_DK1 | 4774 | 0.00010351 |  |  |  |  | c_DK1_Central | 4774 | 5.3825e-05
|  |  |  | c_DK1 | 4775 | 9.8741e-05 |  |  |  |  | c_DK1_Central | 4775 | 3.5995e-05
|  |  |  | c_DK1 | 4776 | 8.5363e-05 |  |  |  |  | c_DK1_Central | 4776 | 2.7829e-05
|  |  |  | c_DK1 | 4777 | 8.079e-05 |  |  |  |  | c_DK1_Central | 4777 | 3.0496e-05
|  |  |  | c_DK1 | 4778 | 7.9623e-05 |  |  |  |  | c_DK1_Central | 4778 | 2.9829e-05
|  |  |  | c_DK1 | 4779 | 7.9525e-05 |  |  |  |  | c_DK1_Central | 4779 | 3.2162e-05
|  |  |  | c_DK1 | 4780 | 8.0887e-05 |  |  |  |  | c_DK1_Central | 4780 | 4.9659e-05
|  |  |  | c_DK1 | 4781 | 8.3709e-05 |  |  |  |  | c_DK1_Central | 4781 | 8.7654e-05
|  |  |  | c_DK1 | 4782 | 9.1347e-05 |  |  |  |  | c_DK1_Central | 4782 | 0.00010432
|  |  |  | c_DK1 | 4783 | 0.00010429 |  |  |  |  | c_DK1_Central | 4783 | 0.00010515
|  |  |  | c_DK1 | 4784 | 0.00011587 |  |  |  |  | c_DK1_Central | 4784 | 8.6321e-05
|  |  |  | c_DK1 | 4785 | 0.00011971 |  |  |  |  | c_DK1_Central | 4785 | 8.2821e-05
|  |  |  | c_DK1 | 4786 | 0.00012156 |  |  |  |  | c_DK1_Central | 4786 | 7.6155e-05
|  |  |  | c_DK1 | 4787 | 0.00012015 |  |  |  |  | c_DK1_Central | 4787 | 7.2823e-05
|  |  |  | c_DK1 | 4788 | 0.00011703 |  |  |  |  | c_DK1_Central | 4788 | 7.0823e-05
|  |  |  | c_DK1 | 4789 | 0.00011504 |  |  |  |  | c_DK1_Central | 4789 | 6.1658e-05
|  |  |  | c_DK1 | 4790 | 0.00011105 |  |  |  |  | c_DK1_Central | 4790 | 5.8158e-05
|  |  |  | c_DK1 | 4791 | 0.00010798 |  |  |  |  | c_DK1_Central | 4791 | 5.4159e-05
|  |  |  | c_DK1 | 4792 | 0.0001076 |  |  |  |  | c_DK1_Central | 4792 | 5.4825e-05
|  |  |  | c_DK1 | 4793 | 0.00011056 |  |  |  |  | c_DK1_Central | 4793 | 6.0658e-05
|  |  |  | c_DK1 | 4794 | 0.00010988 |  |  |  |  | c_DK1_Central | 4794 | 6.3157e-05
|  |  |  | c_DK1 | 4795 | 0.00010404 |  |  |  |  | c_DK1_Central | 4795 | 6.849e-05
|  |  |  | c_DK1 | 4796 | 9.8693e-05 |  |  |  |  | c_DK1_Central | 4796 | 7.1156e-05
|  |  |  | c_DK1 | 4797 | 9.4606e-05 |  |  |  |  | c_DK1_Central | 4797 | 6.599e-05
|  |  |  | c_DK1 | 4798 | 9.3925e-05 |  |  |  |  | c_DK1_Central | 4798 | 5.2659e-05
|  |  |  | c_DK1 | 4799 | 8.979e-05 |  |  |  |  | c_DK1_Central | 4799 | 3.4995e-05
|  |  |  | c_DK1 | 4800 | 8.0352e-05 |  |  |  |  | c_DK1_Central | 4800 | 2.9496e-05
|  |  |  | c_DK1 | 4801 | 7.4904e-05 |  |  |  |  | c_DK1_Central | 4801 | 3.0162e-05
|  |  |  | c_DK1 | 4802 | 7.2325e-05 |  |  |  |  | c_DK1_Central | 4802 | 2.6829e-05
|  |  |  | c_DK1 | 4803 | 7.2471e-05 |  |  |  |  | c_DK1_Central | 4803 | 3.1495e-05
|  |  |  | c_DK1 | 4804 | 7.3493e-05 |  |  |  |  | c_DK1_Central | 4804 | 4.7326e-05
|  |  |  | c_DK1 | 4805 | 7.3298e-05 |  |  |  |  | c_DK1_Central | 4805 | 7.8155e-05
|  |  |  | c_DK1 | 4806 | 7.7531e-05 |  |  |  |  | c_DK1_Central | 4806 | 0.00010032
|  |  |  | c_DK1 | 4807 | 8.4633e-05 |  |  |  |  | c_DK1_Central | 4807 | 0.00010032
|  |  |  | c_DK1 | 4808 | 9.2028e-05 |  |  |  |  | c_DK1_Central | 4808 | 8.1488e-05
|  |  |  | c_DK1 | 4809 | 9.7768e-05 |  |  |  |  | c_DK1_Central | 4809 | 7.7489e-05
|  |  |  | c_DK1 | 4810 | 9.9714e-05 |  |  |  |  | c_DK1_Central | 4810 | 7.4989e-05
|  |  |  | c_DK1 | 4811 | 9.8206e-05 |  |  |  |  | c_DK1_Central | 4811 | 6.8323e-05
|  |  |  | c_DK1 | 4812 | 9.7282e-05 |  |  |  |  | c_DK1_Central | 4812 | 6.6823e-05
|  |  |  | c_DK1 | 4813 | 9.6066e-05 |  |  |  |  | c_DK1_Central | 4813 | 5.7158e-05
|  |  |  | c_DK1 | 4814 | 9.4314e-05 |  |  |  |  | c_DK1_Central | 4814 | 6.0991e-05
|  |  |  | c_DK1 | 4815 | 9.3049e-05 |  |  |  |  | c_DK1_Central | 4815 | 5.5825e-05
|  |  |  | c_DK1 | 4816 | 9.3633e-05 |  |  |  |  | c_DK1_Central | 4816 | 5.6325e-05
|  |  |  | c_DK1 | 4817 | 0.00010001 |  |  |  |  | c_DK1_Central | 4817 | 5.8491e-05
|  |  |  | c_DK1 | 4818 | 0.00010147 |  |  |  |  | c_DK1_Central | 4818 | 5.9991e-05
|  |  |  | c_DK1 | 4819 | 9.7622e-05 |  |  |  |  | c_DK1_Central | 4819 | 6.3157e-05
|  |  |  | c_DK1 | 4820 | 9.4947e-05 |  |  |  |  | c_DK1_Central | 4820 | 6.549e-05
|  |  |  | c_DK1 | 4821 | 9.1055e-05 |  |  |  |  | c_DK1_Central | 4821 | 6.2657e-05
|  |  |  | c_DK1 | 4822 | 8.8574e-05 |  |  |  |  | c_DK1_Central | 4822 | 4.9993e-05
|  |  |  | c_DK1 | 4823 | 8.3125e-05 |  |  |  |  | c_DK1_Central | 4823 | 3.3162e-05
|  |  |  | c_DK1 | 4824 | 7.6071e-05 |  |  |  |  | c_DK1_Central | 4824 | 2.7996e-05
|  |  |  | c_DK1 | 4825 | 7.1936e-05 |  |  |  |  | c_DK1_Central | 4825 | 3.2162e-05
|  |  |  | c_DK1 | 4826 | 7.1012e-05 |  |  |  |  | c_DK1_Central | 4826 | 3.3828e-05
|  |  |  | c_DK1 | 4827 | 7.1304e-05 |  |  |  |  | c_DK1_Central | 4827 | 4.216e-05
|  |  |  | c_DK1 | 4828 | 7.1304e-05 |  |  |  |  | c_DK1_Central | 4828 | 6.0824e-05
|  |  |  | c_DK1 | 4829 | 7.0234e-05 |  |  |  |  | c_DK1_Central | 4829 | 9.1653e-05
|  |  |  | c_DK1 | 4830 | 7.3006e-05 |  |  |  |  | c_DK1_Central | 4830 | 9.4986e-05
|  |  |  | c_DK1 | 4831 | 7.9477e-05 |  |  |  |  | c_DK1_Central | 4831 | 9.7486e-05
|  |  |  | c_DK1 | 4832 | 8.6871e-05 |  |  |  |  | c_DK1_Central | 4832 | 7.6989e-05
|  |  |  | c_DK1 | 4833 | 9.2076e-05 |  |  |  |  | c_DK1_Central | 4833 | 7.3489e-05
|  |  |  | c_DK1 | 4834 | 9.4363e-05 |  |  |  |  | c_DK1_Central | 4834 | 6.9323e-05
|  |  |  | c_DK1 | 4835 | 9.5093e-05 |  |  |  |  | c_DK1_Central | 4835 | 6.599e-05
|  |  |  | c_DK1 | 4836 | 9.4849e-05 |  |  |  |  | c_DK1_Central | 4836 | 6.4824e-05
|  |  |  | c_DK1 | 4837 | 9.4995e-05 |  |  |  |  | c_DK1_Central | 4837 | 5.7158e-05
|  |  |  | c_DK1 | 4838 | 9.5239e-05 |  |  |  |  | c_DK1_Central | 4838 | 5.5825e-05
|  |  |  | c_DK1 | 4839 | 9.5239e-05 |  |  |  |  | c_DK1_Central | 4839 | 5.1826e-05
|  |  |  | c_DK1 | 4840 | 9.5968e-05 |  |  |  |  | c_DK1_Central | 4840 | 5.3825e-05
|  |  |  | c_DK1 | 4841 | 0.00010171 |  |  |  |  | c_DK1_Central | 4841 | 5.8991e-05
|  |  |  | c_DK1 | 4842 | 0.00010263 |  |  |  |  | c_DK1_Central | 4842 | 6.1491e-05
|  |  |  | c_DK1 | 4843 | 9.6406e-05 |  |  |  |  | c_DK1_Central | 4843 | 6.5324e-05
|  |  |  | c_DK1 | 4844 | 9.266e-05 |  |  |  |  | c_DK1_Central | 4844 | 6.8657e-05
|  |  |  | c_DK1 | 4845 | 9.0666e-05 |  |  |  |  | c_DK1_Central | 4845 | 6.6157e-05
|  |  |  | c_DK1 | 4846 | 8.979e-05 |  |  |  |  | c_DK1_Central | 4846 | 5.2159e-05
|  |  |  | c_DK1 | 4847 | 8.6287e-05 |  |  |  |  | c_DK1_Central | 4847 | 3.6328e-05
|  |  |  | c_DK1 | 4848 | 7.7871e-05 |  |  |  |  | c_DK1_Central | 4848 | 2.8496e-05
|  |  |  | c_DK1 | 4849 | 7.4077e-05 |  |  |  |  | c_DK1_Central | 4849 | 3.2329e-05
|  |  |  | c_DK1 | 4850 | 7.2958e-05 |  |  |  |  | c_DK1_Central | 4850 | 3.1662e-05
|  |  |  | c_DK1 | 4851 | 7.4271e-05 |  |  |  |  | c_DK1_Central | 4851 | 3.4495e-05
|  |  |  | c_DK1 | 4852 | 7.4612e-05 |  |  |  |  | c_DK1_Central | 4852 | 5.3159e-05
|  |  |  | c_DK1 | 4853 | 7.646e-05 |  |  |  |  | c_DK1_Central | 4853 | 9.3153e-05
|  |  |  | c_DK1 | 4854 | 8.4439e-05 |  |  |  |  | c_DK1_Central | 4854 | 0.00011082
|  |  |  | c_DK1 | 4855 | 9.592e-05 |  |  |  |  | c_DK1_Central | 4855 | 0.00010932
|  |  |  | c_DK1 | 4856 | 0.00010638 |  |  |  |  | c_DK1_Central | 4856 | 8.6821e-05
|  |  |  | c_DK1 | 4857 | 0.00011227 |  |  |  |  | c_DK1_Central | 4857 | 8.3488e-05
|  |  |  | c_DK1 | 4858 | 0.0001164 |  |  |  |  | c_DK1_Central | 4858 | 7.7489e-05
|  |  |  | c_DK1 | 4859 | 0.00011791 |  |  |  |  | c_DK1_Central | 4859 | 7.4989e-05
|  |  |  | c_DK1 | 4860 | 0.00011801 |  |  |  |  | c_DK1_Central | 4860 | 7.2656e-05
|  |  |  | c_DK1 | 4861 | 0.00011825 |  |  |  |  | c_DK1_Central | 4861 | 6.2324e-05
|  |  |  | c_DK1 | 4862 | 0.00011747 |  |  |  |  | c_DK1_Central | 4862 | 6.0991e-05
|  |  |  | c_DK1 | 4863 | 0.00011475 |  |  |  |  | c_DK1_Central | 4863 | 5.6325e-05
|  |  |  | c_DK1 | 4864 | 0.000113 |  |  |  |  | c_DK1_Central | 4864 | 5.7825e-05
|  |  |  | c_DK1 | 4865 | 0.00011747 |  |  |  |  | c_DK1_Central | 4865 | 6.3324e-05
|  |  |  | c_DK1 | 4866 | 0.00011635 |  |  |  |  | c_DK1_Central | 4866 | 6.5157e-05
|  |  |  | c_DK1 | 4867 | 0.00011246 |  |  |  |  | c_DK1_Central | 4867 | 7.0323e-05
|  |  |  | c_DK1 | 4868 | 0.00010672 |  |  |  |  | c_DK1_Central | 4868 | 7.4156e-05
|  |  |  | c_DK1 | 4869 | 0.00010302 |  |  |  |  | c_DK1_Central | 4869 | 6.8323e-05
|  |  |  | c_DK1 | 4870 | 0.00010074 |  |  |  |  | c_DK1_Central | 4870 | 5.5325e-05
|  |  |  | c_DK1 | 4871 | 9.5093e-05 |  |  |  |  | c_DK1_Central | 4871 | 3.7161e-05
|  |  |  | c_DK1 | 4872 | 8.3223e-05 |  |  |  |  | c_DK1_Central | 4872 | 2.5996e-05
|  |  |  | c_DK1 | 4873 | 7.8844e-05 |  |  |  |  | c_DK1_Central | 4873 | 2.9496e-05
|  |  |  | c_DK1 | 4874 | 7.7725e-05 |  |  |  |  | c_DK1_Central | 4874 | 2.9496e-05
|  |  |  | c_DK1 | 4875 | 7.8552e-05 |  |  |  |  | c_DK1_Central | 4875 | 3.2162e-05
|  |  |  | c_DK1 | 4876 | 7.8893e-05 |  |  |  |  | c_DK1_Central | 4876 | 4.9659e-05
|  |  |  | c_DK1 | 4877 | 8.0255e-05 |  |  |  |  | c_DK1_Central | 4877 | 8.8154e-05
|  |  |  | c_DK1 | 4878 | 8.765e-05 |  |  |  |  | c_DK1_Central | 4878 | 0.00010448
|  |  |  | c_DK1 | 4879 | 9.9325e-05 |  |  |  |  | c_DK1_Central | 4879 | 0.00010298
|  |  |  | c_DK1 | 4880 | 0.00011061 |  |  |  |  | c_DK1_Central | 4880 | 8.3154e-05
|  |  |  | c_DK1 | 4881 | 0.00011674 |  |  |  |  | c_DK1_Central | 4881 | 7.9988e-05
|  |  |  | c_DK1 | 4882 | 0.00011854 |  |  |  |  | c_DK1_Central | 4882 | 7.4656e-05
|  |  |  | c_DK1 | 4883 | 0.00011694 |  |  |  |  | c_DK1_Central | 4883 | 7.1823e-05
|  |  |  | c_DK1 | 4884 | 0.00011509 |  |  |  |  | c_DK1_Central | 4884 | 6.949e-05
|  |  |  | c_DK1 | 4885 | 0.00011518 |  |  |  |  | c_DK1_Central | 4885 | 5.9491e-05
|  |  |  | c_DK1 | 4886 | 0.00011358 |  |  |  |  | c_DK1_Central | 4886 | 5.7158e-05
|  |  |  | c_DK1 | 4887 | 0.00010935 |  |  |  |  | c_DK1_Central | 4887 | 5.2826e-05
|  |  |  | c_DK1 | 4888 | 0.00010842 |  |  |  |  | c_DK1_Central | 4888 | 5.3659e-05
|  |  |  | c_DK1 | 4889 | 0.00011139 |  |  |  |  | c_DK1_Central | 4889 | 5.8825e-05
|  |  |  | c_DK1 | 4890 | 0.00011037 |  |  |  |  | c_DK1_Central | 4890 | 6.0491e-05
|  |  |  | c_DK1 | 4891 | 0.0001057 |  |  |  |  | c_DK1_Central | 4891 | 6.5157e-05
|  |  |  | c_DK1 | 4892 | 0.00010327 |  |  |  |  | c_DK1_Central | 4892 | 6.849e-05
|  |  |  | c_DK1 | 4893 | 0.00010054 |  |  |  |  | c_DK1_Central | 4893 | 6.2824e-05
|  |  |  | c_DK1 | 4894 | 9.8839e-05 |  |  |  |  | c_DK1_Central | 4894 | 5.0992e-05
|  |  |  | c_DK1 | 4895 | 9.3974e-05 |  |  |  |  | c_DK1_Central | 4895 | 3.3995e-05
|  |  |  | c_DK1 | 4896 | 8.225e-05 |  |  |  |  | c_DK1_Central | 4896 | 2.5163e-05
|  |  |  | c_DK1 | 4897 | 7.6898e-05 |  |  |  |  | c_DK1_Central | 4897 | 2.8496e-05
|  |  |  | c_DK1 | 4898 | 7.5585e-05 |  |  |  |  | c_DK1_Central | 4898 | 2.8163e-05
|  |  |  | c_DK1 | 4899 | 7.8115e-05 |  |  |  |  | c_DK1_Central | 4899 | 3.0662e-05
|  |  |  | c_DK1 | 4900 | 7.8747e-05 |  |  |  |  | c_DK1_Central | 4900 | 4.7493e-05
|  |  |  | c_DK1 | 4901 | 7.9428e-05 |  |  |  |  | c_DK1_Central | 4901 | 8.4987e-05
|  |  |  | c_DK1 | 4902 | 8.6725e-05 |  |  |  |  | c_DK1_Central | 4902 | 0.00010099
|  |  |  | c_DK1 | 4903 | 9.8012e-05 |  |  |  |  | c_DK1_Central | 4903 | 9.9985e-05
|  |  |  | c_DK1 | 4904 | 0.00010891 |  |  |  |  | c_DK1_Central | 4904 | 7.9988e-05
|  |  |  | c_DK1 | 4905 | 0.00011416 |  |  |  |  | c_DK1_Central | 4905 | 7.6989e-05
|  |  |  | c_DK1 | 4906 | 0.00012 |  |  |  |  | c_DK1_Central | 4906 | 7.2489e-05
|  |  |  | c_DK1 | 4907 | 0.00012136 |  |  |  |  | c_DK1_Central | 4907 | 6.9656e-05
|  |  |  | c_DK1 | 4908 | 0.00011971 |  |  |  |  | c_DK1_Central | 4908 | 6.7657e-05
|  |  |  | c_DK1 | 4909 | 0.00011981 |  |  |  |  | c_DK1_Central | 4909 | 5.7492e-05
|  |  |  | c_DK1 | 4910 | 0.0001164 |  |  |  |  | c_DK1_Central | 4910 | 5.5325e-05
|  |  |  | c_DK1 | 4911 | 0.00011047 |  |  |  |  | c_DK1_Central | 4911 | 5.1159e-05
|  |  |  | c_DK1 | 4912 | 0.00010871 |  |  |  |  | c_DK1_Central | 4912 | 5.1659e-05
|  |  |  | c_DK1 | 4913 | 0.00011154 |  |  |  |  | c_DK1_Central | 4913 | 5.6825e-05
|  |  |  | c_DK1 | 4914 | 0.00011295 |  |  |  |  | c_DK1_Central | 4914 | 5.8491e-05
|  |  |  | c_DK1 | 4915 | 0.00010978 |  |  |  |  | c_DK1_Central | 4915 | 6.2491e-05
|  |  |  | c_DK1 | 4916 | 0.00010652 |  |  |  |  | c_DK1_Central | 4916 | 6.599e-05
|  |  |  | c_DK1 | 4917 | 0.00010361 |  |  |  |  | c_DK1_Central | 4917 | 6.0491e-05
|  |  |  | c_DK1 | 4918 | 0.00010263 |  |  |  |  | c_DK1_Central | 4918 | 4.8993e-05
|  |  |  | c_DK1 | 4919 | 9.7428e-05 |  |  |  |  | c_DK1_Central | 4919 | 3.2495e-05
|  |  |  | c_DK1 | 4920 | 8.1714e-05 |  |  |  |  | c_DK1_Central | 4920 | 2.4496e-05
|  |  |  | c_DK1 | 4921 | 7.8893e-05 |  |  |  |  | c_DK1_Central | 4921 | 2.7996e-05
|  |  |  | c_DK1 | 4922 | 7.5342e-05 |  |  |  |  | c_DK1_Central | 4922 | 2.7663e-05
|  |  |  | c_DK1 | 4923 | 7.4563e-05 |  |  |  |  | c_DK1_Central | 4923 | 2.9329e-05
|  |  |  | c_DK1 | 4924 | 7.5147e-05 |  |  |  |  | c_DK1_Central | 4924 | 4.5827e-05
|  |  |  | c_DK1 | 4925 | 7.685e-05 |  |  |  |  | c_DK1_Central | 4925 | 8.2488e-05
|  |  |  | c_DK1 | 4926 | 8.5412e-05 |  |  |  |  | c_DK1_Central | 4926 | 9.8152e-05
|  |  |  | c_DK1 | 4927 | 9.7476e-05 |  |  |  |  | c_DK1_Central | 4927 | 9.7486e-05
|  |  |  | c_DK1 | 4928 | 0.00010682 |  |  |  |  | c_DK1_Central | 4928 | 7.7489e-05
|  |  |  | c_DK1 | 4929 | 0.00011348 |  |  |  |  | c_DK1_Central | 4929 | 7.4656e-05
|  |  |  | c_DK1 | 4930 | 0.00011796 |  |  |  |  | c_DK1_Central | 4930 | 7.049e-05
|  |  |  | c_DK1 | 4931 | 0.00011767 |  |  |  |  | c_DK1_Central | 4931 | 6.8323e-05
|  |  |  | c_DK1 | 4932 | 0.0001163 |  |  |  |  | c_DK1_Central | 4932 | 6.649e-05
|  |  |  | c_DK1 | 4933 | 0.0001163 |  |  |  |  | c_DK1_Central | 4933 | 5.5825e-05
|  |  |  | c_DK1 | 4934 | 0.00011562 |  |  |  |  | c_DK1_Central | 4934 | 5.3825e-05
|  |  |  | c_DK1 | 4935 | 0.0001129 |  |  |  |  | c_DK1_Central | 4935 | 4.9493e-05
|  |  |  | c_DK1 | 4936 | 0.00011183 |  |  |  |  | c_DK1_Central | 4936 | 4.9993e-05
|  |  |  | c_DK1 | 4937 | 0.00011557 |  |  |  |  | c_DK1_Central | 4937 | 5.5492e-05
|  |  |  | c_DK1 | 4938 | 0.00011523 |  |  |  |  | c_DK1_Central | 4938 | 5.6325e-05
|  |  |  | c_DK1 | 4939 | 0.0001109 |  |  |  |  | c_DK1_Central | 4939 | 6.0491e-05
|  |  |  | c_DK1 | 4940 | 0.00010691 |  |  |  |  | c_DK1_Central | 4940 | 6.3824e-05
|  |  |  | c_DK1 | 4941 | 0.00010385 |  |  |  |  | c_DK1_Central | 4941 | 5.8658e-05
|  |  |  | c_DK1 | 4942 | 0.00010185 |  |  |  |  | c_DK1_Central | 4942 | 4.7326e-05
|  |  |  | c_DK1 | 4943 | 9.6212e-05 |  |  |  |  | c_DK1_Central | 4943 | 3.1662e-05
|  |  |  | c_DK1 | 4944 | 8.8331e-05 |  |  |  |  | c_DK1_Central | 4944 | 2.483e-05
|  |  |  | c_DK1 | 4945 | 8.259e-05 |  |  |  |  | c_DK1_Central | 4945 | 2.7496e-05
|  |  |  | c_DK1 | 4946 | 8.1909e-05 |  |  |  |  | c_DK1_Central | 4946 | 2.6996e-05
|  |  |  | c_DK1 | 4947 | 8.1666e-05 |  |  |  |  | c_DK1_Central | 4947 | 2.8163e-05
|  |  |  | c_DK1 | 4948 | 8.1471e-05 |  |  |  |  | c_DK1_Central | 4948 | 4.3327e-05
|  |  |  | c_DK1 | 4949 | 8.2785e-05 |  |  |  |  | c_DK1_Central | 4949 | 7.8822e-05
|  |  |  | c_DK1 | 4950 | 9.1395e-05 |  |  |  |  | c_DK1_Central | 4950 | 9.3153e-05
|  |  |  | c_DK1 | 4951 | 0.00010093 |  |  |  |  | c_DK1_Central | 4951 | 9.4653e-05
|  |  |  | c_DK1 | 4952 | 0.00011348 |  |  |  |  | c_DK1_Central | 4952 | 7.6489e-05
|  |  |  | c_DK1 | 4953 | 0.00011956 |  |  |  |  | c_DK1_Central | 4953 | 7.3656e-05
|  |  |  | c_DK1 | 4954 | 0.00012452 |  |  |  |  | c_DK1_Central | 4954 | 6.8323e-05
|  |  |  | c_DK1 | 4955 | 0.00012297 |  |  |  |  | c_DK1_Central | 4955 | 6.599e-05
|  |  |  | c_DK1 | 4956 | 0.00011947 |  |  |  |  | c_DK1_Central | 4956 | 6.4157e-05
|  |  |  | c_DK1 | 4957 | 0.00011591 |  |  |  |  | c_DK1_Central | 4957 | 5.5159e-05
|  |  |  | c_DK1 | 4958 | 0.0001129 |  |  |  |  | c_DK1_Central | 4958 | 5.1826e-05
|  |  |  | c_DK1 | 4959 | 0.0001112 |  |  |  |  | c_DK1_Central | 4959 | 4.7826e-05
|  |  |  | c_DK1 | 4960 | 0.00011134 |  |  |  |  | c_DK1_Central | 4960 | 4.816e-05
|  |  |  | c_DK1 | 4961 | 0.00011489 |  |  |  |  | c_DK1_Central | 4961 | 5.4492e-05
|  |  |  | c_DK1 | 4962 | 0.00011285 |  |  |  |  | c_DK1_Central | 4962 | 5.5492e-05
|  |  |  | c_DK1 | 4963 | 0.00010764 |  |  |  |  | c_DK1_Central | 4963 | 6.0491e-05
|  |  |  | c_DK1 | 4964 | 0.00010312 |  |  |  |  | c_DK1_Central | 4964 | 6.3157e-05
|  |  |  | c_DK1 | 4965 | 9.9276e-05 |  |  |  |  | c_DK1_Central | 4965 | 5.8491e-05
|  |  |  | c_DK1 | 4966 | 9.9276e-05 |  |  |  |  | c_DK1_Central | 4966 | 4.6327e-05
|  |  |  | c_DK1 | 4967 | 9.4558e-05 |  |  |  |  | c_DK1_Central | 4967 | 3.0829e-05
|  |  |  | c_DK1 | 4968 | 8.4244e-05 |  |  |  |  | c_DK1_Central | 4968 | 2.7663e-05
|  |  |  | c_DK1 | 4969 | 7.8893e-05 |  |  |  |  | c_DK1_Central | 4969 | 2.8496e-05
|  |  |  | c_DK1 | 4970 | 7.6363e-05 |  |  |  |  | c_DK1_Central | 4970 | 2.433e-05
|  |  |  | c_DK1 | 4971 | 7.5877e-05 |  |  |  |  | c_DK1_Central | 4971 | 2.8829e-05
|  |  |  | c_DK1 | 4972 | 7.6266e-05 |  |  |  |  | c_DK1_Central | 4972 | 4.3494e-05
|  |  |  | c_DK1 | 4973 | 7.6023e-05 |  |  |  |  | c_DK1_Central | 4973 | 7.0656e-05
|  |  |  | c_DK1 | 4974 | 7.9477e-05 |  |  |  |  | c_DK1_Central | 4974 | 9.2486e-05
|  |  |  | c_DK1 | 4975 | 8.7941e-05 |  |  |  |  | c_DK1_Central | 4975 | 9.3653e-05
|  |  |  | c_DK1 | 4976 | 9.733e-05 |  |  |  |  | c_DK1_Central | 4976 | 7.4156e-05
|  |  |  | c_DK1 | 4977 | 0.00010341 |  |  |  |  | c_DK1_Central | 4977 | 6.9823e-05
|  |  |  | c_DK1 | 4978 | 0.00010691 |  |  |  |  | c_DK1_Central | 4978 | 6.899e-05
|  |  |  | c_DK1 | 4979 | 0.0001075 |  |  |  |  | c_DK1_Central | 4979 | 6.1991e-05
|  |  |  | c_DK1 | 4980 | 0.00010769 |  |  |  |  | c_DK1_Central | 4980 | 6.1324e-05
|  |  |  | c_DK1 | 4981 | 0.00010667 |  |  |  |  | c_DK1_Central | 4981 | 5.2326e-05
|  |  |  | c_DK1 | 4982 | 0.00010511 |  |  |  |  | c_DK1_Central | 4982 | 5.7158e-05
|  |  |  | c_DK1 | 4983 | 0.00010434 |  |  |  |  | c_DK1_Central | 4983 | 5.1659e-05
|  |  |  | c_DK1 | 4984 | 0.00010361 |  |  |  |  | c_DK1_Central | 4984 | 5.1826e-05
|  |  |  | c_DK1 | 4985 | 0.00010915 |  |  |  |  | c_DK1_Central | 4985 | 5.3492e-05
|  |  |  | c_DK1 | 4986 | 0.00010886 |  |  |  |  | c_DK1_Central | 4986 | 5.3992e-05
|  |  |  | c_DK1 | 4987 | 0.000102 |  |  |  |  | c_DK1_Central | 4987 | 5.6992e-05
|  |  |  | c_DK1 | 4988 | 9.5725e-05 |  |  |  |  | c_DK1_Central | 4988 | 5.9325e-05
|  |  |  | c_DK1 | 4989 | 9.159e-05 |  |  |  |  | c_DK1_Central | 4989 | 5.6658e-05
|  |  |  | c_DK1 | 4990 | 9.0179e-05 |  |  |  |  | c_DK1_Central | 4990 | 4.4993e-05
|  |  |  | c_DK1 | 4991 | 8.6093e-05 |  |  |  |  | c_DK1_Central | 4991 | 2.9662e-05
|  |  |  | c_DK1 | 4992 | 8.0887e-05 |  |  |  |  | c_DK1_Central | 4992 | 2.6163e-05
|  |  |  | c_DK1 | 4993 | 7.7725e-05 |  |  |  |  | c_DK1_Central | 4993 | 2.9996e-05
|  |  |  | c_DK1 | 4994 | 7.6996e-05 |  |  |  |  | c_DK1_Central | 4994 | 3.1162e-05
|  |  |  | c_DK1 | 4995 | 7.6898e-05 |  |  |  |  | c_DK1_Central | 4995 | 3.9494e-05
|  |  |  | c_DK1 | 4996 | 7.6752e-05 |  |  |  |  | c_DK1_Central | 4996 | 5.6325e-05
|  |  |  | c_DK1 | 4997 | 7.6266e-05 |  |  |  |  | c_DK1_Central | 4997 | 8.2821e-05
|  |  |  | c_DK1 | 4998 | 7.8309e-05 |  |  |  |  | c_DK1_Central | 4998 | 8.5487e-05
|  |  |  | c_DK1 | 4999 | 8.4147e-05 |  |  |  |  | c_DK1_Central | 4999 | 8.9653e-05
|  |  |  | c_DK1 | 5000 | 9.2466e-05 |  |  |  |  | c_DK1_Central | 5000 | 6.949e-05
|  |  |  | c_DK1 | 5001 | 9.7233e-05 |  |  |  |  | c_DK1_Central | 5001 | 6.6324e-05
|  |  |  | c_DK1 | 5002 | 9.9568e-05 |  |  |  |  | c_DK1_Central | 5002 | 6.3491e-05
|  |  |  | c_DK1 | 5003 | 9.9568e-05 |  |  |  |  | c_DK1_Central | 5003 | 6.0491e-05
|  |  |  | c_DK1 | 5004 | 9.8303e-05 |  |  |  |  | c_DK1_Central | 5004 | 5.9991e-05
|  |  |  | c_DK1 | 5005 | 0.00010244 |  |  |  |  | c_DK1_Central | 5005 | 5.2326e-05
|  |  |  | c_DK1 | 5006 | 0.00010132 |  |  |  |  | c_DK1_Central | 5006 | 5.0826e-05
|  |  |  | c_DK1 | 5007 | 9.8887e-05 |  |  |  |  | c_DK1_Central | 5007 | 4.716e-05
|  |  |  | c_DK1 | 5008 | 0.00010015 |  |  |  |  | c_DK1_Central | 5008 | 4.8493e-05
|  |  |  | c_DK1 | 5009 | 0.0001057 |  |  |  |  | c_DK1_Central | 5009 | 5.3992e-05
|  |  |  | c_DK1 | 5010 | 0.00010682 |  |  |  |  | c_DK1_Central | 5010 | 5.5825e-05
|  |  |  | c_DK1 | 5011 | 0.00010147 |  |  |  |  | c_DK1_Central | 5011 | 5.8991e-05
|  |  |  | c_DK1 | 5012 | 9.6795e-05 |  |  |  |  | c_DK1_Central | 5012 | 6.1824e-05
|  |  |  | c_DK1 | 5013 | 9.4412e-05 |  |  |  |  | c_DK1_Central | 5013 | 5.9658e-05
|  |  |  | c_DK1 | 5014 | 9.3439e-05 |  |  |  |  | c_DK1_Central | 5014 | 4.716e-05
|  |  |  | c_DK1 | 5015 | 8.9498e-05 |  |  |  |  | c_DK1_Central | 5015 | 3.2829e-05
|  |  |  | c_DK1 | 5016 | 8.259e-05 |  |  |  |  | c_DK1_Central | 5016 | 2.4496e-05
|  |  |  | c_DK1 | 5017 | 7.8163e-05 |  |  |  |  | c_DK1_Central | 5017 | 2.8496e-05
|  |  |  | c_DK1 | 5018 | 7.7823e-05 |  |  |  |  | c_DK1_Central | 5018 | 2.7829e-05
|  |  |  | c_DK1 | 5019 | 7.8309e-05 |  |  |  |  | c_DK1_Central | 5019 | 2.9329e-05
|  |  |  | c_DK1 | 5020 | 7.9428e-05 |  |  |  |  | c_DK1_Central | 5020 | 4.566e-05
|  |  |  | c_DK1 | 5021 | 8.2201e-05 |  |  |  |  | c_DK1_Central | 5021 | 8.1988e-05
|  |  |  | c_DK1 | 5022 | 9.0082e-05 |  |  |  |  | c_DK1_Central | 5022 | 9.6819e-05
|  |  |  | c_DK1 | 5023 | 0.00010414 |  |  |  |  | c_DK1_Central | 5023 | 9.6486e-05
|  |  |  | c_DK1 | 5024 | 0.00011572 |  |  |  |  | c_DK1_Central | 5024 | 7.4489e-05
|  |  |  | c_DK1 | 5025 | 0.00012204 |  |  |  |  | c_DK1_Central | 5025 | 7.1989e-05
|  |  |  | c_DK1 | 5026 | 0.00012482 |  |  |  |  | c_DK1_Central | 5026 | 6.8157e-05
|  |  |  | c_DK1 | 5027 | 0.00012623 |  |  |  |  | c_DK1_Central | 5027 | 6.6157e-05
|  |  |  | c_DK1 | 5028 | 0.00012414 |  |  |  |  | c_DK1_Central | 5028 | 6.4491e-05
|  |  |  | c_DK1 | 5029 | 0.00012506 |  |  |  |  | c_DK1_Central | 5029 | 5.4325e-05
|  |  |  | c_DK1 | 5030 | 0.00012277 |  |  |  |  | c_DK1_Central | 5030 | 5.2992e-05
|  |  |  | c_DK1 | 5031 | 0.00011956 |  |  |  |  | c_DK1_Central | 5031 | 4.8993e-05
|  |  |  | c_DK1 | 5032 | 0.00011752 |  |  |  |  | c_DK1_Central | 5032 | 5.0159e-05
|  |  |  | c_DK1 | 5033 | 0.00012209 |  |  |  |  | c_DK1_Central | 5033 | 5.4992e-05
|  |  |  | c_DK1 | 5034 | 0.00012161 |  |  |  |  | c_DK1_Central | 5034 | 5.5992e-05
|  |  |  | c_DK1 | 5035 | 0.00011961 |  |  |  |  | c_DK1_Central | 5035 | 6.0158e-05
|  |  |  | c_DK1 | 5036 | 0.00011445 |  |  |  |  | c_DK1_Central | 5036 | 6.4491e-05
|  |  |  | c_DK1 | 5037 | 0.00011144 |  |  |  |  | c_DK1_Central | 5037 | 5.8825e-05
|  |  |  | c_DK1 | 5038 | 0.00011129 |  |  |  |  | c_DK1_Central | 5038 | 4.766e-05
|  |  |  | c_DK1 | 5039 | 0.00010536 |  |  |  |  | c_DK1_Central | 5039 | 3.1829e-05
|  |  |  | c_DK1 | 5040 | 9.0714e-05 |  |  |  |  | c_DK1_Central | 5040 | 2.4496e-05
|  |  |  | c_DK1 | 5041 | 8.3417e-05 |  |  |  |  | c_DK1_Central | 5041 | 2.7996e-05
|  |  |  | c_DK1 | 5042 | 8.2687e-05 |  |  |  |  | c_DK1_Central | 5042 | 2.7663e-05
|  |  |  | c_DK1 | 5043 | 8.3028e-05 |  |  |  |  | c_DK1_Central | 5043 | 2.9662e-05
|  |  |  | c_DK1 | 5044 | 8.4585e-05 |  |  |  |  | c_DK1_Central | 5044 | 4.616e-05
|  |  |  | c_DK1 | 5045 | 8.6385e-05 |  |  |  |  | c_DK1_Central | 5045 | 8.3321e-05
|  |  |  | c_DK1 | 5046 | 9.5141e-05 |  |  |  |  | c_DK1_Central | 5046 | 9.9319e-05
|  |  |  | c_DK1 | 5047 | 0.00010657 |  |  |  |  | c_DK1_Central | 5047 | 9.8319e-05
|  |  |  | c_DK1 | 5048 | 0.00011825 |  |  |  |  | c_DK1_Central | 5048 | 7.8155e-05
|  |  |  | c_DK1 | 5049 | 0.00012214 |  |  |  |  | c_DK1_Central | 5049 | 7.5322e-05
|  |  |  | c_DK1 | 5050 | 0.00012555 |  |  |  |  | c_DK1_Central | 5050 | 7.1323e-05
|  |  |  | c_DK1 | 5051 | 0.00012613 |  |  |  |  | c_DK1_Central | 5051 | 6.899e-05
|  |  |  | c_DK1 | 5052 | 0.00012525 |  |  |  |  | c_DK1_Central | 5052 | 6.6823e-05
|  |  |  | c_DK1 | 5053 | 0.00012642 |  |  |  |  | c_DK1_Central | 5053 | 5.6658e-05
|  |  |  | c_DK1 | 5054 | 0.00012394 |  |  |  |  | c_DK1_Central | 5054 | 5.4159e-05
|  |  |  | c_DK1 | 5055 | 0.00012127 |  |  |  |  | c_DK1_Central | 5055 | 4.9826e-05
|  |  |  | c_DK1 | 5056 | 0.0001184 |  |  |  |  | c_DK1_Central | 5056 | 5.0493e-05
|  |  |  | c_DK1 | 5057 | 0.00012345 |  |  |  |  | c_DK1_Central | 5057 | 5.5825e-05
|  |  |  | c_DK1 | 5058 | 0.00012243 |  |  |  |  | c_DK1_Central | 5058 | 5.6992e-05
|  |  |  | c_DK1 | 5059 | 0.00011771 |  |  |  |  | c_DK1_Central | 5059 | 6.0991e-05
|  |  |  | c_DK1 | 5060 | 0.00011377 |  |  |  |  | c_DK1_Central | 5060 | 6.4324e-05
|  |  |  | c_DK1 | 5061 | 0.0001112 |  |  |  |  | c_DK1_Central | 5061 | 5.8825e-05
|  |  |  | c_DK1 | 5062 | 0.00011066 |  |  |  |  | c_DK1_Central | 5062 | 4.7993e-05
|  |  |  | c_DK1 | 5063 | 0.00010541 |  |  |  |  | c_DK1_Central | 5063 | 3.1995e-05
|  |  |  | c_DK1 | 5064 | 8.906e-05 |  |  |  |  | c_DK1_Central | 5064 | 2.583e-05
|  |  |  | c_DK1 | 5065 | 8.4147e-05 |  |  |  |  | c_DK1_Central | 5065 | 2.8996e-05
|  |  |  | c_DK1 | 5066 | 8.2444e-05 |  |  |  |  | c_DK1_Central | 5066 | 2.8829e-05
|  |  |  | c_DK1 | 5067 | 8.2687e-05 |  |  |  |  | c_DK1_Central | 5067 | 3.1495e-05
|  |  |  | c_DK1 | 5068 | 8.4779e-05 |  |  |  |  | c_DK1_Central | 5068 | 4.8826e-05
|  |  |  | c_DK1 | 5069 | 8.7747e-05 |  |  |  |  | c_DK1_Central | 5069 | 8.6654e-05
|  |  |  | c_DK1 | 5070 | 9.6552e-05 |  |  |  |  | c_DK1_Central | 5070 | 0.00010298
|  |  |  | c_DK1 | 5071 | 0.00011003 |  |  |  |  | c_DK1_Central | 5071 | 0.00010165
|  |  |  | c_DK1 | 5072 | 0.00011956 |  |  |  |  | c_DK1_Central | 5072 | 8.1988e-05
|  |  |  | c_DK1 | 5073 | 0.00012409 |  |  |  |  | c_DK1_Central | 5073 | 7.8822e-05
|  |  |  | c_DK1 | 5074 | 0.00012803 |  |  |  |  | c_DK1_Central | 5074 | 7.3489e-05
|  |  |  | c_DK1 | 5075 | 0.00012851 |  |  |  |  | c_DK1_Central | 5075 | 7.0656e-05
|  |  |  | c_DK1 | 5076 | 0.00012584 |  |  |  |  | c_DK1_Central | 5076 | 6.849e-05
|  |  |  | c_DK1 | 5077 | 0.00012613 |  |  |  |  | c_DK1_Central | 5077 | 5.8491e-05
|  |  |  | c_DK1 | 5078 | 0.00012404 |  |  |  |  | c_DK1_Central | 5078 | 5.6325e-05
|  |  |  | c_DK1 | 5079 | 0.00012054 |  |  |  |  | c_DK1_Central | 5079 | 5.1992e-05
|  |  |  | c_DK1 | 5080 | 0.00011864 |  |  |  |  | c_DK1_Central | 5080 | 5.2826e-05
|  |  |  | c_DK1 | 5081 | 0.00012243 |  |  |  |  | c_DK1_Central | 5081 | 5.7825e-05
|  |  |  | c_DK1 | 5082 | 0.00012107 |  |  |  |  | c_DK1_Central | 5082 | 5.9658e-05
|  |  |  | c_DK1 | 5083 | 0.0001184 |  |  |  |  | c_DK1_Central | 5083 | 6.4157e-05
|  |  |  | c_DK1 | 5084 | 0.00011718 |  |  |  |  | c_DK1_Central | 5084 | 6.7323e-05
|  |  |  | c_DK1 | 5085 | 0.00011484 |  |  |  |  | c_DK1_Central | 5085 | 6.1824e-05
|  |  |  | c_DK1 | 5086 | 0.00011212 |  |  |  |  | c_DK1_Central | 5086 | 4.9993e-05
|  |  |  | c_DK1 | 5087 | 0.00010575 |  |  |  |  | c_DK1_Central | 5087 | 3.3495e-05
|  |  |  | c_DK1 | 5088 | 8.6141e-05 |  |  |  |  | c_DK1_Central | 5088 | 2.6996e-05
|  |  |  | c_DK1 | 5089 | 8.0498e-05 |  |  |  |  | c_DK1_Central | 5089 | 3.0496e-05
|  |  |  | c_DK1 | 5090 | 7.8844e-05 |  |  |  |  | c_DK1_Central | 5090 | 2.9996e-05
|  |  |  | c_DK1 | 5091 | 7.9914e-05 |  |  |  |  | c_DK1_Central | 5091 | 3.2662e-05
|  |  |  | c_DK1 | 5092 | 8.1471e-05 |  |  |  |  | c_DK1_Central | 5092 | 5.0992e-05
|  |  |  | c_DK1 | 5093 | 8.5412e-05 |  |  |  |  | c_DK1_Central | 5093 | 9.032e-05
|  |  |  | c_DK1 | 5094 | 9.5774e-05 |  |  |  |  | c_DK1_Central | 5094 | 0.00010715
|  |  |  | c_DK1 | 5095 | 0.0001091 |  |  |  |  | c_DK1_Central | 5095 | 0.00010532
|  |  |  | c_DK1 | 5096 | 0.00011903 |  |  |  |  | c_DK1_Central | 5096 | 8.5321e-05
|  |  |  | c_DK1 | 5097 | 0.00012365 |  |  |  |  | c_DK1_Central | 5097 | 8.1821e-05
|  |  |  | c_DK1 | 5098 | 0.00012603 |  |  |  |  | c_DK1_Central | 5098 | 7.6489e-05
|  |  |  | c_DK1 | 5099 | 0.00012584 |  |  |  |  | c_DK1_Central | 5099 | 7.3323e-05
|  |  |  | c_DK1 | 5100 | 0.00012457 |  |  |  |  | c_DK1_Central | 5100 | 7.1489e-05
|  |  |  | c_DK1 | 5101 | 0.00012462 |  |  |  |  | c_DK1_Central | 5101 | 6.0824e-05
|  |  |  | c_DK1 | 5102 | 0.00012253 |  |  |  |  | c_DK1_Central | 5102 | 5.8658e-05
|  |  |  | c_DK1 | 5103 | 0.00011874 |  |  |  |  | c_DK1_Central | 5103 | 5.4159e-05
|  |  |  | c_DK1 | 5104 | 0.00011582 |  |  |  |  | c_DK1_Central | 5104 | 5.4992e-05
|  |  |  | c_DK1 | 5105 | 0.00011917 |  |  |  |  | c_DK1_Central | 5105 | 6.0324e-05
|  |  |  | c_DK1 | 5106 | 0.00011922 |  |  |  |  | c_DK1_Central | 5106 | 6.2158e-05
|  |  |  | c_DK1 | 5107 | 0.00011528 |  |  |  |  | c_DK1_Central | 5107 | 6.6823e-05
|  |  |  | c_DK1 | 5108 | 0.00010998 |  |  |  |  | c_DK1_Central | 5108 | 6.999e-05
|  |  |  | c_DK1 | 5109 | 0.00010774 |  |  |  |  | c_DK1_Central | 5109 | 6.4324e-05
|  |  |  | c_DK1 | 5110 | 0.0001058 |  |  |  |  | c_DK1_Central | 5110 | 5.2159e-05
|  |  |  | c_DK1 | 5111 | 9.8984e-05 |  |  |  |  | c_DK1_Central | 5111 | 3.4995e-05
|  |  |  | c_DK1 | 5112 | 8.4974e-05 |  |  |  |  | c_DK1_Central | 5112 | 2.7663e-05
|  |  |  | c_DK1 | 5113 | 8.0352e-05 |  |  |  |  | c_DK1_Central | 5113 | 3.0329e-05
|  |  |  | c_DK1 | 5114 | 7.9623e-05 |  |  |  |  | c_DK1_Central | 5114 | 2.9829e-05
|  |  |  | c_DK1 | 5115 | 8.0352e-05 |  |  |  |  | c_DK1_Central | 5115 | 3.2162e-05
|  |  |  | c_DK1 | 5116 | 8.1812e-05 |  |  |  |  | c_DK1_Central | 5116 | 4.9493e-05
|  |  |  | c_DK1 | 5117 | 8.4001e-05 |  |  |  |  | c_DK1_Central | 5117 | 8.8487e-05
|  |  |  | c_DK1 | 5118 | 9.3974e-05 |  |  |  |  | c_DK1_Central | 5118 | 0.00010432
|  |  |  | c_DK1 | 5119 | 0.00010701 |  |  |  |  | c_DK1_Central | 5119 | 0.00010515
|  |  |  | c_DK1 | 5120 | 0.00011679 |  |  |  |  | c_DK1_Central | 5120 | 8.5987e-05
|  |  |  | c_DK1 | 5121 | 0.0001217 |  |  |  |  | c_DK1_Central | 5121 | 8.2821e-05
|  |  |  | c_DK1 | 5122 | 0.00012379 |  |  |  |  | c_DK1_Central | 5122 | 7.5989e-05
|  |  |  | c_DK1 | 5123 | 0.00012487 |  |  |  |  | c_DK1_Central | 5123 | 7.2656e-05
|  |  |  | c_DK1 | 5124 | 0.00012117 |  |  |  |  | c_DK1_Central | 5124 | 7.049e-05
|  |  |  | c_DK1 | 5125 | 0.00011767 |  |  |  |  | c_DK1_Central | 5125 | 6.1658e-05
|  |  |  | c_DK1 | 5126 | 0.00011372 |  |  |  |  | c_DK1_Central | 5126 | 5.7991e-05
|  |  |  | c_DK1 | 5127 | 0.00010886 |  |  |  |  | c_DK1_Central | 5127 | 5.3992e-05
|  |  |  | c_DK1 | 5128 | 0.00010745 |  |  |  |  | c_DK1_Central | 5128 | 5.4492e-05
|  |  |  | c_DK1 | 5129 | 0.00011256 |  |  |  |  | c_DK1_Central | 5129 | 6.0658e-05
|  |  |  | c_DK1 | 5130 | 0.00011144 |  |  |  |  | c_DK1_Central | 5130 | 6.2824e-05
|  |  |  | c_DK1 | 5131 | 0.00010526 |  |  |  |  | c_DK1_Central | 5131 | 6.8323e-05
|  |  |  | c_DK1 | 5132 | 0.00010117 |  |  |  |  | c_DK1_Central | 5132 | 7.099e-05
|  |  |  | c_DK1 | 5133 | 9.8693e-05 |  |  |  |  | c_DK1_Central | 5133 | 6.5657e-05
|  |  |  | c_DK1 | 5134 | 9.5822e-05 |  |  |  |  | c_DK1_Central | 5134 | 5.2159e-05
|  |  |  | c_DK1 | 5135 | 8.9498e-05 |  |  |  |  | c_DK1_Central | 5135 | 3.4828e-05
|  |  |  | c_DK1 | 5136 | 7.9769e-05 |  |  |  |  | c_DK1_Central | 5136 | 2.9496e-05
|  |  |  | c_DK1 | 5137 | 7.4417e-05 |  |  |  |  | c_DK1_Central | 5137 | 3.0162e-05
|  |  |  | c_DK1 | 5138 | 7.3347e-05 |  |  |  |  | c_DK1_Central | 5138 | 2.7163e-05
|  |  |  | c_DK1 | 5139 | 7.2325e-05 |  |  |  |  | c_DK1_Central | 5139 | 3.1495e-05
|  |  |  | c_DK1 | 5140 | 7.2909e-05 |  |  |  |  | c_DK1_Central | 5140 | 4.7326e-05
|  |  |  | c_DK1 | 5141 | 7.2471e-05 |  |  |  |  | c_DK1_Central | 5141 | 7.8155e-05
|  |  |  | c_DK1 | 5142 | 7.6023e-05 |  |  |  |  | c_DK1_Central | 5142 | 0.00010082
|  |  |  | c_DK1 | 5143 | 8.4293e-05 |  |  |  |  | c_DK1_Central | 5143 | 0.00010049
|  |  |  | c_DK1 | 5144 | 9.3147e-05 |  |  |  |  | c_DK1_Central | 5144 | 8.1821e-05
|  |  |  | c_DK1 | 5145 | 9.986e-05 |  |  |  |  | c_DK1_Central | 5145 | 7.7489e-05
|  |  |  | c_DK1 | 5146 | 0.00010244 |  |  |  |  | c_DK1_Central | 5146 | 7.5322e-05
|  |  |  | c_DK1 | 5147 | 0.00010249 |  |  |  |  | c_DK1_Central | 5147 | 6.8657e-05
|  |  |  | c_DK1 | 5148 | 0.00010005 |  |  |  |  | c_DK1_Central | 5148 | 6.6823e-05
|  |  |  | c_DK1 | 5149 | 9.8449e-05 |  |  |  |  | c_DK1_Central | 5149 | 5.7325e-05
|  |  |  | c_DK1 | 5150 | 9.6747e-05 |  |  |  |  | c_DK1_Central | 5150 | 6.0991e-05
|  |  |  | c_DK1 | 5151 | 9.5336e-05 |  |  |  |  | c_DK1_Central | 5151 | 5.5992e-05
|  |  |  | c_DK1 | 5152 | 9.6163e-05 |  |  |  |  | c_DK1_Central | 5152 | 5.6658e-05
|  |  |  | c_DK1 | 5153 | 0.00010171 |  |  |  |  | c_DK1_Central | 5153 | 5.8491e-05
|  |  |  | c_DK1 | 5154 | 0.00010263 |  |  |  |  | c_DK1_Central | 5154 | 6.0158e-05
|  |  |  | c_DK1 | 5155 | 9.6601e-05 |  |  |  |  | c_DK1_Central | 5155 | 6.3491e-05
|  |  |  | c_DK1 | 5156 | 9.2125e-05 |  |  |  |  | c_DK1_Central | 5156 | 6.5657e-05
|  |  |  | c_DK1 | 5157 | 8.9985e-05 |  |  |  |  | c_DK1_Central | 5157 | 6.2824e-05
|  |  |  | c_DK1 | 5158 | 8.8525e-05 |  |  |  |  | c_DK1_Central | 5158 | 4.9826e-05
|  |  |  | c_DK1 | 5159 | 8.3855e-05 |  |  |  |  | c_DK1_Central | 5159 | 3.3162e-05
|  |  |  | c_DK1 | 5160 | 7.6655e-05 |  |  |  |  | c_DK1_Central | 5160 | 2.8496e-05
|  |  |  | c_DK1 | 5161 | 7.1352e-05 |  |  |  |  | c_DK1_Central | 5161 | 3.2495e-05
|  |  |  | c_DK1 | 5162 | 6.9601e-05 |  |  |  |  | c_DK1_Central | 5162 | 3.3828e-05
|  |  |  | c_DK1 | 5163 | 6.9601e-05 |  |  |  |  | c_DK1_Central | 5163 | 4.216e-05
|  |  |  | c_DK1 | 5164 | 7.0282e-05 |  |  |  |  | c_DK1_Central | 5164 | 6.1158e-05
|  |  |  | c_DK1 | 5165 | 7.0282e-05 |  |  |  |  | c_DK1_Central | 5165 | 9.232e-05
|  |  |  | c_DK1 | 5166 | 7.3006e-05 |  |  |  |  | c_DK1_Central | 5166 | 9.5653e-05
|  |  |  | c_DK1 | 5167 | 7.9914e-05 |  |  |  |  | c_DK1_Central | 5167 | 9.8152e-05
|  |  |  | c_DK1 | 5168 | 8.7309e-05 |  |  |  |  | c_DK1_Central | 5168 | 7.7155e-05
|  |  |  | c_DK1 | 5169 | 9.3925e-05 |  |  |  |  | c_DK1_Central | 5169 | 7.4322e-05
|  |  |  | c_DK1 | 5170 | 9.6698e-05 |  |  |  |  | c_DK1_Central | 5170 | 6.9823e-05
|  |  |  | c_DK1 | 5171 | 9.8936e-05 |  |  |  |  | c_DK1_Central | 5171 | 6.6657e-05
|  |  |  | c_DK1 | 5172 | 9.9957e-05 |  |  |  |  | c_DK1_Central | 5172 | 6.5157e-05
|  |  |  | c_DK1 | 5173 | 9.7136e-05 |  |  |  |  | c_DK1_Central | 5173 | 5.7658e-05
|  |  |  | c_DK1 | 5174 | 9.7039e-05 |  |  |  |  | c_DK1_Central | 5174 | 5.5992e-05
|  |  |  | c_DK1 | 5175 | 9.4314e-05 |  |  |  |  | c_DK1_Central | 5175 | 5.1992e-05
|  |  |  | c_DK1 | 5176 | 9.6503e-05 |  |  |  |  | c_DK1_Central | 5176 | 5.3992e-05
|  |  |  | c_DK1 | 5177 | 0.00010443 |  |  |  |  | c_DK1_Central | 5177 | 5.9325e-05
|  |  |  | c_DK1 | 5178 | 0.00010521 |  |  |  |  | c_DK1_Central | 5178 | 6.1658e-05
|  |  |  | c_DK1 | 5179 | 0.00010035 |  |  |  |  | c_DK1_Central | 5179 | 6.549e-05
|  |  |  | c_DK1 | 5180 | 9.6503e-05 |  |  |  |  | c_DK1_Central | 5180 | 6.899e-05
|  |  |  | c_DK1 | 5181 | 9.5044e-05 |  |  |  |  | c_DK1_Central | 5181 | 6.6657e-05
|  |  |  | c_DK1 | 5182 | 9.2952e-05 |  |  |  |  | c_DK1_Central | 5182 | 5.2492e-05
|  |  |  | c_DK1 | 5183 | 8.7066e-05 |  |  |  |  | c_DK1_Central | 5183 | 3.6495e-05
|  |  |  | c_DK1 | 5184 | 8.1569e-05 |  |  |  |  | c_DK1_Central | 5184 | 2.7663e-05
|  |  |  | c_DK1 | 5185 | 7.7774e-05 |  |  |  |  | c_DK1_Central | 5185 | 3.1329e-05
|  |  |  | c_DK1 | 5186 | 7.8309e-05 |  |  |  |  | c_DK1_Central | 5186 | 3.0829e-05
|  |  |  | c_DK1 | 5187 | 7.8747e-05 |  |  |  |  | c_DK1_Central | 5187 | 3.3495e-05
|  |  |  | c_DK1 | 5188 | 8.0012e-05 |  |  |  |  | c_DK1_Central | 5188 | 5.1326e-05
|  |  |  | c_DK1 | 5189 | 8.5217e-05 |  |  |  |  | c_DK1_Central | 5189 | 9.0987e-05
|  |  |  | c_DK1 | 5190 | 9.8109e-05 |  |  |  |  | c_DK1_Central | 5190 | 0.00010715
|  |  |  | c_DK1 | 5191 | 0.00011475 |  |  |  |  | c_DK1_Central | 5191 | 0.00010582
|  |  |  | c_DK1 | 5192 | 0.00012496 |  |  |  |  | c_DK1_Central | 5192 | 8.3821e-05
|  |  |  | c_DK1 | 5193 | 0.00012973 |  |  |  |  | c_DK1_Central | 5193 | 8.0655e-05
|  |  |  | c_DK1 | 5194 | 0.00013659 |  |  |  |  | c_DK1_Central | 5194 | 7.4989e-05
|  |  |  | c_DK1 | 5195 | 0.00013518 |  |  |  |  | c_DK1_Central | 5195 | 7.2323e-05
|  |  |  | c_DK1 | 5196 | 0.00013245 |  |  |  |  | c_DK1_Central | 5196 | 7.0156e-05
|  |  |  | c_DK1 | 5197 | 0.00013367 |  |  |  |  | c_DK1_Central | 5197 | 5.9991e-05
|  |  |  | c_DK1 | 5198 | 0.00013012 |  |  |  |  | c_DK1_Central | 5198 | 5.8825e-05
|  |  |  | c_DK1 | 5199 | 0.00012399 |  |  |  |  | c_DK1_Central | 5199 | 5.4325e-05
|  |  |  | c_DK1 | 5200 | 0.00012195 |  |  |  |  | c_DK1_Central | 5200 | 5.5992e-05
|  |  |  | c_DK1 | 5201 | 0.00012827 |  |  |  |  | c_DK1_Central | 5201 | 6.1158e-05
|  |  |  | c_DK1 | 5202 | 0.00012521 |  |  |  |  | c_DK1_Central | 5202 | 6.2824e-05
|  |  |  | c_DK1 | 5203 | 0.00011859 |  |  |  |  | c_DK1_Central | 5203 | 6.7657e-05
|  |  |  | c_DK1 | 5204 | 0.00011616 |  |  |  |  | c_DK1_Central | 5204 | 7.1489e-05
|  |  |  | c_DK1 | 5205 | 0.00011475 |  |  |  |  | c_DK1_Central | 5205 | 6.5657e-05
|  |  |  | c_DK1 | 5206 | 0.00011071 |  |  |  |  | c_DK1_Central | 5206 | 5.3325e-05
|  |  |  | c_DK1 | 5207 | 0.00010273 |  |  |  |  | c_DK1_Central | 5207 | 3.5828e-05
|  |  |  | c_DK1 | 5208 | 8.9936e-05 |  |  |  |  | c_DK1_Central | 5208 | 2.6163e-05
|  |  |  | c_DK1 | 5209 | 8.3806e-05 |  |  |  |  | c_DK1_Central | 5209 | 2.9662e-05
|  |  |  | c_DK1 | 5210 | 8.225e-05 |  |  |  |  | c_DK1_Central | 5210 | 2.9496e-05
|  |  |  | c_DK1 | 5211 | 8.3563e-05 |  |  |  |  | c_DK1_Central | 5211 | 3.2162e-05
|  |  |  | c_DK1 | 5212 | 8.546e-05 |  |  |  |  | c_DK1_Central | 5212 | 4.9993e-05
|  |  |  | c_DK1 | 5213 | 9.0763e-05 |  |  |  |  | c_DK1_Central | 5213 | 8.8654e-05
|  |  |  | c_DK1 | 5214 | 0.0001037 |  |  |  |  | c_DK1_Central | 5214 | 0.00010515
|  |  |  | c_DK1 | 5215 | 0.0001202 |  |  |  |  | c_DK1_Central | 5215 | 0.00010382
|  |  |  | c_DK1 | 5216 | 0.00012997 |  |  |  |  | c_DK1_Central | 5216 | 8.3654e-05
|  |  |  | c_DK1 | 5217 | 0.00013265 |  |  |  |  | c_DK1_Central | 5217 | 8.0322e-05
|  |  |  | c_DK1 | 5218 | 0.00013717 |  |  |  |  | c_DK1_Central | 5218 | 7.5156e-05
|  |  |  | c_DK1 | 5219 | 0.00013625 |  |  |  |  | c_DK1_Central | 5219 | 7.2323e-05
|  |  |  | c_DK1 | 5220 | 0.00013352 |  |  |  |  | c_DK1_Central | 5220 | 6.999e-05
|  |  |  | c_DK1 | 5221 | 0.00013421 |  |  |  |  | c_DK1_Central | 5221 | 5.9991e-05
|  |  |  | c_DK1 | 5222 | 0.00013099 |  |  |  |  | c_DK1_Central | 5222 | 5.7492e-05
|  |  |  | c_DK1 | 5223 | 0.00012579 |  |  |  |  | c_DK1_Central | 5223 | 5.2992e-05
|  |  |  | c_DK1 | 5224 | 0.00012448 |  |  |  |  | c_DK1_Central | 5224 | 5.3992e-05
|  |  |  | c_DK1 | 5225 | 0.00012866 |  |  |  |  | c_DK1_Central | 5225 | 5.9158e-05
|  |  |  | c_DK1 | 5226 | 0.00012856 |  |  |  |  | c_DK1_Central | 5226 | 6.0824e-05
|  |  |  | c_DK1 | 5227 | 0.00012423 |  |  |  |  | c_DK1_Central | 5227 | 6.549e-05
|  |  |  | c_DK1 | 5228 | 0.0001181 |  |  |  |  | c_DK1_Central | 5228 | 6.8823e-05
|  |  |  | c_DK1 | 5229 | 0.00011543 |  |  |  |  | c_DK1_Central | 5229 | 6.3324e-05
|  |  |  | c_DK1 | 5230 | 0.00011071 |  |  |  |  | c_DK1_Central | 5230 | 5.0992e-05
|  |  |  | c_DK1 | 5231 | 0.00010239 |  |  |  |  | c_DK1_Central | 5231 | 3.4162e-05
|  |  |  | c_DK1 | 5232 | 9.0228e-05 |  |  |  |  | c_DK1_Central | 5232 | 2.6663e-05
|  |  |  | c_DK1 | 5233 | 8.4828e-05 |  |  |  |  | c_DK1_Central | 5233 | 3.0329e-05
|  |  |  | c_DK1 | 5234 | 8.3758e-05 |  |  |  |  | c_DK1_Central | 5234 | 2.9829e-05
|  |  |  | c_DK1 | 5235 | 8.4585e-05 |  |  |  |  | c_DK1_Central | 5235 | 3.2495e-05
|  |  |  | c_DK1 | 5236 | 8.6433e-05 |  |  |  |  | c_DK1_Central | 5236 | 5.0326e-05
|  |  |  | c_DK1 | 5237 | 9.1055e-05 |  |  |  |  | c_DK1_Central | 5237 | 8.9653e-05
|  |  |  | c_DK1 | 5238 | 0.00010385 |  |  |  |  | c_DK1_Central | 5238 | 0.00010632
|  |  |  | c_DK1 | 5239 | 0.00012078 |  |  |  |  | c_DK1_Central | 5239 | 0.00010465
|  |  |  | c_DK1 | 5240 | 0.00013275 |  |  |  |  | c_DK1_Central | 5240 | 8.4654e-05
|  |  |  | c_DK1 | 5241 | 0.00013639 |  |  |  |  | c_DK1_Central | 5241 | 8.1488e-05
|  |  |  | c_DK1 | 5242 | 0.00013946 |  |  |  |  | c_DK1_Central | 5242 | 7.5989e-05
|  |  |  | c_DK1 | 5243 | 0.00013659 |  |  |  |  | c_DK1_Central | 5243 | 7.3156e-05
|  |  |  | c_DK1 | 5244 | 0.00013357 |  |  |  |  | c_DK1_Central | 5244 | 7.099e-05
|  |  |  | c_DK1 | 5245 | 0.00013421 |  |  |  |  | c_DK1_Central | 5245 | 6.0658e-05
|  |  |  | c_DK1 | 5246 | 0.00013177 |  |  |  |  | c_DK1_Central | 5246 | 5.8158e-05
|  |  |  | c_DK1 | 5247 | 0.00012662 |  |  |  |  | c_DK1_Central | 5247 | 5.3825e-05
|  |  |  | c_DK1 | 5248 | 0.00012555 |  |  |  |  | c_DK1_Central | 5248 | 5.4825e-05
|  |  |  | c_DK1 | 5249 | 0.00013192 |  |  |  |  | c_DK1_Central | 5249 | 5.9991e-05
|  |  |  | c_DK1 | 5250 | 0.00012817 |  |  |  |  | c_DK1_Central | 5250 | 6.1658e-05
|  |  |  | c_DK1 | 5251 | 0.00012068 |  |  |  |  | c_DK1_Central | 5251 | 6.649e-05
|  |  |  | c_DK1 | 5252 | 0.00011372 |  |  |  |  | c_DK1_Central | 5252 | 6.999e-05
|  |  |  | c_DK1 | 5253 | 0.00011154 |  |  |  |  | c_DK1_Central | 5253 | 6.4157e-05
|  |  |  | c_DK1 | 5254 | 0.00010837 |  |  |  |  | c_DK1_Central | 5254 | 5.1992e-05
|  |  |  | c_DK1 | 5255 | 0.00010181 |  |  |  |  | c_DK1_Central | 5255 | 3.4662e-05
|  |  |  | c_DK1 | 5256 | 8.7504e-05 |  |  |  |  | c_DK1_Central | 5256 | 2.7163e-05
|  |  |  | c_DK1 | 5257 | 8.2396e-05 |  |  |  |  | c_DK1_Central | 5257 | 3.0662e-05
|  |  |  | c_DK1 | 5258 | 8.1909e-05 |  |  |  |  | c_DK1_Central | 5258 | 3.0496e-05
|  |  |  | c_DK1 | 5259 | 8.2152e-05 |  |  |  |  | c_DK1_Central | 5259 | 3.3162e-05
|  |  |  | c_DK1 | 5260 | 8.2882e-05 |  |  |  |  | c_DK1_Central | 5260 | 5.1826e-05
|  |  |  | c_DK1 | 5261 | 8.7601e-05 |  |  |  |  | c_DK1_Central | 5261 | 9.1653e-05
|  |  |  | c_DK1 | 5262 | 0.00010098 |  |  |  |  | c_DK1_Central | 5262 | 0.00010848
|  |  |  | c_DK1 | 5263 | 0.00011937 |  |  |  |  | c_DK1_Central | 5263 | 0.00010682
|  |  |  | c_DK1 | 5264 | 0.00012735 |  |  |  |  | c_DK1_Central | 5264 | 8.6487e-05
|  |  |  | c_DK1 | 5265 | 0.00013158 |  |  |  |  | c_DK1_Central | 5265 | 8.3154e-05
|  |  |  | c_DK1 | 5266 | 0.0001345 |  |  |  |  | c_DK1_Central | 5266 | 7.7822e-05
|  |  |  | c_DK1 | 5267 | 0.00013547 |  |  |  |  | c_DK1_Central | 5267 | 7.4489e-05
|  |  |  | c_DK1 | 5268 | 0.00013474 |  |  |  |  | c_DK1_Central | 5268 | 7.2489e-05
|  |  |  | c_DK1 | 5269 | 0.00013771 |  |  |  |  | c_DK1_Central | 5269 | 6.1824e-05
|  |  |  | c_DK1 | 5270 | 0.00013406 |  |  |  |  | c_DK1_Central | 5270 | 5.9491e-05
|  |  |  | c_DK1 | 5271 | 0.0001272 |  |  |  |  | c_DK1_Central | 5271 | 5.4992e-05
|  |  |  | c_DK1 | 5272 | 0.00012282 |  |  |  |  | c_DK1_Central | 5272 | 5.5658e-05
|  |  |  | c_DK1 | 5273 | 0.00012963 |  |  |  |  | c_DK1_Central | 5273 | 6.1158e-05
|  |  |  | c_DK1 | 5274 | 0.00012774 |  |  |  |  | c_DK1_Central | 5274 | 6.2991e-05
|  |  |  | c_DK1 | 5275 | 0.00012083 |  |  |  |  | c_DK1_Central | 5275 | 6.8157e-05
|  |  |  | c_DK1 | 5276 | 0.00011465 |  |  |  |  | c_DK1_Central | 5276 | 7.1489e-05
|  |  |  | c_DK1 | 5277 | 0.0001129 |  |  |  |  | c_DK1_Central | 5277 | 6.549e-05
|  |  |  | c_DK1 | 5278 | 0.00010823 |  |  |  |  | c_DK1_Central | 5278 | 5.2992e-05
|  |  |  | c_DK1 | 5279 | 0.0001004 |  |  |  |  | c_DK1_Central | 5279 | 3.5661e-05
|  |  |  | c_DK1 | 5280 | 8.8866e-05 |  |  |  |  | c_DK1_Central | 5280 | 2.7663e-05
|  |  |  | c_DK1 | 5281 | 8.3952e-05 |  |  |  |  | c_DK1_Central | 5281 | 3.0329e-05
|  |  |  | c_DK1 | 5282 | 8.3709e-05 |  |  |  |  | c_DK1_Central | 5282 | 2.9662e-05
|  |  |  | c_DK1 | 5283 | 8.3368e-05 |  |  |  |  | c_DK1_Central | 5283 | 3.1995e-05
|  |  |  | c_DK1 | 5284 | 8.546e-05 |  |  |  |  | c_DK1_Central | 5284 | 4.9493e-05
|  |  |  | c_DK1 | 5285 | 9.0033e-05 |  |  |  |  | c_DK1_Central | 5285 | 8.7987e-05
|  |  |  | c_DK1 | 5286 | 0.00010258 |  |  |  |  | c_DK1_Central | 5286 | 0.00010365
|  |  |  | c_DK1 | 5287 | 0.00011869 |  |  |  |  | c_DK1_Central | 5287 | 0.00010448
|  |  |  | c_DK1 | 5288 | 0.00012817 |  |  |  |  | c_DK1_Central | 5288 | 8.5821e-05
|  |  |  | c_DK1 | 5289 | 0.00013109 |  |  |  |  | c_DK1_Central | 5289 | 8.1988e-05
|  |  |  | c_DK1 | 5290 | 0.00013474 |  |  |  |  | c_DK1_Central | 5290 | 7.5656e-05
|  |  |  | c_DK1 | 5291 | 0.00013367 |  |  |  |  | c_DK1_Central | 5291 | 7.2156e-05
|  |  |  | c_DK1 | 5292 | 0.00012822 |  |  |  |  | c_DK1_Central | 5292 | 7.049e-05
|  |  |  | c_DK1 | 5293 | 0.00012608 |  |  |  |  | c_DK1_Central | 5293 | 6.1158e-05
|  |  |  | c_DK1 | 5294 | 0.00011961 |  |  |  |  | c_DK1_Central | 5294 | 5.7825e-05
|  |  |  | c_DK1 | 5295 | 0.00011475 |  |  |  |  | c_DK1_Central | 5295 | 5.3492e-05
|  |  |  | c_DK1 | 5296 | 0.00011382 |  |  |  |  | c_DK1_Central | 5296 | 5.4159e-05
|  |  |  | c_DK1 | 5297 | 0.00011927 |  |  |  |  | c_DK1_Central | 5297 | 6.0324e-05
|  |  |  | c_DK1 | 5298 | 0.00011625 |  |  |  |  | c_DK1_Central | 5298 | 6.2657e-05
|  |  |  | c_DK1 | 5299 | 0.0001092 |  |  |  |  | c_DK1_Central | 5299 | 6.799e-05
|  |  |  | c_DK1 | 5300 | 0.00010443 |  |  |  |  | c_DK1_Central | 5300 | 7.049e-05
|  |  |  | c_DK1 | 5301 | 0.00010215 |  |  |  |  | c_DK1_Central | 5301 | 6.5324e-05
|  |  |  | c_DK1 | 5302 | 9.6795e-05 |  |  |  |  | c_DK1_Central | 5302 | 5.2159e-05
|  |  |  | c_DK1 | 5303 | 8.9401e-05 |  |  |  |  | c_DK1_Central | 5303 | 3.4662e-05
|  |  |  | c_DK1 | 5304 | 8.4779e-05 |  |  |  |  | c_DK1_Central | 5304 | 2.9162e-05
|  |  |  | c_DK1 | 5305 | 7.9331e-05 |  |  |  |  | c_DK1_Central | 5305 | 2.9662e-05
|  |  |  | c_DK1 | 5306 | 7.7677e-05 |  |  |  |  | c_DK1_Central | 5306 | 2.6496e-05
|  |  |  | c_DK1 | 5307 | 7.7385e-05 |  |  |  |  | c_DK1_Central | 5307 | 3.0829e-05
|  |  |  | c_DK1 | 5308 | 7.7385e-05 |  |  |  |  | c_DK1_Central | 5308 | 4.6826e-05
|  |  |  | c_DK1 | 5309 | 7.8455e-05 |  |  |  |  | c_DK1_Central | 5309 | 7.6822e-05
|  |  |  | c_DK1 | 5310 | 8.2493e-05 |  |  |  |  | c_DK1_Central | 5310 | 9.8985e-05
|  |  |  | c_DK1 | 5311 | 9.1249e-05 |  |  |  |  | c_DK1_Central | 5311 | 9.8985e-05
|  |  |  | c_DK1 | 5312 | 9.9909e-05 |  |  |  |  | c_DK1_Central | 5312 | 8.0488e-05
|  |  |  | c_DK1 | 5313 | 0.00010492 |  |  |  |  | c_DK1_Central | 5313 | 7.6489e-05
|  |  |  | c_DK1 | 5314 | 0.00010842 |  |  |  |  | c_DK1_Central | 5314 | 7.3989e-05
|  |  |  | c_DK1 | 5315 | 0.00010818 |  |  |  |  | c_DK1_Central | 5315 | 6.7657e-05
|  |  |  | c_DK1 | 5316 | 0.00011066 |  |  |  |  | c_DK1_Central | 5316 | 6.5657e-05
|  |  |  | c_DK1 | 5317 | 0.0001074 |  |  |  |  | c_DK1_Central | 5317 | 5.6492e-05
|  |  |  | c_DK1 | 5318 | 0.00010696 |  |  |  |  | c_DK1_Central | 5318 | 6.0491e-05
|  |  |  | c_DK1 | 5319 | 0.00010623 |  |  |  |  | c_DK1_Central | 5319 | 5.4992e-05
|  |  |  | c_DK1 | 5320 | 0.00010706 |  |  |  |  | c_DK1_Central | 5320 | 5.5825e-05
|  |  |  | c_DK1 | 5321 | 0.00011173 |  |  |  |  | c_DK1_Central | 5321 | 5.7658e-05
|  |  |  | c_DK1 | 5322 | 0.0001092 |  |  |  |  | c_DK1_Central | 5322 | 5.9158e-05
|  |  |  | c_DK1 | 5323 | 0.00010307 |  |  |  |  | c_DK1_Central | 5323 | 6.2491e-05
|  |  |  | c_DK1 | 5324 | 9.7233e-05 |  |  |  |  | c_DK1_Central | 5324 | 6.4657e-05
|  |  |  | c_DK1 | 5325 | 9.4898e-05 |  |  |  |  | c_DK1_Central | 5325 | 6.1658e-05
|  |  |  | c_DK1 | 5326 | 9.1201e-05 |  |  |  |  | c_DK1_Central | 5326 | 4.9159e-05
|  |  |  | c_DK1 | 5327 | 8.5314e-05 |  |  |  |  | c_DK1_Central | 5327 | 3.2662e-05
|  |  |  | c_DK1 | 5328 | 8.2347e-05 |  |  |  |  | c_DK1_Central | 5328 | 2.7329e-05
|  |  |  | c_DK1 | 5329 | 7.8115e-05 |  |  |  |  | c_DK1_Central | 5329 | 3.0995e-05
|  |  |  | c_DK1 | 5330 | 7.5828e-05 |  |  |  |  | c_DK1_Central | 5330 | 3.2662e-05
|  |  |  | c_DK1 | 5331 | 7.5779e-05 |  |  |  |  | c_DK1_Central | 5331 | 4.1327e-05
|  |  |  | c_DK1 | 5332 | 7.6023e-05 |  |  |  |  | c_DK1_Central | 5332 | 5.9325e-05
|  |  |  | c_DK1 | 5333 | 7.7239e-05 |  |  |  |  | c_DK1_Central | 5333 | 8.882e-05
|  |  |  | c_DK1 | 5334 | 7.899e-05 |  |  |  |  | c_DK1_Central | 5334 | 9.2153e-05
|  |  |  | c_DK1 | 5335 | 8.5606e-05 |  |  |  |  | c_DK1_Central | 5335 | 9.4486e-05
|  |  |  | c_DK1 | 5336 | 9.4801e-05 |  |  |  |  | c_DK1_Central | 5336 | 7.4656e-05
|  |  |  | c_DK1 | 5337 | 0.00010176 |  |  |  |  | c_DK1_Central | 5337 | 7.1156e-05
|  |  |  | c_DK1 | 5338 | 0.00010288 |  |  |  |  | c_DK1_Central | 5338 | 6.7323e-05
|  |  |  | c_DK1 | 5339 | 0.00010682 |  |  |  |  | c_DK1_Central | 5339 | 6.3991e-05
|  |  |  | c_DK1 | 5340 | 0.00010643 |  |  |  |  | c_DK1_Central | 5340 | 6.3157e-05
|  |  |  | c_DK1 | 5341 | 0.00010662 |  |  |  |  | c_DK1_Central | 5341 | 5.5325e-05
|  |  |  | c_DK1 | 5342 | 0.00010434 |  |  |  |  | c_DK1_Central | 5342 | 5.3825e-05
|  |  |  | c_DK1 | 5343 | 0.00010312 |  |  |  |  | c_DK1_Central | 5343 | 4.9993e-05
|  |  |  | c_DK1 | 5344 | 0.00010229 |  |  |  |  | c_DK1_Central | 5344 | 5.1992e-05
|  |  |  | c_DK1 | 5345 | 0.00011202 |  |  |  |  | c_DK1_Central | 5345 | 5.6992e-05
|  |  |  | c_DK1 | 5346 | 0.000113 |  |  |  |  | c_DK1_Central | 5346 | 5.9325e-05
|  |  |  | c_DK1 | 5347 | 0.00010575 |  |  |  |  | c_DK1_Central | 5347 | 6.3324e-05
|  |  |  | c_DK1 | 5348 | 0.00010142 |  |  |  |  | c_DK1_Central | 5348 | 6.6157e-05
|  |  |  | c_DK1 | 5349 | 0.0001001 |  |  |  |  | c_DK1_Central | 5349 | 6.4324e-05
|  |  |  | c_DK1 | 5350 | 9.5968e-05 |  |  |  |  | c_DK1_Central | 5350 | 5.0659e-05
|  |  |  | c_DK1 | 5351 | 9.0909e-05 |  |  |  |  | c_DK1_Central | 5351 | 3.4995e-05
|  |  |  | c_DK1 | 5352 | 8.5023e-05 |  |  |  |  | c_DK1_Central | 5352 | 2.7163e-05
|  |  |  | c_DK1 | 5353 | 8.2979e-05 |  |  |  |  | c_DK1_Central | 5353 | 3.0496e-05
|  |  |  | c_DK1 | 5354 | 8.3223e-05 |  |  |  |  | c_DK1_Central | 5354 | 2.9996e-05
|  |  |  | c_DK1 | 5355 | 8.4098e-05 |  |  |  |  | c_DK1_Central | 5355 | 3.2662e-05
|  |  |  | c_DK1 | 5356 | 8.5752e-05 |  |  |  |  | c_DK1_Central | 5356 | 5.0326e-05
|  |  |  | c_DK1 | 5357 | 9.1249e-05 |  |  |  |  | c_DK1_Central | 5357 | 8.932e-05
|  |  |  | c_DK1 | 5358 | 0.0001056 |  |  |  |  | c_DK1_Central | 5358 | 0.00010532
|  |  |  | c_DK1 | 5359 | 0.0001236 |  |  |  |  | c_DK1_Central | 5359 | 0.00010365
|  |  |  | c_DK1 | 5360 | 0.00013095 |  |  |  |  | c_DK1_Central | 5360 | 8.2155e-05
|  |  |  | c_DK1 | 5361 | 0.00013153 |  |  |  |  | c_DK1_Central | 5361 | 7.9155e-05
|  |  |  | c_DK1 | 5362 | 0.00013601 |  |  |  |  | c_DK1_Central | 5362 | 7.3656e-05
|  |  |  | c_DK1 | 5363 | 0.00013688 |  |  |  |  | c_DK1_Central | 5363 | 7.1156e-05
|  |  |  | c_DK1 | 5364 | 0.00013309 |  |  |  |  | c_DK1_Central | 5364 | 6.899e-05
|  |  |  | c_DK1 | 5365 | 0.00013674 |  |  |  |  | c_DK1_Central | 5365 | 5.8991e-05
|  |  |  | c_DK1 | 5366 | 0.00013294 |  |  |  |  | c_DK1_Central | 5366 | 5.7492e-05
|  |  |  | c_DK1 | 5367 | 0.00012637 |  |  |  |  | c_DK1_Central | 5367 | 5.3159e-05
|  |  |  | c_DK1 | 5368 | 0.00012433 |  |  |  |  | c_DK1_Central | 5368 | 5.4659e-05
|  |  |  | c_DK1 | 5369 | 0.00012992 |  |  |  |  | c_DK1_Central | 5369 | 5.9658e-05
|  |  |  | c_DK1 | 5370 | 0.00012521 |  |  |  |  | c_DK1_Central | 5370 | 6.1491e-05
|  |  |  | c_DK1 | 5371 | 0.00011859 |  |  |  |  | c_DK1_Central | 5371 | 6.6157e-05
|  |  |  | c_DK1 | 5372 | 0.00011329 |  |  |  |  | c_DK1_Central | 5372 | 7.0156e-05
|  |  |  | c_DK1 | 5373 | 0.00011129 |  |  |  |  | c_DK1_Central | 5373 | 6.4491e-05
|  |  |  | c_DK1 | 5374 | 0.00010604 |  |  |  |  | c_DK1_Central | 5374 | 5.2159e-05
|  |  |  | c_DK1 | 5375 | 9.8887e-05 |  |  |  |  | c_DK1_Central | 5375 | 3.5328e-05
|  |  |  | c_DK1 | 5376 | 8.7552e-05 |  |  |  |  | c_DK1_Central | 5376 | 2.8496e-05
|  |  |  | c_DK1 | 5377 | 8.2201e-05 |  |  |  |  | c_DK1_Central | 5377 | 3.2329e-05
|  |  |  | c_DK1 | 5378 | 8.1569e-05 |  |  |  |  | c_DK1_Central | 5378 | 3.1995e-05
|  |  |  | c_DK1 | 5379 | 8.3223e-05 |  |  |  |  | c_DK1_Central | 5379 | 3.4662e-05
|  |  |  | c_DK1 | 5380 | 8.6579e-05 |  |  |  |  | c_DK1_Central | 5380 | 5.3992e-05
|  |  |  | c_DK1 | 5381 | 9.3439e-05 |  |  |  |  | c_DK1_Central | 5381 | 9.4486e-05
|  |  |  | c_DK1 | 5382 | 0.00010721 |  |  |  |  | c_DK1_Central | 5382 | 0.00011382
|  |  |  | c_DK1 | 5383 | 0.00012574 |  |  |  |  | c_DK1_Central | 5383 | 0.00011182
|  |  |  | c_DK1 | 5384 | 0.00013362 |  |  |  |  | c_DK1_Central | 5384 | 9.0487e-05
|  |  |  | c_DK1 | 5385 | 0.00013459 |  |  |  |  | c_DK1_Central | 5385 | 8.6987e-05
|  |  |  | c_DK1 | 5386 | 0.00013839 |  |  |  |  | c_DK1_Central | 5386 | 8.1155e-05
|  |  |  | c_DK1 | 5387 | 0.00013922 |  |  |  |  | c_DK1_Central | 5387 | 7.7822e-05
|  |  |  | c_DK1 | 5388 | 0.00013455 |  |  |  |  | c_DK1_Central | 5388 | 7.5822e-05
|  |  |  | c_DK1 | 5389 | 0.0001343 |  |  |  |  | c_DK1_Central | 5389 | 6.4824e-05
|  |  |  | c_DK1 | 5390 | 0.00013085 |  |  |  |  | c_DK1_Central | 5390 | 6.2324e-05
|  |  |  | c_DK1 | 5391 | 0.0001254 |  |  |  |  | c_DK1_Central | 5391 | 5.7658e-05
|  |  |  | c_DK1 | 5392 | 0.00012375 |  |  |  |  | c_DK1_Central | 5392 | 5.8825e-05
|  |  |  | c_DK1 | 5393 | 0.0001309 |  |  |  |  | c_DK1_Central | 5393 | 6.4157e-05
|  |  |  | c_DK1 | 5394 | 0.00012613 |  |  |  |  | c_DK1_Central | 5394 | 6.6157e-05
|  |  |  | c_DK1 | 5395 | 0.00011791 |  |  |  |  | c_DK1_Central | 5395 | 7.1323e-05
|  |  |  | c_DK1 | 5396 | 0.00011261 |  |  |  |  | c_DK1_Central | 5396 | 7.4822e-05
|  |  |  | c_DK1 | 5397 | 0.00011008 |  |  |  |  | c_DK1_Central | 5397 | 6.8823e-05
|  |  |  | c_DK1 | 5398 | 0.00010322 |  |  |  |  | c_DK1_Central | 5398 | 5.5658e-05
|  |  |  | c_DK1 | 5399 | 9.553e-05 |  |  |  |  | c_DK1_Central | 5399 | 3.7328e-05
|  |  |  | c_DK1 | 5400 | 8.8233e-05 |  |  |  |  | c_DK1_Central | 5400 | 3.0829e-05
|  |  |  | c_DK1 | 5401 | 8.4585e-05 |  |  |  |  | c_DK1_Central | 5401 | 3.4328e-05
|  |  |  | c_DK1 | 5402 | 8.3514e-05 |  |  |  |  | c_DK1_Central | 5402 | 3.3995e-05
|  |  |  | c_DK1 | 5403 | 8.5314e-05 |  |  |  |  | c_DK1_Central | 5403 | 3.7161e-05
|  |  |  | c_DK1 | 5404 | 8.7309e-05 |  |  |  |  | c_DK1_Central | 5404 | 5.7492e-05
|  |  |  | c_DK1 | 5405 | 9.2368e-05 |  |  |  |  | c_DK1_Central | 5405 | 9.8985e-05
|  |  |  | c_DK1 | 5406 | 0.00010628 |  |  |  |  | c_DK1_Central | 5406 | 0.00011932
|  |  |  | c_DK1 | 5407 | 0.00012452 |  |  |  |  | c_DK1_Central | 5407 | 0.00011748
|  |  |  | c_DK1 | 5408 | 0.00013104 |  |  |  |  | c_DK1_Central | 5408 | 9.5986e-05
|  |  |  | c_DK1 | 5409 | 0.00013114 |  |  |  |  | c_DK1_Central | 5409 | 9.232e-05
|  |  |  | c_DK1 | 5410 | 0.00013479 |  |  |  |  | c_DK1_Central | 5410 | 8.5821e-05
|  |  |  | c_DK1 | 5411 | 0.00013717 |  |  |  |  | c_DK1_Central | 5411 | 8.2155e-05
|  |  |  | c_DK1 | 5412 | 0.00013265 |  |  |  |  | c_DK1_Central | 5412 | 7.9655e-05
|  |  |  | c_DK1 | 5413 | 0.0001345 |  |  |  |  | c_DK1_Central | 5413 | 6.9156e-05
|  |  |  | c_DK1 | 5414 | 0.00013265 |  |  |  |  | c_DK1_Central | 5414 | 6.6324e-05
|  |  |  | c_DK1 | 5415 | 0.00012642 |  |  |  |  | c_DK1_Central | 5415 | 6.1824e-05
|  |  |  | c_DK1 | 5416 | 0.00012423 |  |  |  |  | c_DK1_Central | 5416 | 6.3324e-05
|  |  |  | c_DK1 | 5417 | 0.00012954 |  |  |  |  | c_DK1_Central | 5417 | 6.8823e-05
|  |  |  | c_DK1 | 5418 | 0.00012418 |  |  |  |  | c_DK1_Central | 5418 | 7.1323e-05
|  |  |  | c_DK1 | 5419 | 0.00011801 |  |  |  |  | c_DK1_Central | 5419 | 7.6655e-05
|  |  |  | c_DK1 | 5420 | 0.00011231 |  |  |  |  | c_DK1_Central | 5420 | 7.9988e-05
|  |  |  | c_DK1 | 5421 | 0.00010954 |  |  |  |  | c_DK1_Central | 5421 | 7.3489e-05
|  |  |  | c_DK1 | 5422 | 0.00010224 |  |  |  |  | c_DK1_Central | 5422 | 5.9325e-05
|  |  |  | c_DK1 | 5423 | 9.3731e-05 |  |  |  |  | c_DK1_Central | 5423 | 3.9661e-05
|  |  |  | c_DK1 | 5424 | 8.7893e-05 |  |  |  |  | c_DK1_Central | 5424 | 3.0496e-05
|  |  |  | c_DK1 | 5425 | 8.4828e-05 |  |  |  |  | c_DK1_Central | 5425 | 3.4162e-05
|  |  |  | c_DK1 | 5426 | 8.5071e-05 |  |  |  |  | c_DK1_Central | 5426 | 3.3828e-05
|  |  |  | c_DK1 | 5427 | 8.5558e-05 |  |  |  |  | c_DK1_Central | 5427 | 3.6995e-05
|  |  |  | c_DK1 | 5428 | 8.7893e-05 |  |  |  |  | c_DK1_Central | 5428 | 5.7158e-05
|  |  |  | c_DK1 | 5429 | 9.4217e-05 |  |  |  |  | c_DK1_Central | 5429 | 9.8652e-05
|  |  |  | c_DK1 | 5430 | 0.00010935 |  |  |  |  | c_DK1_Central | 5430 | 0.00011898
|  |  |  | c_DK1 | 5431 | 0.00012744 |  |  |  |  | c_DK1_Central | 5431 | 0.00011698
|  |  |  | c_DK1 | 5432 | 0.00013552 |  |  |  |  | c_DK1_Central | 5432 | 9.5319e-05
|  |  |  | c_DK1 | 5433 | 0.00013703 |  |  |  |  | c_DK1_Central | 5433 | 9.1653e-05
|  |  |  | c_DK1 | 5434 | 0.00013863 |  |  |  |  | c_DK1_Central | 5434 | 8.5321e-05
|  |  |  | c_DK1 | 5435 | 0.00013678 |  |  |  |  | c_DK1_Central | 5435 | 8.1821e-05
|  |  |  | c_DK1 | 5436 | 0.00013387 |  |  |  |  | c_DK1_Central | 5436 | 7.8988e-05
|  |  |  | c_DK1 | 5437 | 0.00013503 |  |  |  |  | c_DK1_Central | 5437 | 6.8657e-05
|  |  |  | c_DK1 | 5438 | 0.00013343 |  |  |  |  | c_DK1_Central | 5438 | 6.6157e-05
|  |  |  | c_DK1 | 5439 | 0.00012851 |  |  |  |  | c_DK1_Central | 5439 | 6.1491e-05
|  |  |  | c_DK1 | 5440 | 0.00012788 |  |  |  |  | c_DK1_Central | 5440 | 6.2824e-05
|  |  |  | c_DK1 | 5441 | 0.00013309 |  |  |  |  | c_DK1_Central | 5441 | 6.8157e-05
|  |  |  | c_DK1 | 5442 | 0.00012958 |  |  |  |  | c_DK1_Central | 5442 | 7.0656e-05
|  |  |  | c_DK1 | 5443 | 0.00012501 |  |  |  |  | c_DK1_Central | 5443 | 7.5822e-05
|  |  |  | c_DK1 | 5444 | 0.00011976 |  |  |  |  | c_DK1_Central | 5444 | 7.9488e-05
|  |  |  | c_DK1 | 5445 | 0.0001181 |  |  |  |  | c_DK1_Central | 5445 | 7.2989e-05
|  |  |  | c_DK1 | 5446 | 0.000111 |  |  |  |  | c_DK1_Central | 5446 | 5.8658e-05
|  |  |  | c_DK1 | 5447 | 0.00010205 |  |  |  |  | c_DK1_Central | 5447 | 3.9494e-05
|  |  |  | c_DK1 | 5448 | 8.8185e-05 |  |  |  |  | c_DK1_Central | 5448 | 2.9996e-05
|  |  |  | c_DK1 | 5449 | 8.4731e-05 |  |  |  |  | c_DK1_Central | 5449 | 3.2662e-05
|  |  |  | c_DK1 | 5450 | 8.4633e-05 |  |  |  |  | c_DK1_Central | 5450 | 3.2162e-05
|  |  |  | c_DK1 | 5451 | 8.5801e-05 |  |  |  |  | c_DK1_Central | 5451 | 3.4662e-05
|  |  |  | c_DK1 | 5452 | 8.8233e-05 |  |  |  |  | c_DK1_Central | 5452 | 5.3492e-05
|  |  |  | c_DK1 | 5453 | 9.4022e-05 |  |  |  |  | c_DK1_Central | 5453 | 9.3986e-05
|  |  |  | c_DK1 | 5454 | 0.00010701 |  |  |  |  | c_DK1_Central | 5454 | 0.00011232
|  |  |  | c_DK1 | 5455 | 0.00012282 |  |  |  |  | c_DK1_Central | 5455 | 0.00011282
|  |  |  | c_DK1 | 5456 | 0.00013027 |  |  |  |  | c_DK1_Central | 5456 | 9.282e-05
|  |  |  | c_DK1 | 5457 | 0.00013099 |  |  |  |  | c_DK1_Central | 5457 | 8.9154e-05
|  |  |  | c_DK1 | 5458 | 0.00013421 |  |  |  |  | c_DK1_Central | 5458 | 8.1821e-05
|  |  |  | c_DK1 | 5459 | 0.0001343 |  |  |  |  | c_DK1_Central | 5459 | 7.8322e-05
|  |  |  | c_DK1 | 5460 | 0.00012851 |  |  |  |  | c_DK1_Central | 5460 | 7.6155e-05
|  |  |  | c_DK1 | 5461 | 0.00012671 |  |  |  |  | c_DK1_Central | 5461 | 6.649e-05
|  |  |  | c_DK1 | 5462 | 0.00012005 |  |  |  |  | c_DK1_Central | 5462 | 6.2657e-05
|  |  |  | c_DK1 | 5463 | 0.00011932 |  |  |  |  | c_DK1_Central | 5463 | 5.7991e-05
|  |  |  | c_DK1 | 5464 | 0.00011518 |  |  |  |  | c_DK1_Central | 5464 | 5.9158e-05
|  |  |  | c_DK1 | 5465 | 0.00011883 |  |  |  |  | c_DK1_Central | 5465 | 6.5324e-05
|  |  |  | c_DK1 | 5466 | 0.00011567 |  |  |  |  | c_DK1_Central | 5466 | 6.7657e-05
|  |  |  | c_DK1 | 5467 | 0.00010881 |  |  |  |  | c_DK1_Central | 5467 | 7.4156e-05
|  |  |  | c_DK1 | 5468 | 0.00010385 |  |  |  |  | c_DK1_Central | 5468 | 7.6655e-05
|  |  |  | c_DK1 | 5469 | 0.00010263 |  |  |  |  | c_DK1_Central | 5469 | 7.1489e-05
|  |  |  | c_DK1 | 5470 | 9.6552e-05 |  |  |  |  | c_DK1_Central | 5470 | 5.6658e-05
|  |  |  | c_DK1 | 5471 | 8.9206e-05 |  |  |  |  | c_DK1_Central | 5471 | 3.7994e-05
|  |  |  | c_DK1 | 5472 | 8.2055e-05 |  |  |  |  | c_DK1_Central | 5472 | 3.0995e-05
|  |  |  | c_DK1 | 5473 | 7.7871e-05 |  |  |  |  | c_DK1_Central | 5473 | 3.1829e-05
|  |  |  | c_DK1 | 5474 | 7.5877e-05 |  |  |  |  | c_DK1_Central | 5474 | 2.8662e-05
|  |  |  | c_DK1 | 5475 | 7.826e-05 |  |  |  |  | c_DK1_Central | 5475 | 3.3162e-05
|  |  |  | c_DK1 | 5476 | 7.972e-05 |  |  |  |  | c_DK1_Central | 5476 | 5.0493e-05
|  |  |  | c_DK1 | 5477 | 8.152e-05 |  |  |  |  | c_DK1_Central | 5477 | 8.2988e-05
|  |  |  | c_DK1 | 5478 | 8.6239e-05 |  |  |  |  | c_DK1_Central | 5478 | 0.00010648
|  |  |  | c_DK1 | 5479 | 9.5774e-05 |  |  |  |  | c_DK1_Central | 5479 | 0.00010615
|  |  |  | c_DK1 | 5480 | 0.00010487 |  |  |  |  | c_DK1_Central | 5480 | 8.6987e-05
|  |  |  | c_DK1 | 5481 | 0.00010935 |  |  |  |  | c_DK1_Central | 5481 | 8.2488e-05
|  |  |  | c_DK1 | 5482 | 0.00011008 |  |  |  |  | c_DK1_Central | 5482 | 7.9988e-05
|  |  |  | c_DK1 | 5483 | 0.00011227 |  |  |  |  | c_DK1_Central | 5483 | 7.2656e-05
|  |  |  | c_DK1 | 5484 | 0.00011139 |  |  |  |  | c_DK1_Central | 5484 | 7.099e-05
|  |  |  | c_DK1 | 5485 | 0.00011047 |  |  |  |  | c_DK1_Central | 5485 | 6.0824e-05
|  |  |  | c_DK1 | 5486 | 0.00010988 |  |  |  |  | c_DK1_Central | 5486 | 6.4657e-05
|  |  |  | c_DK1 | 5487 | 0.00010993 |  |  |  |  | c_DK1_Central | 5487 | 5.9158e-05
|  |  |  | c_DK1 | 5488 | 0.0001129 |  |  |  |  | c_DK1_Central | 5488 | 5.9991e-05
|  |  |  | c_DK1 | 5489 | 0.00011377 |  |  |  |  | c_DK1_Central | 5489 | 6.1991e-05
|  |  |  | c_DK1 | 5490 | 0.00011207 |  |  |  |  | c_DK1_Central | 5490 | 6.3824e-05
|  |  |  | c_DK1 | 5491 | 0.00010327 |  |  |  |  | c_DK1_Central | 5491 | 6.749e-05
|  |  |  | c_DK1 | 5492 | 9.8109e-05 |  |  |  |  | c_DK1_Central | 5492 | 6.999e-05
|  |  |  | c_DK1 | 5493 | 9.6163e-05 |  |  |  |  | c_DK1_Central | 5493 | 6.699e-05
|  |  |  | c_DK1 | 5494 | 9.086e-05 |  |  |  |  | c_DK1_Central | 5494 | 5.3325e-05
|  |  |  | c_DK1 | 5495 | 8.5412e-05 |  |  |  |  | c_DK1_Central | 5495 | 3.5495e-05
|  |  |  | c_DK1 | 5496 | 7.8309e-05 |  |  |  |  | c_DK1_Central | 5496 | 3.0162e-05
|  |  |  | c_DK1 | 5497 | 7.5439e-05 |  |  |  |  | c_DK1_Central | 5497 | 3.4162e-05
|  |  |  | c_DK1 | 5498 | 7.4515e-05 |  |  |  |  | c_DK1_Central | 5498 | 3.5661e-05
|  |  |  | c_DK1 | 5499 | 7.4028e-05 |  |  |  |  | c_DK1_Central | 5499 | 4.416e-05
|  |  |  | c_DK1 | 5500 | 7.4855e-05 |  |  |  |  | c_DK1_Central | 5500 | 6.4491e-05
|  |  |  | c_DK1 | 5501 | 7.5731e-05 |  |  |  |  | c_DK1_Central | 5501 | 9.7486e-05
|  |  |  | c_DK1 | 5502 | 7.8066e-05 |  |  |  |  | c_DK1_Central | 5502 | 0.00010165
|  |  |  | c_DK1 | 5503 | 8.405e-05 |  |  |  |  | c_DK1_Central | 5503 | 0.00010365
|  |  |  | c_DK1 | 5504 | 9.2758e-05 |  |  |  |  | c_DK1_Central | 5504 | 8.2155e-05
|  |  |  | c_DK1 | 5505 | 9.9909e-05 |  |  |  |  | c_DK1_Central | 5505 | 7.8988e-05
|  |  |  | c_DK1 | 5506 | 0.0001055 |  |  |  |  | c_DK1_Central | 5506 | 7.4156e-05
|  |  |  | c_DK1 | 5507 | 0.00010706 |  |  |  |  | c_DK1_Central | 5507 | 7.049e-05
|  |  |  | c_DK1 | 5508 | 0.00010589 |  |  |  |  | c_DK1_Central | 5508 | 6.949e-05
|  |  |  | c_DK1 | 5509 | 0.00010594 |  |  |  |  | c_DK1_Central | 5509 | 6.1158e-05
|  |  |  | c_DK1 | 5510 | 0.00010487 |  |  |  |  | c_DK1_Central | 5510 | 5.9325e-05
|  |  |  | c_DK1 | 5511 | 0.00010205 |  |  |  |  | c_DK1_Central | 5511 | 5.5492e-05
|  |  |  | c_DK1 | 5512 | 0.00010599 |  |  |  |  | c_DK1_Central | 5512 | 5.7658e-05
|  |  |  | c_DK1 | 5513 | 0.00011708 |  |  |  |  | c_DK1_Central | 5513 | 6.2991e-05
|  |  |  | c_DK1 | 5514 | 0.00011611 |  |  |  |  | c_DK1_Central | 5514 | 6.5824e-05
|  |  |  | c_DK1 | 5515 | 0.00010935 |  |  |  |  | c_DK1_Central | 5515 | 6.999e-05
|  |  |  | c_DK1 | 5516 | 0.00010351 |  |  |  |  | c_DK1_Central | 5516 | 7.3656e-05
|  |  |  | c_DK1 | 5517 | 0.00010195 |  |  |  |  | c_DK1_Central | 5517 | 7.099e-05
|  |  |  | c_DK1 | 5518 | 9.7574e-05 |  |  |  |  | c_DK1_Central | 5518 | 5.5825e-05
|  |  |  | c_DK1 | 5519 | 9.2612e-05 |  |  |  |  | c_DK1_Central | 5519 | 3.8661e-05
|  |  |  | c_DK1 | 5520 | 8.2882e-05 |  |  |  |  | c_DK1_Central | 5520 | 2.9496e-05
|  |  |  | c_DK1 | 5521 | 8.1423e-05 |  |  |  |  | c_DK1_Central | 5521 | 3.3162e-05
|  |  |  | c_DK1 | 5522 | 8.1277e-05 |  |  |  |  | c_DK1_Central | 5522 | 3.2662e-05
|  |  |  | c_DK1 | 5523 | 8.1423e-05 |  |  |  |  | c_DK1_Central | 5523 | 3.5661e-05
|  |  |  | c_DK1 | 5524 | 8.3466e-05 |  |  |  |  | c_DK1_Central | 5524 | 5.4659e-05
|  |  |  | c_DK1 | 5525 | 9.1201e-05 |  |  |  |  | c_DK1_Central | 5525 | 9.5653e-05
|  |  |  | c_DK1 | 5526 | 0.00010555 |  |  |  |  | c_DK1_Central | 5526 | 0.00011382
|  |  |  | c_DK1 | 5527 | 0.00012389 |  |  |  |  | c_DK1_Central | 5527 | 0.00011232
|  |  |  | c_DK1 | 5528 | 0.00013124 |  |  |  |  | c_DK1_Central | 5528 | 8.932e-05
|  |  |  | c_DK1 | 5529 | 0.00013294 |  |  |  |  | c_DK1_Central | 5529 | 8.6154e-05
|  |  |  | c_DK1 | 5530 | 0.00013824 |  |  |  |  | c_DK1_Central | 5530 | 8.0155e-05
|  |  |  | c_DK1 | 5531 | 0.00014092 |  |  |  |  | c_DK1_Central | 5531 | 7.6822e-05
|  |  |  | c_DK1 | 5532 | 0.00013751 |  |  |  |  | c_DK1_Central | 5532 | 7.4989e-05
|  |  |  | c_DK1 | 5533 | 0.00014204 |  |  |  |  | c_DK1_Central | 5533 | 6.4324e-05
|  |  |  | c_DK1 | 5534 | 0.0001399 |  |  |  |  | c_DK1_Central | 5534 | 6.2657e-05
|  |  |  | c_DK1 | 5535 | 0.00013435 |  |  |  |  | c_DK1_Central | 5535 | 5.8325e-05
|  |  |  | c_DK1 | 5536 | 0.0001308 |  |  |  |  | c_DK1_Central | 5536 | 5.9825e-05
|  |  |  | c_DK1 | 5537 | 0.00013576 |  |  |  |  | c_DK1_Central | 5537 | 6.499e-05
|  |  |  | c_DK1 | 5538 | 0.00013036 |  |  |  |  | c_DK1_Central | 5538 | 6.7157e-05
|  |  |  | c_DK1 | 5539 | 0.00012161 |  |  |  |  | c_DK1_Central | 5539 | 7.2489e-05
|  |  |  | c_DK1 | 5540 | 0.00011635 |  |  |  |  | c_DK1_Central | 5540 | 7.6655e-05
|  |  |  | c_DK1 | 5541 | 0.00011265 |  |  |  |  | c_DK1_Central | 5541 | 7.049e-05
|  |  |  | c_DK1 | 5542 | 0.00010575 |  |  |  |  | c_DK1_Central | 5542 | 5.7158e-05
|  |  |  | c_DK1 | 5543 | 9.8109e-05 |  |  |  |  | c_DK1_Central | 5543 | 3.8328e-05
|  |  |  | c_DK1 | 5544 | 8.8136e-05 |  |  |  |  | c_DK1_Central | 5544 | 2.8996e-05
|  |  |  | c_DK1 | 5545 | 8.4293e-05 |  |  |  |  | c_DK1_Central | 5545 | 3.2662e-05
|  |  |  | c_DK1 | 5546 | 8.405e-05 |  |  |  |  | c_DK1_Central | 5546 | 3.2329e-05
|  |  |  | c_DK1 | 5547 | 8.4828e-05 |  |  |  |  | c_DK1_Central | 5547 | 3.5328e-05
|  |  |  | c_DK1 | 5548 | 8.7406e-05 |  |  |  |  | c_DK1_Central | 5548 | 5.5159e-05
|  |  |  | c_DK1 | 5549 | 9.3731e-05 |  |  |  |  | c_DK1_Central | 5549 | 9.5653e-05
|  |  |  | c_DK1 | 5550 | 0.00010774 |  |  |  |  | c_DK1_Central | 5550 | 0.00011548
|  |  |  | c_DK1 | 5551 | 0.00012423 |  |  |  |  | c_DK1_Central | 5551 | 0.00011315
|  |  |  | c_DK1 | 5552 | 0.00013104 |  |  |  |  | c_DK1_Central | 5552 | 9.1986e-05
|  |  |  | c_DK1 | 5553 | 0.00013163 |  |  |  |  | c_DK1_Central | 5553 | 8.8487e-05
|  |  |  | c_DK1 | 5554 | 0.00013547 |  |  |  |  | c_DK1_Central | 5554 | 8.2488e-05
|  |  |  | c_DK1 | 5555 | 0.00013693 |  |  |  |  | c_DK1_Central | 5555 | 7.8988e-05
|  |  |  | c_DK1 | 5556 | 0.00013284 |  |  |  |  | c_DK1_Central | 5556 | 7.6655e-05
|  |  |  | c_DK1 | 5557 | 0.00013639 |  |  |  |  | c_DK1_Central | 5557 | 6.5824e-05
|  |  |  | c_DK1 | 5558 | 0.00013245 |  |  |  |  | c_DK1_Central | 5558 | 6.3491e-05
|  |  |  | c_DK1 | 5559 | 0.00012662 |  |  |  |  | c_DK1_Central | 5559 | 5.8658e-05
|  |  |  | c_DK1 | 5560 | 0.00012535 |  |  |  |  | c_DK1_Central | 5560 | 5.9991e-05
|  |  |  | c_DK1 | 5561 | 0.00013027 |  |  |  |  | c_DK1_Central | 5561 | 6.5324e-05
|  |  |  | c_DK1 | 5562 | 0.00012603 |  |  |  |  | c_DK1_Central | 5562 | 6.7323e-05
|  |  |  | c_DK1 | 5563 | 0.00011951 |  |  |  |  | c_DK1_Central | 5563 | 7.2489e-05
|  |  |  | c_DK1 | 5564 | 0.00011494 |  |  |  |  | c_DK1_Central | 5564 | 7.5989e-05
|  |  |  | c_DK1 | 5565 | 0.00011324 |  |  |  |  | c_DK1_Central | 5565 | 6.999e-05
|  |  |  | c_DK1 | 5566 | 0.00010531 |  |  |  |  | c_DK1_Central | 5566 | 5.6658e-05
|  |  |  | c_DK1 | 5567 | 9.6941e-05 |  |  |  |  | c_DK1_Central | 5567 | 3.7994e-05
|  |  |  | c_DK1 | 5568 | 8.7893e-05 |  |  |  |  | c_DK1_Central | 5568 | 3.0162e-05
|  |  |  | c_DK1 | 5569 | 8.4633e-05 |  |  |  |  | c_DK1_Central | 5569 | 3.3828e-05
|  |  |  | c_DK1 | 5570 | 8.4147e-05 |  |  |  |  | c_DK1_Central | 5570 | 3.3495e-05
|  |  |  | c_DK1 | 5571 | 8.4585e-05 |  |  |  |  | c_DK1_Central | 5571 | 3.6495e-05
|  |  |  | c_DK1 | 5572 | 8.7552e-05 |  |  |  |  | c_DK1_Central | 5572 | 5.6658e-05
|  |  |  | c_DK1 | 5573 | 9.4558e-05 |  |  |  |  | c_DK1_Central | 5573 | 9.7986e-05
|  |  |  | c_DK1 | 5574 | 0.00010857 |  |  |  |  | c_DK1_Central | 5574 | 0.00011798
|  |  |  | c_DK1 | 5575 | 0.00012418 |  |  |  |  | c_DK1_Central | 5575 | 0.00011582
|  |  |  | c_DK1 | 5576 | 0.00013226 |  |  |  |  | c_DK1_Central | 5576 | 9.4486e-05
|  |  |  | c_DK1 | 5577 | 0.00013245 |  |  |  |  | c_DK1_Central | 5577 | 9.082e-05
|  |  |  | c_DK1 | 5578 | 0.00013605 |  |  |  |  | c_DK1_Central | 5578 | 8.4654e-05
|  |  |  | c_DK1 | 5579 | 0.00013747 |  |  |  |  | c_DK1_Central | 5579 | 8.0988e-05
|  |  |  | c_DK1 | 5580 | 0.00013459 |  |  |  |  | c_DK1_Central | 5580 | 7.8655e-05
|  |  |  | c_DK1 | 5581 | 0.00013537 |  |  |  |  | c_DK1_Central | 5581 | 6.7823e-05
|  |  |  | c_DK1 | 5582 | 0.00013226 |  |  |  |  | c_DK1_Central | 5582 | 6.549e-05
|  |  |  | c_DK1 | 5583 | 0.00012632 |  |  |  |  | c_DK1_Central | 5583 | 6.0658e-05
|  |  |  | c_DK1 | 5584 | 0.00012448 |  |  |  |  | c_DK1_Central | 5584 | 6.1991e-05
|  |  |  | c_DK1 | 5585 | 0.00012983 |  |  |  |  | c_DK1_Central | 5585 | 6.749e-05
|  |  |  | c_DK1 | 5586 | 0.00012574 |  |  |  |  | c_DK1_Central | 5586 | 6.9823e-05
|  |  |  | c_DK1 | 5587 | 0.00011898 |  |  |  |  | c_DK1_Central | 5587 | 7.5322e-05
|  |  |  | c_DK1 | 5588 | 0.00011387 |  |  |  |  | c_DK1_Central | 5588 | 7.8488e-05
|  |  |  | c_DK1 | 5589 | 0.00011027 |  |  |  |  | c_DK1_Central | 5589 | 7.2323e-05
|  |  |  | c_DK1 | 5590 | 0.00010185 |  |  |  |  | c_DK1_Central | 5590 | 5.8491e-05
|  |  |  | c_DK1 | 5591 | 9.3049e-05 |  |  |  |  | c_DK1_Central | 5591 | 3.9161e-05
|  |  |  | c_DK1 | 5592 | 8.9206e-05 |  |  |  |  | c_DK1_Central | 5592 | 2.8496e-05
|  |  |  | c_DK1 | 5593 | 8.5947e-05 |  |  |  |  | c_DK1_Central | 5593 | 3.2329e-05
|  |  |  | c_DK1 | 5594 | 8.6579e-05 |  |  |  |  | c_DK1_Central | 5594 | 3.1995e-05
|  |  |  | c_DK1 | 5595 | 8.6823e-05 |  |  |  |  | c_DK1_Central | 5595 | 3.4828e-05
|  |  |  | c_DK1 | 5596 | 8.8914e-05 |  |  |  |  | c_DK1_Central | 5596 | 5.4325e-05
|  |  |  | c_DK1 | 5597 | 9.5968e-05 |  |  |  |  | c_DK1_Central | 5597 | 9.4653e-05
|  |  |  | c_DK1 | 5598 | 0.00011032 |  |  |  |  | c_DK1_Central | 5598 | 0.00011398
|  |  |  | c_DK1 | 5599 | 0.00012686 |  |  |  |  | c_DK1_Central | 5599 | 0.00011198
|  |  |  | c_DK1 | 5600 | 0.00013357 |  |  |  |  | c_DK1_Central | 5600 | 9.0653e-05
|  |  |  | c_DK1 | 5601 | 0.00013698 |  |  |  |  | c_DK1_Central | 5601 | 8.732e-05
|  |  |  | c_DK1 | 5602 | 0.00015225 |  |  |  |  | c_DK1_Central | 5602 | 8.1321e-05
|  |  |  | c_DK1 | 5603 | 0.00015133 |  |  |  |  | c_DK1_Central | 5603 | 7.7989e-05
|  |  |  | c_DK1 | 5604 | 0.00014252 |  |  |  |  | c_DK1_Central | 5604 | 7.5822e-05
|  |  |  | c_DK1 | 5605 | 0.0001399 |  |  |  |  | c_DK1_Central | 5605 | 6.4824e-05
|  |  |  | c_DK1 | 5606 | 0.00013873 |  |  |  |  | c_DK1_Central | 5606 | 6.2324e-05
|  |  |  | c_DK1 | 5607 | 0.0001326 |  |  |  |  | c_DK1_Central | 5607 | 5.7658e-05
|  |  |  | c_DK1 | 5608 | 0.00012992 |  |  |  |  | c_DK1_Central | 5608 | 5.8825e-05
|  |  |  | c_DK1 | 5609 | 0.00013138 |  |  |  |  | c_DK1_Central | 5609 | 6.4157e-05
|  |  |  | c_DK1 | 5610 | 0.00012623 |  |  |  |  | c_DK1_Central | 5610 | 6.6157e-05
|  |  |  | c_DK1 | 5611 | 0.00012127 |  |  |  |  | c_DK1_Central | 5611 | 7.1489e-05
|  |  |  | c_DK1 | 5612 | 0.00011747 |  |  |  |  | c_DK1_Central | 5612 | 7.4989e-05
|  |  |  | c_DK1 | 5613 | 0.00011718 |  |  |  |  | c_DK1_Central | 5613 | 6.8823e-05
|  |  |  | c_DK1 | 5614 | 0.00010993 |  |  |  |  | c_DK1_Central | 5614 | 5.5992e-05
|  |  |  | c_DK1 | 5615 | 0.00010268 |  |  |  |  | c_DK1_Central | 5615 | 3.7328e-05
|  |  |  | c_DK1 | 5616 | 9.0277e-05 |  |  |  |  | c_DK1_Central | 5616 | 2.7829e-05
|  |  |  | c_DK1 | 5617 | 8.5752e-05 |  |  |  |  | c_DK1_Central | 5617 | 3.0496e-05
|  |  |  | c_DK1 | 5618 | 8.4585e-05 |  |  |  |  | c_DK1_Central | 5618 | 2.9829e-05
|  |  |  | c_DK1 | 5619 | 8.7601e-05 |  |  |  |  | c_DK1_Central | 5619 | 3.2329e-05
|  |  |  | c_DK1 | 5620 | 9.1006e-05 |  |  |  |  | c_DK1_Central | 5620 | 4.9659e-05
|  |  |  | c_DK1 | 5621 | 9.8449e-05 |  |  |  |  | c_DK1_Central | 5621 | 8.882e-05
|  |  |  | c_DK1 | 5622 | 0.00011095 |  |  |  |  | c_DK1_Central | 5622 | 0.00010448
|  |  |  | c_DK1 | 5623 | 0.00012623 |  |  |  |  | c_DK1_Central | 5623 | 0.00010515
|  |  |  | c_DK1 | 5624 | 0.00013387 |  |  |  |  | c_DK1_Central | 5624 | 8.6154e-05
|  |  |  | c_DK1 | 5625 | 0.00013479 |  |  |  |  | c_DK1_Central | 5625 | 8.2988e-05
|  |  |  | c_DK1 | 5626 | 0.00013834 |  |  |  |  | c_DK1_Central | 5626 | 7.6322e-05
|  |  |  | c_DK1 | 5627 | 0.00013693 |  |  |  |  | c_DK1_Central | 5627 | 7.2989e-05
|  |  |  | c_DK1 | 5628 | 0.00013177 |  |  |  |  | c_DK1_Central | 5628 | 7.0656e-05
|  |  |  | c_DK1 | 5629 | 0.00012793 |  |  |  |  | c_DK1_Central | 5629 | 6.1824e-05
|  |  |  | c_DK1 | 5630 | 0.0001218 |  |  |  |  | c_DK1_Central | 5630 | 5.8158e-05
|  |  |  | c_DK1 | 5631 | 0.00011757 |  |  |  |  | c_DK1_Central | 5631 | 5.3992e-05
|  |  |  | c_DK1 | 5632 | 0.00011703 |  |  |  |  | c_DK1_Central | 5632 | 5.4825e-05
|  |  |  | c_DK1 | 5633 | 0.00012044 |  |  |  |  | c_DK1_Central | 5633 | 6.0658e-05
|  |  |  | c_DK1 | 5634 | 0.00011723 |  |  |  |  | c_DK1_Central | 5634 | 6.2991e-05
|  |  |  | c_DK1 | 5635 | 0.0001093 |  |  |  |  | c_DK1_Central | 5635 | 6.849e-05
|  |  |  | c_DK1 | 5636 | 0.0001058 |  |  |  |  | c_DK1_Central | 5636 | 7.099e-05
|  |  |  | c_DK1 | 5637 | 0.00010472 |  |  |  |  | c_DK1_Central | 5637 | 6.6157e-05
|  |  |  | c_DK1 | 5638 | 9.7476e-05 |  |  |  |  | c_DK1_Central | 5638 | 5.2659e-05
|  |  |  | c_DK1 | 5639 | 8.9839e-05 |  |  |  |  | c_DK1_Central | 5639 | 3.4995e-05
|  |  |  | c_DK1 | 5640 | 8.3125e-05 |  |  |  |  | c_DK1_Central | 5640 | 2.9496e-05
|  |  |  | c_DK1 | 5641 | 7.8601e-05 |  |  |  |  | c_DK1_Central | 5641 | 3.0329e-05
|  |  |  | c_DK1 | 5642 | 7.685e-05 |  |  |  |  | c_DK1_Central | 5642 | 2.7163e-05
|  |  |  | c_DK1 | 5643 | 7.6509e-05 |  |  |  |  | c_DK1_Central | 5643 | 3.1495e-05
|  |  |  | c_DK1 | 5644 | 7.7093e-05 |  |  |  |  | c_DK1_Central | 5644 | 4.7493e-05
|  |  |  | c_DK1 | 5645 | 7.9477e-05 |  |  |  |  | c_DK1_Central | 5645 | 7.8155e-05
|  |  |  | c_DK1 | 5646 | 8.2639e-05 |  |  |  |  | c_DK1_Central | 5646 | 0.00010082
|  |  |  | c_DK1 | 5647 | 9.1298e-05 |  |  |  |  | c_DK1_Central | 5647 | 0.00010049
|  |  |  | c_DK1 | 5648 | 0.00010083 |  |  |  |  | c_DK1_Central | 5648 | 8.1821e-05
|  |  |  | c_DK1 | 5649 | 0.00010584 |  |  |  |  | c_DK1_Central | 5649 | 7.7655e-05
|  |  |  | c_DK1 | 5650 | 0.00010881 |  |  |  |  | c_DK1_Central | 5650 | 7.5322e-05
|  |  |  | c_DK1 | 5651 | 0.00010813 |  |  |  |  | c_DK1_Central | 5651 | 6.8657e-05
|  |  |  | c_DK1 | 5652 | 0.00010604 |  |  |  |  | c_DK1_Central | 5652 | 6.699e-05
|  |  |  | c_DK1 | 5653 | 0.00010458 |  |  |  |  | c_DK1_Central | 5653 | 5.7325e-05
|  |  |  | c_DK1 | 5654 | 0.00010302 |  |  |  |  | c_DK1_Central | 5654 | 6.0991e-05
|  |  |  | c_DK1 | 5655 | 0.00010171 |  |  |  |  | c_DK1_Central | 5655 | 5.5992e-05
|  |  |  | c_DK1 | 5656 | 0.00010283 |  |  |  |  | c_DK1_Central | 5656 | 5.6658e-05
|  |  |  | c_DK1 | 5657 | 0.00010823 |  |  |  |  | c_DK1_Central | 5657 | 5.8491e-05
|  |  |  | c_DK1 | 5658 | 0.00010628 |  |  |  |  | c_DK1_Central | 5658 | 6.0324e-05
|  |  |  | c_DK1 | 5659 | 0.00010005 |  |  |  |  | c_DK1_Central | 5659 | 6.3491e-05
|  |  |  | c_DK1 | 5660 | 9.7817e-05 |  |  |  |  | c_DK1_Central | 5660 | 6.5657e-05
|  |  |  | c_DK1 | 5661 | 9.6503e-05 |  |  |  |  | c_DK1_Central | 5661 | 6.2824e-05
|  |  |  | c_DK1 | 5662 | 9.0325e-05 |  |  |  |  | c_DK1_Central | 5662 | 5.0159e-05
|  |  |  | c_DK1 | 5663 | 8.3855e-05 |  |  |  |  | c_DK1_Central | 5663 | 3.3162e-05
|  |  |  | c_DK1 | 5664 | 8.045e-05 |  |  |  |  | c_DK1_Central | 5664 | 2.6829e-05
|  |  |  | c_DK1 | 5665 | 7.7239e-05 |  |  |  |  | c_DK1_Central | 5665 | 3.0995e-05
|  |  |  | c_DK1 | 5666 | 7.6266e-05 |  |  |  |  | c_DK1_Central | 5666 | 3.2495e-05
|  |  |  | c_DK1 | 5667 | 7.5196e-05 |  |  |  |  | c_DK1_Central | 5667 | 4.1327e-05
|  |  |  | c_DK1 | 5668 | 7.5342e-05 |  |  |  |  | c_DK1_Central | 5668 | 5.9158e-05
|  |  |  | c_DK1 | 5669 | 7.6509e-05 |  |  |  |  | c_DK1_Central | 5669 | 8.7487e-05
|  |  |  | c_DK1 | 5670 | 7.7482e-05 |  |  |  |  | c_DK1_Central | 5670 | 9.082e-05
|  |  |  | c_DK1 | 5671 | 8.4731e-05 |  |  |  |  | c_DK1_Central | 5671 | 9.3153e-05
|  |  |  | c_DK1 | 5672 | 9.4217e-05 |  |  |  |  | c_DK1_Central | 5672 | 7.3323e-05
|  |  |  | c_DK1 | 5673 | 0.00010078 |  |  |  |  | c_DK1_Central | 5673 | 7.0156e-05
|  |  |  | c_DK1 | 5674 | 0.00010404 |  |  |  |  | c_DK1_Central | 5674 | 6.6324e-05
|  |  |  | c_DK1 | 5675 | 0.00010555 |  |  |  |  | c_DK1_Central | 5675 | 6.3157e-05
|  |  |  | c_DK1 | 5676 | 0.00010472 |  |  |  |  | c_DK1_Central | 5676 | 6.1991e-05
|  |  |  | c_DK1 | 5677 | 0.00010312 |  |  |  |  | c_DK1_Central | 5677 | 5.4492e-05
|  |  |  | c_DK1 | 5678 | 0.0001022 |  |  |  |  | c_DK1_Central | 5678 | 5.3159e-05
|  |  |  | c_DK1 | 5679 | 0.00010122 |  |  |  |  | c_DK1_Central | 5679 | 4.9326e-05
|  |  |  | c_DK1 | 5680 | 0.00010341 |  |  |  |  | c_DK1_Central | 5680 | 5.1326e-05
|  |  |  | c_DK1 | 5681 | 0.00011212 |  |  |  |  | c_DK1_Central | 5681 | 5.6325e-05
|  |  |  | c_DK1 | 5682 | 0.00011076 |  |  |  |  | c_DK1_Central | 5682 | 5.8325e-05
|  |  |  | c_DK1 | 5683 | 0.00010497 |  |  |  |  | c_DK1_Central | 5683 | 6.2158e-05
|  |  |  | c_DK1 | 5684 | 0.00010331 |  |  |  |  | c_DK1_Central | 5684 | 6.5324e-05
|  |  |  | c_DK1 | 5685 | 0.00010156 |  |  |  |  | c_DK1_Central | 5685 | 6.3157e-05
|  |  |  | c_DK1 | 5686 | 9.4801e-05 |  |  |  |  | c_DK1_Central | 5686 | 4.9659e-05
|  |  |  | c_DK1 | 5687 | 8.9693e-05 |  |  |  |  | c_DK1_Central | 5687 | 3.4495e-05
|  |  |  | c_DK1 | 5688 | 8.6579e-05 |  |  |  |  | c_DK1_Central | 5688 | 2.5163e-05
|  |  |  | c_DK1 | 5689 | 8.2687e-05 |  |  |  |  | c_DK1_Central | 5689 | 2.9162e-05
|  |  |  | c_DK1 | 5690 | 8.1471e-05 |  |  |  |  | c_DK1_Central | 5690 | 2.8662e-05
|  |  |  | c_DK1 | 5691 | 8.2736e-05 |  |  |  |  | c_DK1_Central | 5691 | 3.0329e-05
|  |  |  | c_DK1 | 5692 | 8.439e-05 |  |  |  |  | c_DK1_Central | 5692 | 4.716e-05
|  |  |  | c_DK1 | 5693 | 9.1736e-05 |  |  |  |  | c_DK1_Central | 5693 | 8.4488e-05
|  |  |  | c_DK1 | 5694 | 0.00010774 |  |  |  |  | c_DK1_Central | 5694 | 9.9652e-05
|  |  |  | c_DK1 | 5695 | 0.00012384 |  |  |  |  | c_DK1_Central | 5695 | 9.8985e-05
|  |  |  | c_DK1 | 5696 | 0.00013192 |  |  |  |  | c_DK1_Central | 5696 | 7.7155e-05
|  |  |  | c_DK1 | 5697 | 0.00013357 |  |  |  |  | c_DK1_Central | 5697 | 7.4489e-05
|  |  |  | c_DK1 | 5698 | 0.00013712 |  |  |  |  | c_DK1_Central | 5698 | 6.999e-05
|  |  |  | c_DK1 | 5699 | 0.00013829 |  |  |  |  | c_DK1_Central | 5699 | 6.799e-05
|  |  |  | c_DK1 | 5700 | 0.00013601 |  |  |  |  | c_DK1_Central | 5700 | 6.6157e-05
|  |  |  | c_DK1 | 5701 | 0.00013756 |  |  |  |  | c_DK1_Central | 5701 | 5.5825e-05
|  |  |  | c_DK1 | 5702 | 0.00013498 |  |  |  |  | c_DK1_Central | 5702 | 5.4659e-05
|  |  |  | c_DK1 | 5703 | 0.00013041 |  |  |  |  | c_DK1_Central | 5703 | 5.0493e-05
|  |  |  | c_DK1 | 5704 | 0.00012919 |  |  |  |  | c_DK1_Central | 5704 | 5.1826e-05
|  |  |  | c_DK1 | 5705 | 0.0001345 |  |  |  |  | c_DK1_Central | 5705 | 5.6825e-05
|  |  |  | c_DK1 | 5706 | 0.00012827 |  |  |  |  | c_DK1_Central | 5706 | 5.7825e-05
|  |  |  | c_DK1 | 5707 | 0.00012229 |  |  |  |  | c_DK1_Central | 5707 | 6.2158e-05
|  |  |  | c_DK1 | 5708 | 0.00011801 |  |  |  |  | c_DK1_Central | 5708 | 6.649e-05
|  |  |  | c_DK1 | 5709 | 0.00011475 |  |  |  |  | c_DK1_Central | 5709 | 6.0491e-05
|  |  |  | c_DK1 | 5710 | 0.00010599 |  |  |  |  | c_DK1_Central | 5710 | 4.8993e-05
|  |  |  | c_DK1 | 5711 | 9.8157e-05 |  |  |  |  | c_DK1_Central | 5711 | 3.2995e-05
|  |  |  | c_DK1 | 5712 | 9.1882e-05 |  |  |  |  | c_DK1_Central | 5712 | 2.4496e-05
|  |  |  | c_DK1 | 5713 | 8.8379e-05 |  |  |  |  | c_DK1_Central | 5713 | 2.7996e-05
|  |  |  | c_DK1 | 5714 | 8.7406e-05 |  |  |  |  | c_DK1_Central | 5714 | 2.7663e-05
|  |  |  | c_DK1 | 5715 | 8.7844e-05 |  |  |  |  | c_DK1_Central | 5715 | 2.9496e-05
|  |  |  | c_DK1 | 5716 | 8.9985e-05 |  |  |  |  | c_DK1_Central | 5716 | 4.616e-05
|  |  |  | c_DK1 | 5717 | 9.7039e-05 |  |  |  |  | c_DK1_Central | 5717 | 8.2988e-05
|  |  |  | c_DK1 | 5718 | 0.00010988 |  |  |  |  | c_DK1_Central | 5718 | 9.8486e-05
|  |  |  | c_DK1 | 5719 | 0.00012642 |  |  |  |  | c_DK1_Central | 5719 | 9.7819e-05
|  |  |  | c_DK1 | 5720 | 0.00013387 |  |  |  |  | c_DK1_Central | 5720 | 7.7822e-05
|  |  |  | c_DK1 | 5721 | 0.00013669 |  |  |  |  | c_DK1_Central | 5721 | 7.4989e-05
|  |  |  | c_DK1 | 5722 | 0.00013995 |  |  |  |  | c_DK1_Central | 5722 | 7.0656e-05
|  |  |  | c_DK1 | 5723 | 0.00014009 |  |  |  |  | c_DK1_Central | 5723 | 6.8823e-05
|  |  |  | c_DK1 | 5724 | 0.00013849 |  |  |  |  | c_DK1_Central | 5724 | 6.649e-05
|  |  |  | c_DK1 | 5725 | 0.00013888 |  |  |  |  | c_DK1_Central | 5725 | 5.5825e-05
|  |  |  | c_DK1 | 5726 | 0.00013615 |  |  |  |  | c_DK1_Central | 5726 | 5.3825e-05
|  |  |  | c_DK1 | 5727 | 0.00013056 |  |  |  |  | c_DK1_Central | 5727 | 4.9659e-05
|  |  |  | c_DK1 | 5728 | 0.00012847 |  |  |  |  | c_DK1_Central | 5728 | 5.0159e-05
|  |  |  | c_DK1 | 5729 | 0.00013304 |  |  |  |  | c_DK1_Central | 5729 | 5.5492e-05
|  |  |  | c_DK1 | 5730 | 0.00012944 |  |  |  |  | c_DK1_Central | 5730 | 5.6492e-05
|  |  |  | c_DK1 | 5731 | 0.00012336 |  |  |  |  | c_DK1_Central | 5731 | 6.0824e-05
|  |  |  | c_DK1 | 5732 | 0.00012156 |  |  |  |  | c_DK1_Central | 5732 | 6.4157e-05
|  |  |  | c_DK1 | 5733 | 0.00011888 |  |  |  |  | c_DK1_Central | 5733 | 5.8658e-05
|  |  |  | c_DK1 | 5734 | 0.00011081 |  |  |  |  | c_DK1_Central | 5734 | 4.766e-05
|  |  |  | c_DK1 | 5735 | 0.00010239 |  |  |  |  | c_DK1_Central | 5735 | 3.1995e-05
|  |  |  | c_DK1 | 5736 | 9.2709e-05 |  |  |  |  | c_DK1_Central | 5736 | 2.3996e-05
|  |  |  | c_DK1 | 5737 | 8.8622e-05 |  |  |  |  | c_DK1_Central | 5737 | 2.7829e-05
|  |  |  | c_DK1 | 5738 | 8.8477e-05 |  |  |  |  | c_DK1_Central | 5738 | 2.7163e-05
|  |  |  | c_DK1 | 5739 | 8.8477e-05 |  |  |  |  | c_DK1_Central | 5739 | 2.8829e-05
|  |  |  | c_DK1 | 5740 | 9.0909e-05 |  |  |  |  | c_DK1_Central | 5740 | 4.5327e-05
|  |  |  | c_DK1 | 5741 | 9.8887e-05 |  |  |  |  | c_DK1_Central | 5741 | 8.1655e-05
|  |  |  | c_DK1 | 5742 | 0.0001128 |  |  |  |  | c_DK1_Central | 5742 | 9.6986e-05
|  |  |  | c_DK1 | 5743 | 0.0001273 |  |  |  |  | c_DK1_Central | 5743 | 9.6319e-05
|  |  |  | c_DK1 | 5744 | 0.00013498 |  |  |  |  | c_DK1_Central | 5744 | 7.6489e-05
|  |  |  | c_DK1 | 5745 | 0.00013659 |  |  |  |  | c_DK1_Central | 5745 | 7.3489e-05
|  |  |  | c_DK1 | 5746 | 0.00014058 |  |  |  |  | c_DK1_Central | 5746 | 6.9656e-05
|  |  |  | c_DK1 | 5747 | 0.00014072 |  |  |  |  | c_DK1_Central | 5747 | 6.7657e-05
|  |  |  | c_DK1 | 5748 | 0.00013868 |  |  |  |  | c_DK1_Central | 5748 | 6.5657e-05
|  |  |  | c_DK1 | 5749 | 0.00014034 |  |  |  |  | c_DK1_Central | 5749 | 5.5159e-05
|  |  |  | c_DK1 | 5750 | 0.00013747 |  |  |  |  | c_DK1_Central | 5750 | 5.3159e-05
|  |  |  | c_DK1 | 5751 | 0.00013221 |  |  |  |  | c_DK1_Central | 5751 | 4.866e-05
|  |  |  | c_DK1 | 5752 | 0.00013104 |  |  |  |  | c_DK1_Central | 5752 | 4.9493e-05
|  |  |  | c_DK1 | 5753 | 0.00013523 |  |  |  |  | c_DK1_Central | 5753 | 5.4492e-05
|  |  |  | c_DK1 | 5754 | 0.00013051 |  |  |  |  | c_DK1_Central | 5754 | 5.5658e-05
|  |  |  | c_DK1 | 5755 | 0.00012555 |  |  |  |  | c_DK1_Central | 5755 | 5.9825e-05
|  |  |  | c_DK1 | 5756 | 0.00012282 |  |  |  |  | c_DK1_Central | 5756 | 6.3157e-05
|  |  |  | c_DK1 | 5757 | 0.00011922 |  |  |  |  | c_DK1_Central | 5757 | 5.7658e-05
|  |  |  | c_DK1 | 5758 | 0.00011124 |  |  |  |  | c_DK1_Central | 5758 | 4.716e-05
|  |  |  | c_DK1 | 5759 | 0.00010331 |  |  |  |  | c_DK1_Central | 5759 | 3.1329e-05
|  |  |  | c_DK1 | 5760 | 9.4412e-05 |  |  |  |  | c_DK1_Central | 5760 | 2.483e-05
|  |  |  | c_DK1 | 5761 | 8.9352e-05 |  |  |  |  | c_DK1_Central | 5761 | 2.8496e-05
|  |  |  | c_DK1 | 5762 | 8.7795e-05 |  |  |  |  | c_DK1_Central | 5762 | 2.7996e-05
|  |  |  | c_DK1 | 5763 | 8.8963e-05 |  |  |  |  | c_DK1_Central | 5763 | 2.9829e-05
|  |  |  | c_DK1 | 5764 | 9.1736e-05 |  |  |  |  | c_DK1_Central | 5764 | 4.666e-05
|  |  |  | c_DK1 | 5765 | 9.8741e-05 |  |  |  |  | c_DK1_Central | 5765 | 8.3988e-05
|  |  |  | c_DK1 | 5766 | 0.00011334 |  |  |  |  | c_DK1_Central | 5766 | 9.9652e-05
|  |  |  | c_DK1 | 5767 | 0.00012939 |  |  |  |  | c_DK1_Central | 5767 | 9.8652e-05
|  |  |  | c_DK1 | 5768 | 0.0001363 |  |  |  |  | c_DK1_Central | 5768 | 7.8822e-05
|  |  |  | c_DK1 | 5769 | 0.00013761 |  |  |  |  | c_DK1_Central | 5769 | 7.5989e-05
|  |  |  | c_DK1 | 5770 | 0.00014184 |  |  |  |  | c_DK1_Central | 5770 | 7.1323e-05
|  |  |  | c_DK1 | 5771 | 0.0001417 |  |  |  |  | c_DK1_Central | 5771 | 6.9156e-05
|  |  |  | c_DK1 | 5772 | 0.00013815 |  |  |  |  | c_DK1_Central | 5772 | 6.7157e-05
|  |  |  | c_DK1 | 5773 | 0.00013941 |  |  |  |  | c_DK1_Central | 5773 | 5.6658e-05
|  |  |  | c_DK1 | 5774 | 0.00013557 |  |  |  |  | c_DK1_Central | 5774 | 5.4659e-05
|  |  |  | c_DK1 | 5775 | 0.00012939 |  |  |  |  | c_DK1_Central | 5775 | 5.0159e-05
|  |  |  | c_DK1 | 5776 | 0.00012642 |  |  |  |  | c_DK1_Central | 5776 | 5.0992e-05
|  |  |  | c_DK1 | 5777 | 0.00013138 |  |  |  |  | c_DK1_Central | 5777 | 5.6158e-05
|  |  |  | c_DK1 | 5778 | 0.00012618 |  |  |  |  | c_DK1_Central | 5778 | 5.7492e-05
|  |  |  | c_DK1 | 5779 | 0.00011956 |  |  |  |  | c_DK1_Central | 5779 | 6.1491e-05
|  |  |  | c_DK1 | 5780 | 0.00011728 |  |  |  |  | c_DK1_Central | 5780 | 6.5324e-05
|  |  |  | c_DK1 | 5781 | 0.00011309 |  |  |  |  | c_DK1_Central | 5781 | 5.9658e-05
|  |  |  | c_DK1 | 5782 | 0.00010638 |  |  |  |  | c_DK1_Central | 5782 | 4.816e-05
|  |  |  | c_DK1 | 5783 | 9.9763e-05 |  |  |  |  | c_DK1_Central | 5783 | 3.2162e-05
|  |  |  | c_DK1 | 5784 | 8.9498e-05 |  |  |  |  | c_DK1_Central | 5784 | 2.6829e-05
|  |  |  | c_DK1 | 5785 | 8.5947e-05 |  |  |  |  | c_DK1_Central | 5785 | 2.8996e-05
|  |  |  | c_DK1 | 5786 | 8.6141e-05 |  |  |  |  | c_DK1_Central | 5786 | 2.8829e-05
|  |  |  | c_DK1 | 5787 | 8.6336e-05 |  |  |  |  | c_DK1_Central | 5787 | 3.0829e-05
|  |  |  | c_DK1 | 5788 | 8.8233e-05 |  |  |  |  | c_DK1_Central | 5788 | 4.7326e-05
|  |  |  | c_DK1 | 5789 | 9.5336e-05 |  |  |  |  | c_DK1_Central | 5789 | 8.4488e-05
|  |  |  | c_DK1 | 5790 | 0.00010891 |  |  |  |  | c_DK1_Central | 5790 | 9.9985e-05
|  |  |  | c_DK1 | 5791 | 0.00012384 |  |  |  |  | c_DK1_Central | 5791 | 0.00010099
|  |  |  | c_DK1 | 5792 | 0.00013148 |  |  |  |  | c_DK1_Central | 5792 | 8.2655e-05
|  |  |  | c_DK1 | 5793 | 0.00013352 |  |  |  |  | c_DK1_Central | 5793 | 7.9322e-05
|  |  |  | c_DK1 | 5794 | 0.0001363 |  |  |  |  | c_DK1_Central | 5794 | 7.2823e-05
|  |  |  | c_DK1 | 5795 | 0.00013508 |  |  |  |  | c_DK1_Central | 5795 | 6.9823e-05
|  |  |  | c_DK1 | 5796 | 0.00013168 |  |  |  |  | c_DK1_Central | 5796 | 6.7657e-05
|  |  |  | c_DK1 | 5797 | 0.00013129 |  |  |  |  | c_DK1_Central | 5797 | 5.9158e-05
|  |  |  | c_DK1 | 5798 | 0.00012516 |  |  |  |  | c_DK1_Central | 5798 | 5.5492e-05
|  |  |  | c_DK1 | 5799 | 0.00012039 |  |  |  |  | c_DK1_Central | 5799 | 5.1492e-05
|  |  |  | c_DK1 | 5800 | 0.00012 |  |  |  |  | c_DK1_Central | 5800 | 5.2159e-05
|  |  |  | c_DK1 | 5801 | 0.00012258 |  |  |  |  | c_DK1_Central | 5801 | 5.7991e-05
|  |  |  | c_DK1 | 5802 | 0.00011893 |  |  |  |  | c_DK1_Central | 5802 | 6.0158e-05
|  |  |  | c_DK1 | 5803 | 0.00011188 |  |  |  |  | c_DK1_Central | 5803 | 6.549e-05
|  |  |  | c_DK1 | 5804 | 0.00010862 |  |  |  |  | c_DK1_Central | 5804 | 6.799e-05
|  |  |  | c_DK1 | 5805 | 0.00010502 |  |  |  |  | c_DK1_Central | 5805 | 6.2991e-05
|  |  |  | c_DK1 | 5806 | 9.699e-05 |  |  |  |  | c_DK1_Central | 5806 | 4.9993e-05
|  |  |  | c_DK1 | 5807 | 8.9741e-05 |  |  |  |  | c_DK1_Central | 5807 | 3.3495e-05
|  |  |  | c_DK1 | 5808 | 8.2396e-05 |  |  |  |  | c_DK1_Central | 5808 | 2.9162e-05
|  |  |  | c_DK1 | 5809 | 7.8698e-05 |  |  |  |  | c_DK1_Central | 5809 | 2.9829e-05
|  |  |  | c_DK1 | 5810 | 7.7531e-05 |  |  |  |  | c_DK1_Central | 5810 | 2.5663e-05
|  |  |  | c_DK1 | 5811 | 7.6898e-05 |  |  |  |  | c_DK1_Central | 5811 | 2.9662e-05
|  |  |  | c_DK1 | 5812 | 7.7433e-05 |  |  |  |  | c_DK1_Central | 5812 | 4.4827e-05
|  |  |  | c_DK1 | 5813 | 7.9428e-05 |  |  |  |  | c_DK1_Central | 5813 | 7.3989e-05
|  |  |  | c_DK1 | 5814 | 8.3271e-05 |  |  |  |  | c_DK1_Central | 5814 | 9.5986e-05
|  |  |  | c_DK1 | 5815 | 9.1104e-05 |  |  |  |  | c_DK1_Central | 5815 | 9.6652e-05
|  |  |  | c_DK1 | 5816 | 0.00010074 |  |  |  |  | c_DK1_Central | 5816 | 7.7989e-05
|  |  |  | c_DK1 | 5817 | 0.00010652 |  |  |  |  | c_DK1_Central | 5817 | 7.3989e-05
|  |  |  | c_DK1 | 5818 | 0.00010813 |  |  |  |  | c_DK1_Central | 5818 | 7.2156e-05
|  |  |  | c_DK1 | 5819 | 0.00010813 |  |  |  |  | c_DK1_Central | 5819 | 6.5324e-05
|  |  |  | c_DK1 | 5820 | 0.00010633 |  |  |  |  | c_DK1_Central | 5820 | 6.4157e-05
|  |  |  | c_DK1 | 5821 | 0.00010404 |  |  |  |  | c_DK1_Central | 5821 | 5.4825e-05
|  |  |  | c_DK1 | 5822 | 0.00010244 |  |  |  |  | c_DK1_Central | 5822 | 5.9325e-05
|  |  |  | c_DK1 | 5823 | 0.0001022 |  |  |  |  | c_DK1_Central | 5823 | 5.4159e-05
|  |  |  | c_DK1 | 5824 | 0.00010438 |  |  |  |  | c_DK1_Central | 5824 | 5.4159e-05
|  |  |  | c_DK1 | 5825 | 0.00011022 |  |  |  |  | c_DK1_Central | 5825 | 5.5992e-05
|  |  |  | c_DK1 | 5826 | 0.0001094 |  |  |  |  | c_DK1_Central | 5826 | 5.7325e-05
|  |  |  | c_DK1 | 5827 | 0.00010322 |  |  |  |  | c_DK1_Central | 5827 | 6.0158e-05
|  |  |  | c_DK1 | 5828 | 0.00010161 |  |  |  |  | c_DK1_Central | 5828 | 6.2324e-05
|  |  |  | c_DK1 | 5829 | 9.806e-05 |  |  |  |  | c_DK1_Central | 5829 | 5.9825e-05
|  |  |  | c_DK1 | 5830 | 9.0617e-05 |  |  |  |  | c_DK1_Central | 5830 | 4.7326e-05
|  |  |  | c_DK1 | 5831 | 8.3709e-05 |  |  |  |  | c_DK1_Central | 5831 | 3.1495e-05
|  |  |  | c_DK1 | 5832 | 8.1714e-05 |  |  |  |  | c_DK1_Central | 5832 | 2.7663e-05
|  |  |  | c_DK1 | 5833 | 8.0304e-05 |  |  |  |  | c_DK1_Central | 5833 | 3.1495e-05
|  |  |  | c_DK1 | 5834 | 8.1228e-05 |  |  |  |  | c_DK1_Central | 5834 | 3.3162e-05
|  |  |  | c_DK1 | 5835 | 7.865e-05 |  |  |  |  | c_DK1_Central | 5835 | 4.1661e-05
|  |  |  | c_DK1 | 5836 | 7.9039e-05 |  |  |  |  | c_DK1_Central | 5836 | 5.9825e-05
|  |  |  | c_DK1 | 5837 | 7.865e-05 |  |  |  |  | c_DK1_Central | 5837 | 8.9653e-05
|  |  |  | c_DK1 | 5838 | 7.8601e-05 |  |  |  |  | c_DK1_Central | 5838 | 9.3153e-05
|  |  |  | c_DK1 | 5839 | 8.5071e-05 |  |  |  |  | c_DK1_Central | 5839 | 9.5819e-05
|  |  |  | c_DK1 | 5840 | 9.4217e-05 |  |  |  |  | c_DK1_Central | 5840 | 7.5322e-05
|  |  |  | c_DK1 | 5841 | 9.9325e-05 |  |  |  |  | c_DK1_Central | 5841 | 7.1989e-05
|  |  |  | c_DK1 | 5842 | 0.00010336 |  |  |  |  | c_DK1_Central | 5842 | 6.8157e-05
|  |  |  | c_DK1 | 5843 | 0.00010351 |  |  |  |  | c_DK1_Central | 5843 | 6.499e-05
|  |  |  | c_DK1 | 5844 | 0.00010341 |  |  |  |  | c_DK1_Central | 5844 | 6.3657e-05
|  |  |  | c_DK1 | 5845 | 0.00010317 |  |  |  |  | c_DK1_Central | 5845 | 5.5992e-05
|  |  |  | c_DK1 | 5846 | 0.0001019 |  |  |  |  | c_DK1_Central | 5846 | 5.4659e-05
|  |  |  | c_DK1 | 5847 | 9.9763e-05 |  |  |  |  | c_DK1_Central | 5847 | 5.0826e-05
|  |  |  | c_DK1 | 5848 | 0.00010108 |  |  |  |  | c_DK1_Central | 5848 | 5.2659e-05
|  |  |  | c_DK1 | 5849 | 0.00011105 |  |  |  |  | c_DK1_Central | 5849 | 5.7825e-05
|  |  |  | c_DK1 | 5850 | 0.00011076 |  |  |  |  | c_DK1_Central | 5850 | 5.9991e-05
|  |  |  | c_DK1 | 5851 | 0.00010404 |  |  |  |  | c_DK1_Central | 5851 | 6.3991e-05
|  |  |  | c_DK1 | 5852 | 0.0001019 |  |  |  |  | c_DK1_Central | 5852 | 6.7323e-05
|  |  |  | c_DK1 | 5853 | 9.8595e-05 |  |  |  |  | c_DK1_Central | 5853 | 6.499e-05
|  |  |  | c_DK1 | 5854 | 9.3487e-05 |  |  |  |  | c_DK1_Central | 5854 | 5.0992e-05
|  |  |  | c_DK1 | 5855 | 8.9206e-05 |  |  |  |  | c_DK1_Central | 5855 | 3.5495e-05
|  |  |  | c_DK1 | 5856 | 8.1812e-05 |  |  |  |  | c_DK1_Central | 5856 | 2.9829e-05
|  |  |  | c_DK1 | 5857 | 7.865e-05 |  |  |  |  | c_DK1_Central | 5857 | 3.3662e-05
|  |  |  | c_DK1 | 5858 | 7.8455e-05 |  |  |  |  | c_DK1_Central | 5858 | 3.3328e-05
|  |  |  | c_DK1 | 5859 | 7.9087e-05 |  |  |  |  | c_DK1_Central | 5859 | 3.6161e-05
|  |  |  | c_DK1 | 5860 | 8.2639e-05 |  |  |  |  | c_DK1_Central | 5860 | 5.5159e-05
|  |  |  | c_DK1 | 5861 | 9.0374e-05 |  |  |  |  | c_DK1_Central | 5861 | 9.5819e-05
|  |  |  | c_DK1 | 5862 | 0.00010584 |  |  |  |  | c_DK1_Central | 5862 | 0.00011432
|  |  |  | c_DK1 | 5863 | 0.00012204 |  |  |  |  | c_DK1_Central | 5863 | 0.00011265
|  |  |  | c_DK1 | 5864 | 0.00012949 |  |  |  |  | c_DK1_Central | 5864 | 9.0153e-05
|  |  |  | c_DK1 | 5865 | 0.00013022 |  |  |  |  | c_DK1_Central | 5865 | 8.6821e-05
|  |  |  | c_DK1 | 5866 | 0.00013537 |  |  |  |  | c_DK1_Central | 5866 | 8.0655e-05
|  |  |  | c_DK1 | 5867 | 0.00013537 |  |  |  |  | c_DK1_Central | 5867 | 7.7322e-05
|  |  |  | c_DK1 | 5868 | 0.0001327 |  |  |  |  | c_DK1_Central | 5868 | 7.5322e-05
|  |  |  | c_DK1 | 5869 | 0.0001344 |  |  |  |  | c_DK1_Central | 5869 | 6.5157e-05
|  |  |  | c_DK1 | 5870 | 0.00013236 |  |  |  |  | c_DK1_Central | 5870 | 6.3324e-05
|  |  |  | c_DK1 | 5871 | 0.00012827 |  |  |  |  | c_DK1_Central | 5871 | 5.9158e-05
|  |  |  | c_DK1 | 5872 | 0.00012652 |  |  |  |  | c_DK1_Central | 5872 | 6.0824e-05
|  |  |  | c_DK1 | 5873 | 0.00013289 |  |  |  |  | c_DK1_Central | 5873 | 6.6157e-05
|  |  |  | c_DK1 | 5874 | 0.00012788 |  |  |  |  | c_DK1_Central | 5874 | 6.8323e-05
|  |  |  | c_DK1 | 5875 | 0.0001217 |  |  |  |  | c_DK1_Central | 5875 | 7.3489e-05
|  |  |  | c_DK1 | 5876 | 0.00011874 |  |  |  |  | c_DK1_Central | 5876 | 7.7655e-05
|  |  |  | c_DK1 | 5877 | 0.00011348 |  |  |  |  | c_DK1_Central | 5877 | 7.1323e-05
|  |  |  | c_DK1 | 5878 | 0.00010468 |  |  |  |  | c_DK1_Central | 5878 | 5.7658e-05
|  |  |  | c_DK1 | 5879 | 9.7136e-05 |  |  |  |  | c_DK1_Central | 5879 | 3.8661e-05
|  |  |  | c_DK1 | 5880 | 8.7114e-05 |  |  |  |  | c_DK1_Central | 5880 | 3.0329e-05
|  |  |  | c_DK1 | 5881 | 8.4487e-05 |  |  |  |  | c_DK1_Central | 5881 | 3.3828e-05
|  |  |  | c_DK1 | 5882 | 8.405e-05 |  |  |  |  | c_DK1_Central | 5882 | 3.3495e-05
|  |  |  | c_DK1 | 5883 | 8.4585e-05 |  |  |  |  | c_DK1_Central | 5883 | 3.6661e-05
|  |  |  | c_DK1 | 5884 | 8.6628e-05 |  |  |  |  | c_DK1_Central | 5884 | 5.6492e-05
|  |  |  | c_DK1 | 5885 | 9.3585e-05 |  |  |  |  | c_DK1_Central | 5885 | 9.7486e-05
|  |  |  | c_DK1 | 5886 | 0.00010901 |  |  |  |  | c_DK1_Central | 5886 | 0.00011782
|  |  |  | c_DK1 | 5887 | 0.00012559 |  |  |  |  | c_DK1_Central | 5887 | 0.00011548
|  |  |  | c_DK1 | 5888 | 0.00013211 |  |  |  |  | c_DK1_Central | 5888 | 9.4319e-05
|  |  |  | c_DK1 | 5889 | 0.00013387 |  |  |  |  | c_DK1_Central | 5889 | 9.0487e-05
|  |  |  | c_DK1 | 5890 | 0.00013722 |  |  |  |  | c_DK1_Central | 5890 | 8.4321e-05
|  |  |  | c_DK1 | 5891 | 0.00013717 |  |  |  |  | c_DK1_Central | 5891 | 8.1155e-05
|  |  |  | c_DK1 | 5892 | 0.0001345 |  |  |  |  | c_DK1_Central | 5892 | 7.8488e-05
|  |  |  | c_DK1 | 5893 | 0.0001363 |  |  |  |  | c_DK1_Central | 5893 | 6.799e-05
|  |  |  | c_DK1 | 5894 | 0.00013216 |  |  |  |  | c_DK1_Central | 5894 | 6.5324e-05
|  |  |  | c_DK1 | 5895 | 0.00012725 |  |  |  |  | c_DK1_Central | 5895 | 6.0491e-05
|  |  |  | c_DK1 | 5896 | 0.00012603 |  |  |  |  | c_DK1_Central | 5896 | 6.1991e-05
|  |  |  | c_DK1 | 5897 | 0.00012944 |  |  |  |  | c_DK1_Central | 5897 | 6.7657e-05
|  |  |  | c_DK1 | 5898 | 0.00011859 |  |  |  |  | c_DK1_Central | 5898 | 6.949e-05
|  |  |  | c_DK1 | 5899 | 0.00011309 |  |  |  |  | c_DK1_Central | 5899 | 7.5156e-05
|  |  |  | c_DK1 | 5900 | 0.00011197 |  |  |  |  | c_DK1_Central | 5900 | 7.8322e-05
|  |  |  | c_DK1 | 5901 | 0.00010905 |  |  |  |  | c_DK1_Central | 5901 | 7.2323e-05
|  |  |  | c_DK1 | 5902 | 0.0001019 |  |  |  |  | c_DK1_Central | 5902 | 5.8158e-05
|  |  |  | c_DK1 | 5903 | 9.4509e-05 |  |  |  |  | c_DK1_Central | 5903 | 3.9161e-05
|  |  |  | c_DK1 | 5904 | 8.8914e-05 |  |  |  |  | c_DK1_Central | 5904 | 3.0162e-05
|  |  |  | c_DK1 | 5905 | 8.3368e-05 |  |  |  |  | c_DK1_Central | 5905 | 3.3828e-05
|  |  |  | c_DK1 | 5906 | 8.2396e-05 |  |  |  |  | c_DK1_Central | 5906 | 3.3495e-05
|  |  |  | c_DK1 | 5907 | 8.4487e-05 |  |  |  |  | c_DK1_Central | 5907 | 3.6661e-05
|  |  |  | c_DK1 | 5908 | 8.7698e-05 |  |  |  |  | c_DK1_Central | 5908 | 5.6325e-05
|  |  |  | c_DK1 | 5909 | 9.4606e-05 |  |  |  |  | c_DK1_Central | 5909 | 9.7652e-05
|  |  |  | c_DK1 | 5910 | 0.00010988 |  |  |  |  | c_DK1_Central | 5910 | 0.00011782
|  |  |  | c_DK1 | 5911 | 0.00012462 |  |  |  |  | c_DK1_Central | 5911 | 0.00011548
|  |  |  | c_DK1 | 5912 | 0.00013114 |  |  |  |  | c_DK1_Central | 5912 | 9.4653e-05
|  |  |  | c_DK1 | 5913 | 0.00013134 |  |  |  |  | c_DK1_Central | 5913 | 9.0487e-05
|  |  |  | c_DK1 | 5914 | 0.00013406 |  |  |  |  | c_DK1_Central | 5914 | 8.4488e-05
|  |  |  | c_DK1 | 5915 | 0.00013494 |  |  |  |  | c_DK1_Central | 5915 | 8.0821e-05
|  |  |  | c_DK1 | 5916 | 0.00013348 |  |  |  |  | c_DK1_Central | 5916 | 7.8322e-05
|  |  |  | c_DK1 | 5917 | 0.00013469 |  |  |  |  | c_DK1_Central | 5917 | 6.7823e-05
|  |  |  | c_DK1 | 5918 | 0.0001325 |  |  |  |  | c_DK1_Central | 5918 | 6.549e-05
|  |  |  | c_DK1 | 5919 | 0.00012827 |  |  |  |  | c_DK1_Central | 5919 | 6.0824e-05
|  |  |  | c_DK1 | 5920 | 0.00012705 |  |  |  |  | c_DK1_Central | 5920 | 6.2158e-05
|  |  |  | c_DK1 | 5921 | 0.00013416 |  |  |  |  | c_DK1_Central | 5921 | 6.7657e-05
|  |  |  | c_DK1 | 5922 | 0.00013148 |  |  |  |  | c_DK1_Central | 5922 | 6.9656e-05
|  |  |  | c_DK1 | 5923 | 0.00012414 |  |  |  |  | c_DK1_Central | 5923 | 7.5322e-05
|  |  |  | c_DK1 | 5924 | 0.00011776 |  |  |  |  | c_DK1_Central | 5924 | 7.8488e-05
|  |  |  | c_DK1 | 5925 | 0.00011144 |  |  |  |  | c_DK1_Central | 5925 | 7.2489e-05
|  |  |  | c_DK1 | 5926 | 0.00010502 |  |  |  |  | c_DK1_Central | 5926 | 5.8325e-05
|  |  |  | c_DK1 | 5927 | 9.8984e-05 |  |  |  |  | c_DK1_Central | 5927 | 3.9161e-05
|  |  |  | c_DK1 | 5928 | 8.8039e-05 |  |  |  |  | c_DK1_Central | 5928 | 3.3995e-05
|  |  |  | c_DK1 | 5929 | 8.6579e-05 |  |  |  |  | c_DK1_Central | 5929 | 3.7661e-05
|  |  |  | c_DK1 | 5930 | 8.6287e-05 |  |  |  |  | c_DK1_Central | 5930 | 3.7661e-05
|  |  |  | c_DK1 | 5931 | 8.7406e-05 |  |  |  |  | c_DK1_Central | 5931 | 4.0994e-05
|  |  |  | c_DK1 | 5932 | 9.1493e-05 |  |  |  |  | c_DK1_Central | 5932 | 6.1824e-05
|  |  |  | c_DK1 | 5933 | 9.8887e-05 |  |  |  |  | c_DK1_Central | 5933 | 0.00010465
|  |  |  | c_DK1 | 5934 | 0.00011348 |  |  |  |  | c_DK1_Central | 5934 | 0.00012665
|  |  |  | c_DK1 | 5935 | 0.00012671 |  |  |  |  | c_DK1_Central | 5935 | 0.00012432
|  |  |  | c_DK1 | 5936 | 0.00013309 |  |  |  |  | c_DK1_Central | 5936 | 0.00010332
|  |  |  | c_DK1 | 5937 | 0.00013489 |  |  |  |  | c_DK1_Central | 5937 | 9.8486e-05
|  |  |  | c_DK1 | 5938 | 0.00013892 |  |  |  |  | c_DK1_Central | 5938 | 9.1653e-05
|  |  |  | c_DK1 | 5939 | 0.00013761 |  |  |  |  | c_DK1_Central | 5939 | 8.7654e-05
|  |  |  | c_DK1 | 5940 | 0.00013401 |  |  |  |  | c_DK1_Central | 5940 | 8.4321e-05
|  |  |  | c_DK1 | 5941 | 0.0001345 |  |  |  |  | c_DK1_Central | 5941 | 7.4489e-05
|  |  |  | c_DK1 | 5942 | 0.00012988 |  |  |  |  | c_DK1_Central | 5942 | 7.1823e-05
|  |  |  | c_DK1 | 5943 | 0.00012452 |  |  |  |  | c_DK1_Central | 5943 | 6.799e-05
|  |  |  | c_DK1 | 5944 | 0.00012287 |  |  |  |  | c_DK1_Central | 5944 | 6.949e-05
|  |  |  | c_DK1 | 5945 | 0.00012769 |  |  |  |  | c_DK1_Central | 5945 | 7.5489e-05
|  |  |  | c_DK1 | 5946 | 0.00012462 |  |  |  |  | c_DK1_Central | 5946 | 7.7989e-05
|  |  |  | c_DK1 | 5947 | 0.0001201 |  |  |  |  | c_DK1_Central | 5947 | 8.3654e-05
|  |  |  | c_DK1 | 5948 | 0.00011942 |  |  |  |  | c_DK1_Central | 5948 | 8.6487e-05
|  |  |  | c_DK1 | 5949 | 0.0001146 |  |  |  |  | c_DK1_Central | 5949 | 7.9822e-05
|  |  |  | c_DK1 | 5950 | 0.00010614 |  |  |  |  | c_DK1_Central | 5950 | 6.3491e-05
|  |  |  | c_DK1 | 5951 | 9.806e-05 |  |  |  |  | c_DK1_Central | 5951 | 4.2994e-05
|  |  |  | c_DK1 | 5952 | 8.8039e-05 |  |  |  |  | c_DK1_Central | 5952 | 3.6995e-05
|  |  |  | c_DK1 | 5953 | 8.4244e-05 |  |  |  |  | c_DK1_Central | 5953 | 3.9994e-05
|  |  |  | c_DK1 | 5954 | 8.4487e-05 |  |  |  |  | c_DK1_Central | 5954 | 3.9661e-05
|  |  |  | c_DK1 | 5955 | 8.5558e-05 |  |  |  |  | c_DK1_Central | 5955 | 4.2994e-05
|  |  |  | c_DK1 | 5956 | 8.9595e-05 |  |  |  |  | c_DK1_Central | 5956 | 6.3157e-05
|  |  |  | c_DK1 | 5957 | 9.5774e-05 |  |  |  |  | c_DK1_Central | 5957 | 0.00010648
|  |  |  | c_DK1 | 5958 | 0.00011139 |  |  |  |  | c_DK1_Central | 5958 | 0.00012898
|  |  |  | c_DK1 | 5959 | 0.00012594 |  |  |  |  | c_DK1_Central | 5959 | 0.00012881
|  |  |  | c_DK1 | 5960 | 0.00013104 |  |  |  |  | c_DK1_Central | 5960 | 0.00010915
|  |  |  | c_DK1 | 5961 | 0.00013182 |  |  |  |  | c_DK1_Central | 5961 | 0.00010332
|  |  |  | c_DK1 | 5962 | 0.00013445 |  |  |  |  | c_DK1_Central | 5962 | 9.5486e-05
|  |  |  | c_DK1 | 5963 | 0.00013396 |  |  |  |  | c_DK1_Central | 5963 | 9.0653e-05
|  |  |  | c_DK1 | 5964 | 0.00012983 |  |  |  |  | c_DK1_Central | 5964 | 8.7987e-05
|  |  |  | c_DK1 | 5965 | 0.00012589 |  |  |  |  | c_DK1_Central | 5965 | 7.8822e-05
|  |  |  | c_DK1 | 5966 | 0.00011927 |  |  |  |  | c_DK1_Central | 5966 | 7.4822e-05
|  |  |  | c_DK1 | 5967 | 0.00011523 |  |  |  |  | c_DK1_Central | 5967 | 7.1489e-05
|  |  |  | c_DK1 | 5968 | 0.00011679 |  |  |  |  | c_DK1_Central | 5968 | 7.2989e-05
|  |  |  | c_DK1 | 5969 | 0.00012511 |  |  |  |  | c_DK1_Central | 5969 | 7.9988e-05
|  |  |  | c_DK1 | 5970 | 0.00012054 |  |  |  |  | c_DK1_Central | 5970 | 8.3154e-05
|  |  |  | c_DK1 | 5971 | 0.0001129 |  |  |  |  | c_DK1_Central | 5971 | 8.9987e-05
|  |  |  | c_DK1 | 5972 | 0.00011105 |  |  |  |  | c_DK1_Central | 5972 | 9.182e-05
|  |  |  | c_DK1 | 5973 | 0.00010468 |  |  |  |  | c_DK1_Central | 5973 | 8.5487e-05
|  |  |  | c_DK1 | 5974 | 9.6601e-05 |  |  |  |  | c_DK1_Central | 5974 | 6.7157e-05
|  |  |  | c_DK1 | 5975 | 8.9839e-05 |  |  |  |  | c_DK1_Central | 5975 | 4.516e-05
|  |  |  | c_DK1 | 5976 | 8.4293e-05 |  |  |  |  | c_DK1_Central | 5976 | 3.9161e-05
|  |  |  | c_DK1 | 5977 | 8.3806e-05 |  |  |  |  | c_DK1_Central | 5977 | 3.9328e-05
|  |  |  | c_DK1 | 5978 | 8.0206e-05 |  |  |  |  | c_DK1_Central | 5978 | 3.6828e-05
|  |  |  | c_DK1 | 5979 | 7.865e-05 |  |  |  |  | c_DK1_Central | 5979 | 4.1661e-05
|  |  |  | c_DK1 | 5980 | 7.9574e-05 |  |  |  |  | c_DK1_Central | 5980 | 6.1491e-05
|  |  |  | c_DK1 | 5981 | 8.1812e-05 |  |  |  |  | c_DK1_Central | 5981 | 9.7986e-05
|  |  |  | c_DK1 | 5982 | 8.6336e-05 |  |  |  |  | c_DK1_Central | 5982 | 0.00012481
|  |  |  | c_DK1 | 5983 | 9.3536e-05 |  |  |  |  | c_DK1_Central | 5983 | 0.00012432
|  |  |  | c_DK1 | 5984 | 0.0001022 |  |  |  |  | c_DK1_Central | 5984 | 0.00010432
|  |  |  | c_DK1 | 5985 | 0.00010604 |  |  |  |  | c_DK1_Central | 5985 | 9.7652e-05
|  |  |  | c_DK1 | 5986 | 0.00010852 |  |  |  |  | c_DK1_Central | 5986 | 9.4319e-05
|  |  |  | c_DK1 | 5987 | 0.00010745 |  |  |  |  | c_DK1_Central | 5987 | 8.6321e-05
|  |  |  | c_DK1 | 5988 | 0.00010687 |  |  |  |  | c_DK1_Central | 5988 | 8.3654e-05
|  |  |  | c_DK1 | 5989 | 0.00010614 |  |  |  |  | c_DK1_Central | 5989 | 7.3989e-05
|  |  |  | c_DK1 | 5990 | 0.00010429 |  |  |  |  | c_DK1_Central | 5990 | 7.7322e-05
|  |  |  | c_DK1 | 5991 | 0.00010117 |  |  |  |  | c_DK1_Central | 5991 | 7.2656e-05
|  |  |  | c_DK1 | 5992 | 0.00010244 |  |  |  |  | c_DK1_Central | 5992 | 7.3822e-05
|  |  |  | c_DK1 | 5993 | 0.00010832 |  |  |  |  | c_DK1_Central | 5993 | 7.6989e-05
|  |  |  | c_DK1 | 5994 | 0.00010609 |  |  |  |  | c_DK1_Central | 5994 | 8.0488e-05
|  |  |  | c_DK1 | 5995 | 9.8984e-05 |  |  |  |  | c_DK1_Central | 5995 | 8.4654e-05
|  |  |  | c_DK1 | 5996 | 9.7574e-05 |  |  |  |  | c_DK1_Central | 5996 | 8.6321e-05
|  |  |  | c_DK1 | 5997 | 9.3244e-05 |  |  |  |  | c_DK1_Central | 5997 | 8.2321e-05
|  |  |  | c_DK1 | 5998 | 8.7601e-05 |  |  |  |  | c_DK1_Central | 5998 | 6.4824e-05
|  |  |  | c_DK1 | 5999 | 8.1763e-05 |  |  |  |  | c_DK1_Central | 5999 | 4.3827e-05
|  |  |  | c_DK1 | 6000 | 8.0206e-05 |  |  |  |  | c_DK1_Central | 6000 | 3.7661e-05
|  |  |  | c_DK1 | 6001 | 7.6996e-05 |  |  |  |  | c_DK1_Central | 6001 | 4.1827e-05
|  |  |  | c_DK1 | 6002 | 7.6898e-05 |  |  |  |  | c_DK1_Central | 6002 | 4.2994e-05
|  |  |  | c_DK1 | 6003 | 7.7677e-05 |  |  |  |  | c_DK1_Central | 6003 | 5.2826e-05
|  |  |  | c_DK1 | 6004 | 7.8115e-05 |  |  |  |  | c_DK1_Central | 6004 | 7.6489e-05
|  |  |  | c_DK1 | 6005 | 8.0693e-05 |  |  |  |  | c_DK1_Central | 6005 | 0.00011382
|  |  |  | c_DK1 | 6006 | 8.4536e-05 |  |  |  |  | c_DK1_Central | 6006 | 0.00011932
|  |  |  | c_DK1 | 6007 | 9.0422e-05 |  |  |  |  | c_DK1_Central | 6007 | 0.00012182
|  |  |  | c_DK1 | 6008 | 9.9325e-05 |  |  |  |  | c_DK1_Central | 6008 | 9.9819e-05
|  |  |  | c_DK1 | 6009 | 0.00010497 |  |  |  |  | c_DK1_Central | 6009 | 9.3653e-05
|  |  |  | c_DK1 | 6010 | 0.00010599 |  |  |  |  | c_DK1_Central | 6010 | 8.8654e-05
|  |  |  | c_DK1 | 6011 | 0.00010701 |  |  |  |  | c_DK1_Central | 6011 | 8.4154e-05
|  |  |  | c_DK1 | 6012 | 0.00010701 |  |  |  |  | c_DK1_Central | 6012 | 8.2155e-05
|  |  |  | c_DK1 | 6013 | 0.00010497 |  |  |  |  | c_DK1_Central | 6013 | 7.4156e-05
|  |  |  | c_DK1 | 6014 | 0.00010482 |  |  |  |  | c_DK1_Central | 6014 | 7.2656e-05
|  |  |  | c_DK1 | 6015 | 0.00010526 |  |  |  |  | c_DK1_Central | 6015 | 6.949e-05
|  |  |  | c_DK1 | 6016 | 0.00010803 |  |  |  |  | c_DK1_Central | 6016 | 7.2323e-05
|  |  |  | c_DK1 | 6017 | 0.00011582 |  |  |  |  | c_DK1_Central | 6017 | 7.8155e-05
|  |  |  | c_DK1 | 6018 | 0.00011582 |  |  |  |  | c_DK1_Central | 6018 | 8.2321e-05
|  |  |  | c_DK1 | 6019 | 0.00010871 |  |  |  |  | c_DK1_Central | 6019 | 8.7487e-05
|  |  |  | c_DK1 | 6020 | 0.00010511 |  |  |  |  | c_DK1_Central | 6020 | 8.9987e-05
|  |  |  | c_DK1 | 6021 | 0.00010083 |  |  |  |  | c_DK1_Central | 6021 | 8.5821e-05
|  |  |  | c_DK1 | 6022 | 9.5822e-05 |  |  |  |  | c_DK1_Central | 6022 | 6.7323e-05
|  |  |  | c_DK1 | 6023 | 9.0958e-05 |  |  |  |  | c_DK1_Central | 6023 | 4.6993e-05
|  |  |  | c_DK1 | 6024 | 8.4779e-05 |  |  |  |  | c_DK1_Central | 6024 | 3.6161e-05
|  |  |  | c_DK1 | 6025 | 8.1569e-05 |  |  |  |  | c_DK1_Central | 6025 | 3.9994e-05
|  |  |  | c_DK1 | 6026 | 8.1082e-05 |  |  |  |  | c_DK1_Central | 6026 | 4.0161e-05
|  |  |  | c_DK1 | 6027 | 8.4147e-05 |  |  |  |  | c_DK1_Central | 6027 | 4.3994e-05
|  |  |  | c_DK1 | 6028 | 8.7552e-05 |  |  |  |  | c_DK1_Central | 6028 | 6.4824e-05
|  |  |  | c_DK1 | 6029 | 9.5093e-05 |  |  |  |  | c_DK1_Central | 6029 | 0.00010865
|  |  |  | c_DK1 | 6030 | 0.00011377 |  |  |  |  | c_DK1_Central | 6030 | 0.00013065
|  |  |  | c_DK1 | 6031 | 0.00012997 |  |  |  |  | c_DK1_Central | 6031 | 0.00012848
|  |  |  | c_DK1 | 6032 | 0.00013552 |  |  |  |  | c_DK1_Central | 6032 | 0.00010532
|  |  |  | c_DK1 | 6033 | 0.00013708 |  |  |  |  | c_DK1_Central | 6033 | 0.00010049
|  |  |  | c_DK1 | 6034 | 0.00014106 |  |  |  |  | c_DK1_Central | 6034 | 9.3653e-05
|  |  |  | c_DK1 | 6035 | 0.00014145 |  |  |  |  | c_DK1_Central | 6035 | 8.9154e-05
|  |  |  | c_DK1 | 6036 | 0.00013858 |  |  |  |  | c_DK1_Central | 6036 | 8.5987e-05
|  |  |  | c_DK1 | 6037 | 0.00013931 |  |  |  |  | c_DK1_Central | 6037 | 7.6655e-05
|  |  |  | c_DK1 | 6038 | 0.00013625 |  |  |  |  | c_DK1_Central | 6038 | 7.4322e-05
|  |  |  | c_DK1 | 6039 | 0.00012705 |  |  |  |  | c_DK1_Central | 6039 | 7.1489e-05
|  |  |  | c_DK1 | 6040 | 0.00012705 |  |  |  |  | c_DK1_Central | 6040 | 7.3156e-05
|  |  |  | c_DK1 | 6041 | 0.00013469 |  |  |  |  | c_DK1_Central | 6041 | 7.9155e-05
|  |  |  | c_DK1 | 6042 | 0.00013168 |  |  |  |  | c_DK1_Central | 6042 | 8.1988e-05
|  |  |  | c_DK1 | 6043 | 0.00012564 |  |  |  |  | c_DK1_Central | 6043 | 8.8154e-05
|  |  |  | c_DK1 | 6044 | 0.00012248 |  |  |  |  | c_DK1_Central | 6044 | 9.1487e-05
|  |  |  | c_DK1 | 6045 | 0.00011548 |  |  |  |  | c_DK1_Central | 6045 | 8.4488e-05
|  |  |  | c_DK1 | 6046 | 0.00010774 |  |  |  |  | c_DK1_Central | 6046 | 6.749e-05
|  |  |  | c_DK1 | 6047 | 0.00010113 |  |  |  |  | c_DK1_Central | 6047 | 4.5827e-05
|  |  |  | c_DK1 | 6048 | 9.0763e-05 |  |  |  |  | c_DK1_Central | 6048 | 3.3828e-05
|  |  |  | c_DK1 | 6049 | 8.7552e-05 |  |  |  |  | c_DK1_Central | 6049 | 3.7161e-05
|  |  |  | c_DK1 | 6050 | 8.6385e-05 |  |  |  |  | c_DK1_Central | 6050 | 3.7328e-05
|  |  |  | c_DK1 | 6051 | 8.7552e-05 |  |  |  |  | c_DK1_Central | 6051 | 4.0827e-05
|  |  |  | c_DK1 | 6052 | 9.0666e-05 |  |  |  |  | c_DK1_Central | 6052 | 6.1491e-05
|  |  |  | c_DK1 | 6053 | 9.6358e-05 |  |  |  |  | c_DK1_Central | 6053 | 0.00010382
|  |  |  | c_DK1 | 6054 | 0.00011256 |  |  |  |  | c_DK1_Central | 6054 | 0.00012565
|  |  |  | c_DK1 | 6055 | 0.00012866 |  |  |  |  | c_DK1_Central | 6055 | 0.00012332
|  |  |  | c_DK1 | 6056 | 0.00013474 |  |  |  |  | c_DK1_Central | 6056 | 0.00010248
|  |  |  | c_DK1 | 6057 | 0.00013557 |  |  |  |  | c_DK1_Central | 6057 | 9.7819e-05
|  |  |  | c_DK1 | 6058 | 0.00014014 |  |  |  |  | c_DK1_Central | 6058 | 9.0987e-05
|  |  |  | c_DK1 | 6059 | 0.00014189 |  |  |  |  | c_DK1_Central | 6059 | 8.6987e-05
|  |  |  | c_DK1 | 6060 | 0.00013888 |  |  |  |  | c_DK1_Central | 6060 | 8.3821e-05
|  |  |  | c_DK1 | 6061 | 0.00013839 |  |  |  |  | c_DK1_Central | 6061 | 7.4156e-05
|  |  |  | c_DK1 | 6062 | 0.00013664 |  |  |  |  | c_DK1_Central | 6062 | 7.1323e-05
|  |  |  | c_DK1 | 6063 | 0.00013065 |  |  |  |  | c_DK1_Central | 6063 | 6.749e-05
|  |  |  | c_DK1 | 6064 | 0.00013007 |  |  |  |  | c_DK1_Central | 6064 | 6.899e-05
|  |  |  | c_DK1 | 6065 | 0.00013567 |  |  |  |  | c_DK1_Central | 6065 | 7.4822e-05
|  |  |  | c_DK1 | 6066 | 0.00013187 |  |  |  |  | c_DK1_Central | 6066 | 7.7489e-05
|  |  |  | c_DK1 | 6067 | 0.00012662 |  |  |  |  | c_DK1_Central | 6067 | 8.3154e-05
|  |  |  | c_DK1 | 6068 | 0.00012516 |  |  |  |  | c_DK1_Central | 6068 | 8.5821e-05
|  |  |  | c_DK1 | 6069 | 0.00011912 |  |  |  |  | c_DK1_Central | 6069 | 7.9155e-05
|  |  |  | c_DK1 | 6070 | 0.00011008 |  |  |  |  | c_DK1_Central | 6070 | 6.3324e-05
|  |  |  | c_DK1 | 6071 | 0.00010195 |  |  |  |  | c_DK1_Central | 6071 | 4.2827e-05
|  |  |  | c_DK1 | 6072 | 9.2125e-05 |  |  |  |  | c_DK1_Central | 6072 | 3.3162e-05
|  |  |  | c_DK1 | 6073 | 8.9206e-05 |  |  |  |  | c_DK1_Central | 6073 | 3.6828e-05
|  |  |  | c_DK1 | 6074 | 8.8087e-05 |  |  |  |  | c_DK1_Central | 6074 | 3.6828e-05
|  |  |  | c_DK1 | 6075 | 8.9887e-05 |  |  |  |  | c_DK1_Central | 6075 | 4.0161e-05
|  |  |  | c_DK1 | 6076 | 9.1298e-05 |  |  |  |  | c_DK1_Central | 6076 | 6.0991e-05
|  |  |  | c_DK1 | 6077 | 9.8401e-05 |  |  |  |  | c_DK1_Central | 6077 | 0.00010348
|  |  |  | c_DK1 | 6078 | 0.00011304 |  |  |  |  | c_DK1_Central | 6078 | 0.00012498
|  |  |  | c_DK1 | 6079 | 0.00012696 |  |  |  |  | c_DK1_Central | 6079 | 0.00012265
|  |  |  | c_DK1 | 6080 | 0.0001326 |  |  |  |  | c_DK1_Central | 6080 | 0.00010165
|  |  |  | c_DK1 | 6081 | 0.00013211 |  |  |  |  | c_DK1_Central | 6081 | 9.6986e-05
|  |  |  | c_DK1 | 6082 | 0.00013513 |  |  |  |  | c_DK1_Central | 6082 | 9.032e-05
|  |  |  | c_DK1 | 6083 | 0.0001345 |  |  |  |  | c_DK1_Central | 6083 | 8.6321e-05
|  |  |  | c_DK1 | 6084 | 0.00013318 |  |  |  |  | c_DK1_Central | 6084 | 8.3321e-05
|  |  |  | c_DK1 | 6085 | 0.00013459 |  |  |  |  | c_DK1_Central | 6085 | 7.3323e-05
|  |  |  | c_DK1 | 6086 | 0.00013216 |  |  |  |  | c_DK1_Central | 6086 | 7.0656e-05
|  |  |  | c_DK1 | 6087 | 0.00012958 |  |  |  |  | c_DK1_Central | 6087 | 6.6657e-05
|  |  |  | c_DK1 | 6088 | 0.00013012 |  |  |  |  | c_DK1_Central | 6088 | 6.799e-05
|  |  |  | c_DK1 | 6089 | 0.00013411 |  |  |  |  | c_DK1_Central | 6089 | 7.3822e-05
|  |  |  | c_DK1 | 6090 | 0.00012866 |  |  |  |  | c_DK1_Central | 6090 | 7.6822e-05
|  |  |  | c_DK1 | 6091 | 0.00012443 |  |  |  |  | c_DK1_Central | 6091 | 8.2321e-05
|  |  |  | c_DK1 | 6092 | 0.00012292 |  |  |  |  | c_DK1_Central | 6092 | 8.5154e-05
|  |  |  | c_DK1 | 6093 | 0.00011499 |  |  |  |  | c_DK1_Central | 6093 | 7.8488e-05
|  |  |  | c_DK1 | 6094 | 0.00010677 |  |  |  |  | c_DK1_Central | 6094 | 6.2824e-05
|  |  |  | c_DK1 | 6095 | 9.8887e-05 |  |  |  |  | c_DK1_Central | 6095 | 4.2327e-05
|  |  |  | c_DK1 | 6096 | 9.2514e-05 |  |  |  |  | c_DK1_Central | 6096 | 3.1829e-05
|  |  |  | c_DK1 | 6097 | 8.8574e-05 |  |  |  |  | c_DK1_Central | 6097 | 3.5161e-05
|  |  |  | c_DK1 | 6098 | 8.6239e-05 |  |  |  |  | c_DK1_Central | 6098 | 3.5161e-05
|  |  |  | c_DK1 | 6099 | 8.8087e-05 |  |  |  |  | c_DK1_Central | 6099 | 3.8328e-05
|  |  |  | c_DK1 | 6100 | 9.0617e-05 |  |  |  |  | c_DK1_Central | 6100 | 5.8825e-05
|  |  |  | c_DK1 | 6101 | 9.806e-05 |  |  |  |  | c_DK1_Central | 6101 | 0.00010082
|  |  |  | c_DK1 | 6102 | 0.00011382 |  |  |  |  | c_DK1_Central | 6102 | 0.00012165
|  |  |  | c_DK1 | 6103 | 0.00012919 |  |  |  |  | c_DK1_Central | 6103 | 0.00011965
|  |  |  | c_DK1 | 6104 | 0.00013484 |  |  |  |  | c_DK1_Central | 6104 | 9.8152e-05
|  |  |  | c_DK1 | 6105 | 0.00013367 |  |  |  |  | c_DK1_Central | 6105 | 9.4153e-05
|  |  |  | c_DK1 | 6106 | 0.00013489 |  |  |  |  | c_DK1_Central | 6106 | 8.7654e-05
|  |  |  | c_DK1 | 6107 | 0.00013532 |  |  |  |  | c_DK1_Central | 6107 | 8.3821e-05
|  |  |  | c_DK1 | 6108 | 0.00013382 |  |  |  |  | c_DK1_Central | 6108 | 8.0821e-05
|  |  |  | c_DK1 | 6109 | 0.00013586 |  |  |  |  | c_DK1_Central | 6109 | 7.0656e-05
|  |  |  | c_DK1 | 6110 | 0.00013255 |  |  |  |  | c_DK1_Central | 6110 | 6.799e-05
|  |  |  | c_DK1 | 6111 | 0.00012739 |  |  |  |  | c_DK1_Central | 6111 | 6.3491e-05
|  |  |  | c_DK1 | 6112 | 0.00012744 |  |  |  |  | c_DK1_Central | 6112 | 6.499e-05
|  |  |  | c_DK1 | 6113 | 0.00013065 |  |  |  |  | c_DK1_Central | 6113 | 7.0656e-05
|  |  |  | c_DK1 | 6114 | 0.00012676 |  |  |  |  | c_DK1_Central | 6114 | 7.3156e-05
|  |  |  | c_DK1 | 6115 | 0.00012292 |  |  |  |  | c_DK1_Central | 6115 | 7.8655e-05
|  |  |  | c_DK1 | 6116 | 0.00012122 |  |  |  |  | c_DK1_Central | 6116 | 8.1655e-05
|  |  |  | c_DK1 | 6117 | 0.00011368 |  |  |  |  | c_DK1_Central | 6117 | 7.5489e-05
|  |  |  | c_DK1 | 6118 | 0.00010526 |  |  |  |  | c_DK1_Central | 6118 | 6.0491e-05
|  |  |  | c_DK1 | 6119 | 9.7914e-05 |  |  |  |  | c_DK1_Central | 6119 | 4.0827e-05
|  |  |  | c_DK1 | 6120 | 8.906e-05 |  |  |  |  | c_DK1_Central | 6120 | 3.3328e-05
|  |  |  | c_DK1 | 6121 | 8.4001e-05 |  |  |  |  | c_DK1_Central | 6121 | 3.6328e-05
|  |  |  | c_DK1 | 6122 | 8.8185e-05 |  |  |  |  | c_DK1_Central | 6122 | 3.5828e-05
|  |  |  | c_DK1 | 6123 | 8.9401e-05 |  |  |  |  | c_DK1_Central | 6123 | 3.8661e-05
|  |  |  | c_DK1 | 6124 | 8.9693e-05 |  |  |  |  | c_DK1_Central | 6124 | 5.8325e-05
|  |  |  | c_DK1 | 6125 | 9.4071e-05 |  |  |  |  | c_DK1_Central | 6125 | 0.00010015
|  |  |  | c_DK1 | 6126 | 0.00011246 |  |  |  |  | c_DK1_Central | 6126 | 0.00012065
|  |  |  | c_DK1 | 6127 | 0.00012793 |  |  |  |  | c_DK1_Central | 6127 | 0.00012065
|  |  |  | c_DK1 | 6128 | 0.00013416 |  |  |  |  | c_DK1_Central | 6128 | 0.00010082
|  |  |  | c_DK1 | 6129 | 0.00013309 |  |  |  |  | c_DK1_Central | 6129 | 9.6153e-05
|  |  |  | c_DK1 | 6130 | 0.0001361 |  |  |  |  | c_DK1_Central | 6130 | 8.8654e-05
|  |  |  | c_DK1 | 6131 | 0.00013328 |  |  |  |  | c_DK1_Central | 6131 | 8.4488e-05
|  |  |  | c_DK1 | 6132 | 0.000129 |  |  |  |  | c_DK1_Central | 6132 | 8.1988e-05
|  |  |  | c_DK1 | 6133 | 0.00012594 |  |  |  |  | c_DK1_Central | 6133 | 7.2656e-05
|  |  |  | c_DK1 | 6134 | 0.0001202 |  |  |  |  | c_DK1_Central | 6134 | 6.8823e-05
|  |  |  | c_DK1 | 6135 | 0.00011353 |  |  |  |  | c_DK1_Central | 6135 | 6.499e-05
|  |  |  | c_DK1 | 6136 | 0.0001128 |  |  |  |  | c_DK1_Central | 6136 | 6.6157e-05
|  |  |  | c_DK1 | 6137 | 0.00011815 |  |  |  |  | c_DK1_Central | 6137 | 7.2823e-05
|  |  |  | c_DK1 | 6138 | 0.0001165 |  |  |  |  | c_DK1_Central | 6138 | 7.5822e-05
|  |  |  | c_DK1 | 6139 | 0.00011212 |  |  |  |  | c_DK1_Central | 6139 | 8.2155e-05
|  |  |  | c_DK1 | 6140 | 0.00011076 |  |  |  |  | c_DK1_Central | 6140 | 8.4321e-05
|  |  |  | c_DK1 | 6141 | 0.00010292 |  |  |  |  | c_DK1_Central | 6141 | 7.8488e-05
|  |  |  | c_DK1 | 6142 | 9.7476e-05 |  |  |  |  | c_DK1_Central | 6142 | 6.1991e-05
|  |  |  | c_DK1 | 6143 | 9.0374e-05 |  |  |  |  | c_DK1_Central | 6143 | 4.1661e-05
|  |  |  | c_DK1 | 6144 | 8.332e-05 |  |  |  |  | c_DK1_Central | 6144 | 3.7828e-05
|  |  |  | c_DK1 | 6145 | 7.9233e-05 |  |  |  |  | c_DK1_Central | 6145 | 3.8328e-05
|  |  |  | c_DK1 | 6146 | 7.8212e-05 |  |  |  |  | c_DK1_Central | 6146 | 3.5495e-05
|  |  |  | c_DK1 | 6147 | 7.8163e-05 |  |  |  |  | c_DK1_Central | 6147 | 4.0494e-05
|  |  |  | c_DK1 | 6148 | 7.9574e-05 |  |  |  |  | c_DK1_Central | 6148 | 5.9825e-05
|  |  |  | c_DK1 | 6149 | 8.2396e-05 |  |  |  |  | c_DK1_Central | 6149 | 9.5486e-05
|  |  |  | c_DK1 | 6150 | 8.8185e-05 |  |  |  |  | c_DK1_Central | 6150 | 0.00012182
|  |  |  | c_DK1 | 6151 | 9.6455e-05 |  |  |  |  | c_DK1_Central | 6151 | 0.00012132
|  |  |  | c_DK1 | 6152 | 0.00010604 |  |  |  |  | c_DK1_Central | 6152 | 0.00010149
|  |  |  | c_DK1 | 6153 | 0.00011022 |  |  |  |  | c_DK1_Central | 6153 | 9.5319e-05
|  |  |  | c_DK1 | 6154 | 0.00011071 |  |  |  |  | c_DK1_Central | 6154 | 9.1986e-05
|  |  |  | c_DK1 | 6155 | 0.00010886 |  |  |  |  | c_DK1_Central | 6155 | 8.4321e-05
|  |  |  | c_DK1 | 6156 | 0.00010701 |  |  |  |  | c_DK1_Central | 6156 | 8.1655e-05
|  |  |  | c_DK1 | 6157 | 0.00010536 |  |  |  |  | c_DK1_Central | 6157 | 7.1989e-05
|  |  |  | c_DK1 | 6158 | 0.000102 |  |  |  |  | c_DK1_Central | 6158 | 7.5489e-05
|  |  |  | c_DK1 | 6159 | 9.9957e-05 |  |  |  |  | c_DK1_Central | 6159 | 7.0823e-05
|  |  |  | c_DK1 | 6160 | 0.00010215 |  |  |  |  | c_DK1_Central | 6160 | 7.1989e-05
|  |  |  | c_DK1 | 6161 | 0.00010818 |  |  |  |  | c_DK1_Central | 6161 | 7.4822e-05
|  |  |  | c_DK1 | 6162 | 0.00010701 |  |  |  |  | c_DK1_Central | 6162 | 7.8322e-05
|  |  |  | c_DK1 | 6163 | 0.0001022 |  |  |  |  | c_DK1_Central | 6163 | 8.2155e-05
|  |  |  | c_DK1 | 6164 | 0.00010122 |  |  |  |  | c_DK1_Central | 6164 | 8.3988e-05
|  |  |  | c_DK1 | 6165 | 9.5579e-05 |  |  |  |  | c_DK1_Central | 6165 | 8.0155e-05
|  |  |  | c_DK1 | 6166 | 8.8866e-05 |  |  |  |  | c_DK1_Central | 6166 | 6.2991e-05
|  |  |  | c_DK1 | 6167 | 8.2736e-05 |  |  |  |  | c_DK1_Central | 6167 | 4.2827e-05
|  |  |  | c_DK1 | 6168 | 7.7531e-05 |  |  |  |  | c_DK1_Central | 6168 | 3.5995e-05
|  |  |  | c_DK1 | 6169 | 7.3639e-05 |  |  |  |  | c_DK1_Central | 6169 | 4.0161e-05
|  |  |  | c_DK1 | 6170 | 7.2958e-05 |  |  |  |  | c_DK1_Central | 6170 | 4.1327e-05
|  |  |  | c_DK1 | 6171 | 7.3833e-05 |  |  |  |  | c_DK1_Central | 6171 | 5.0659e-05
|  |  |  | c_DK1 | 6172 | 7.4612e-05 |  |  |  |  | c_DK1_Central | 6172 | 7.3489e-05
|  |  |  | c_DK1 | 6173 | 7.685e-05 |  |  |  |  | c_DK1_Central | 6173 | 0.00010948
|  |  |  | c_DK1 | 6174 | 8.1179e-05 |  |  |  |  | c_DK1_Central | 6174 | 0.00011498
|  |  |  | c_DK1 | 6175 | 8.6579e-05 |  |  |  |  | c_DK1_Central | 6175 | 0.00011748
|  |  |  | c_DK1 | 6176 | 9.2904e-05 |  |  |  |  | c_DK1_Central | 6176 | 9.6153e-05
|  |  |  | c_DK1 | 6177 | 9.8741e-05 |  |  |  |  | c_DK1_Central | 6177 | 9.0153e-05
|  |  |  | c_DK1 | 6178 | 0.00010176 |  |  |  |  | c_DK1_Central | 6178 | 8.5321e-05
|  |  |  | c_DK1 | 6179 | 0.00010239 |  |  |  |  | c_DK1_Central | 6179 | 8.1155e-05
|  |  |  | c_DK1 | 6180 | 0.00010429 |  |  |  |  | c_DK1_Central | 6180 | 7.9155e-05
|  |  |  | c_DK1 | 6181 | 0.00010312 |  |  |  |  | c_DK1_Central | 6181 | 7.1489e-05
|  |  |  | c_DK1 | 6182 | 9.9471e-05 |  |  |  |  | c_DK1_Central | 6182 | 6.9656e-05
|  |  |  | c_DK1 | 6183 | 9.8255e-05 |  |  |  |  | c_DK1_Central | 6183 | 6.6657e-05
|  |  |  | c_DK1 | 6184 | 0.00010249 |  |  |  |  | c_DK1_Central | 6184 | 6.9323e-05
|  |  |  | c_DK1 | 6185 | 0.00011202 |  |  |  |  | c_DK1_Central | 6185 | 7.5156e-05
|  |  |  | c_DK1 | 6186 | 0.00011032 |  |  |  |  | c_DK1_Central | 6186 | 7.9155e-05
|  |  |  | c_DK1 | 6187 | 0.00010575 |  |  |  |  | c_DK1_Central | 6187 | 8.4154e-05
|  |  |  | c_DK1 | 6188 | 0.0001038 |  |  |  |  | c_DK1_Central | 6188 | 8.6487e-05
|  |  |  | c_DK1 | 6189 | 9.8157e-05 |  |  |  |  | c_DK1_Central | 6189 | 8.2488e-05
|  |  |  | c_DK1 | 6190 | 9.1882e-05 |  |  |  |  | c_DK1_Central | 6190 | 6.4657e-05
|  |  |  | c_DK1 | 6191 | 8.726e-05 |  |  |  |  | c_DK1_Central | 6191 | 4.5327e-05
|  |  |  | c_DK1 | 6192 | 8.4439e-05 |  |  |  |  | c_DK1_Central | 6192 | 3.8328e-05
|  |  |  | c_DK1 | 6193 | 8.3077e-05 |  |  |  |  | c_DK1_Central | 6193 | 4.2327e-05
|  |  |  | c_DK1 | 6194 | 8.152e-05 |  |  |  |  | c_DK1_Central | 6194 | 4.266e-05
|  |  |  | c_DK1 | 6195 | 8.0255e-05 |  |  |  |  | c_DK1_Central | 6195 | 4.666e-05
|  |  |  | c_DK1 | 6196 | 8.3174e-05 |  |  |  |  | c_DK1_Central | 6196 | 6.799e-05
|  |  |  | c_DK1 | 6197 | 9.0325e-05 |  |  |  |  | c_DK1_Central | 6197 | 0.00011348
|  |  |  | c_DK1 | 6198 | 0.00010818 |  |  |  |  | c_DK1_Central | 6198 | 0.00013631
|  |  |  | c_DK1 | 6199 | 0.00012448 |  |  |  |  | c_DK1_Central | 6199 | 0.00013398
|  |  |  | c_DK1 | 6200 | 0.00013221 |  |  |  |  | c_DK1_Central | 6200 | 0.00011082
|  |  |  | c_DK1 | 6201 | 0.00013294 |  |  |  |  | c_DK1_Central | 6201 | 0.00010532
|  |  |  | c_DK1 | 6202 | 0.00013717 |  |  |  |  | c_DK1_Central | 6202 | 9.8152e-05
|  |  |  | c_DK1 | 6203 | 0.00013425 |  |  |  |  | c_DK1_Central | 6203 | 9.332e-05
|  |  |  | c_DK1 | 6204 | 0.00013387 |  |  |  |  | c_DK1_Central | 6204 | 8.9987e-05
|  |  |  | c_DK1 | 6205 | 0.00013323 |  |  |  |  | c_DK1_Central | 6205 | 8.0821e-05
|  |  |  | c_DK1 | 6206 | 0.00012992 |  |  |  |  | c_DK1_Central | 6206 | 7.8322e-05
|  |  |  | c_DK1 | 6207 | 0.00012598 |  |  |  |  | c_DK1_Central | 6207 | 7.5656e-05
|  |  |  | c_DK1 | 6208 | 0.00012321 |  |  |  |  | c_DK1_Central | 6208 | 7.7655e-05
|  |  |  | c_DK1 | 6209 | 0.00012847 |  |  |  |  | c_DK1_Central | 6209 | 8.3821e-05
|  |  |  | c_DK1 | 6210 | 0.00012394 |  |  |  |  | c_DK1_Central | 6210 | 8.6987e-05
|  |  |  | c_DK1 | 6211 | 0.00012049 |  |  |  |  | c_DK1_Central | 6211 | 9.332e-05
|  |  |  | c_DK1 | 6212 | 0.00011976 |  |  |  |  | c_DK1_Central | 6212 | 9.6319e-05
|  |  |  | c_DK1 | 6213 | 0.00011246 |  |  |  |  | c_DK1_Central | 6213 | 8.9154e-05
|  |  |  | c_DK1 | 6214 | 0.00010409 |  |  |  |  | c_DK1_Central | 6214 | 7.1156e-05
|  |  |  | c_DK1 | 6215 | 9.6649e-05 |  |  |  |  | c_DK1_Central | 6215 | 4.816e-05
|  |  |  | c_DK1 | 6216 | 9.1152e-05 |  |  |  |  | c_DK1_Central | 6216 | 4.3327e-05
|  |  |  | c_DK1 | 6217 | 8.7504e-05 |  |  |  |  | c_DK1_Central | 6217 | 4.716e-05
|  |  |  | c_DK1 | 6218 | 8.5558e-05 |  |  |  |  | c_DK1_Central | 6218 | 4.7993e-05
|  |  |  | c_DK1 | 6219 | 8.6628e-05 |  |  |  |  | c_DK1_Central | 6219 | 5.2326e-05
|  |  |  | c_DK1 | 6220 | 8.9547e-05 |  |  |  |  | c_DK1_Central | 6220 | 7.6489e-05
|  |  |  | c_DK1 | 6221 | 9.5725e-05 |  |  |  |  | c_DK1_Central | 6221 | 0.00012598
|  |  |  | c_DK1 | 6222 | 0.0001145 |  |  |  |  | c_DK1_Central | 6222 | 0.00015264
|  |  |  | c_DK1 | 6223 | 0.00012876 |  |  |  |  | c_DK1_Central | 6223 | 0.00014981
|  |  |  | c_DK1 | 6224 | 0.00013571 |  |  |  |  | c_DK1_Central | 6224 | 0.00012698
|  |  |  | c_DK1 | 6225 | 0.00013688 |  |  |  |  | c_DK1_Central | 6225 | 0.00012015
|  |  |  | c_DK1 | 6226 | 0.00013844 |  |  |  |  | c_DK1_Central | 6226 | 0.00011165
|  |  |  | c_DK1 | 6227 | 0.00013605 |  |  |  |  | c_DK1_Central | 6227 | 0.00010615
|  |  |  | c_DK1 | 6228 | 0.0001327 |  |  |  |  | c_DK1_Central | 6228 | 0.00010165
|  |  |  | c_DK1 | 6229 | 0.00013352 |  |  |  |  | c_DK1_Central | 6229 | 9.182e-05
|  |  |  | c_DK1 | 6230 | 0.00013051 |  |  |  |  | c_DK1_Central | 6230 | 8.8487e-05
|  |  |  | c_DK1 | 6231 | 0.00012579 |  |  |  |  | c_DK1_Central | 6231 | 8.5154e-05
|  |  |  | c_DK1 | 6232 | 0.00012277 |  |  |  |  | c_DK1_Central | 6232 | 8.6987e-05
|  |  |  | c_DK1 | 6233 | 0.00012949 |  |  |  |  | c_DK1_Central | 6233 | 9.3653e-05
|  |  |  | c_DK1 | 6234 | 0.00012667 |  |  |  |  | c_DK1_Central | 6234 | 9.7486e-05
|  |  |  | c_DK1 | 6235 | 0.00012321 |  |  |  |  | c_DK1_Central | 6235 | 0.00010448
|  |  |  | c_DK1 | 6236 | 0.00012185 |  |  |  |  | c_DK1_Central | 6236 | 0.00010682
|  |  |  | c_DK1 | 6237 | 0.00011392 |  |  |  |  | c_DK1_Central | 6237 | 9.8985e-05
|  |  |  | c_DK1 | 6238 | 0.00010472 |  |  |  |  | c_DK1_Central | 6238 | 7.8488e-05
|  |  |  | c_DK1 | 6239 | 9.6066e-05 |  |  |  |  | c_DK1_Central | 6239 | 5.3325e-05
|  |  |  | c_DK1 | 6240 | 9.1055e-05 |  |  |  |  | c_DK1_Central | 6240 | 4.516e-05
|  |  |  | c_DK1 | 6241 | 8.7795e-05 |  |  |  |  | c_DK1_Central | 6241 | 4.8993e-05
|  |  |  | c_DK1 | 6242 | 8.7066e-05 |  |  |  |  | c_DK1_Central | 6242 | 4.9993e-05
|  |  |  | c_DK1 | 6243 | 8.7698e-05 |  |  |  |  | c_DK1_Central | 6243 | 5.4492e-05
|  |  |  | c_DK1 | 6244 | 9.1541e-05 |  |  |  |  | c_DK1_Central | 6244 | 7.9822e-05
|  |  |  | c_DK1 | 6245 | 9.9179e-05 |  |  |  |  | c_DK1_Central | 6245 | 0.00013031
|  |  |  | c_DK1 | 6246 | 0.00011689 |  |  |  |  | c_DK1_Central | 6246 | 0.00015831
|  |  |  | c_DK1 | 6247 | 0.00013211 |  |  |  |  | c_DK1_Central | 6247 | 0.00015531
|  |  |  | c_DK1 | 6248 | 0.00013708 |  |  |  |  | c_DK1_Central | 6248 | 0.00013215
|  |  |  | c_DK1 | 6249 | 0.00013678 |  |  |  |  | c_DK1_Central | 6249 | 0.00012465
|  |  |  | c_DK1 | 6250 | 0.00013897 |  |  |  |  | c_DK1_Central | 6250 | 0.00011598
|  |  |  | c_DK1 | 6251 | 0.00013888 |  |  |  |  | c_DK1_Central | 6251 | 0.00010982
|  |  |  | c_DK1 | 6252 | 0.00013747 |  |  |  |  | c_DK1_Central | 6252 | 0.00010532
|  |  |  | c_DK1 | 6253 | 0.0001363 |  |  |  |  | c_DK1_Central | 6253 | 9.5319e-05
|  |  |  | c_DK1 | 6254 | 0.00013362 |  |  |  |  | c_DK1_Central | 6254 | 9.182e-05
|  |  |  | c_DK1 | 6255 | 0.00012832 |  |  |  |  | c_DK1_Central | 6255 | 8.8654e-05
|  |  |  | c_DK1 | 6256 | 0.0001237 |  |  |  |  | c_DK1_Central | 6256 | 9.0487e-05
|  |  |  | c_DK1 | 6257 | 0.00013143 |  |  |  |  | c_DK1_Central | 6257 | 9.7319e-05
|  |  |  | c_DK1 | 6258 | 0.00012812 |  |  |  |  | c_DK1_Central | 6258 | 0.00010165
|  |  |  | c_DK1 | 6259 | 0.00012414 |  |  |  |  | c_DK1_Central | 6259 | 0.00010865
|  |  |  | c_DK1 | 6260 | 0.00012234 |  |  |  |  | c_DK1_Central | 6260 | 0.00011098
|  |  |  | c_DK1 | 6261 | 0.0001147 |  |  |  |  | c_DK1_Central | 6261 | 0.00010282
|  |  |  | c_DK1 | 6262 | 0.00010565 |  |  |  |  | c_DK1_Central | 6262 | 8.1821e-05
|  |  |  | c_DK1 | 6263 | 9.7185e-05 |  |  |  |  | c_DK1_Central | 6263 | 5.5492e-05
|  |  |  | c_DK1 | 6264 | 9.1785e-05 |  |  |  |  | c_DK1_Central | 6264 | 4.6826e-05
|  |  |  | c_DK1 | 6265 | 8.6774e-05 |  |  |  |  | c_DK1_Central | 6265 | 5.0992e-05
|  |  |  | c_DK1 | 6266 | 8.5412e-05 |  |  |  |  | c_DK1_Central | 6266 | 5.1659e-05
|  |  |  | c_DK1 | 6267 | 8.5995e-05 |  |  |  |  | c_DK1_Central | 6267 | 5.6658e-05
|  |  |  | c_DK1 | 6268 | 8.8428e-05 |  |  |  |  | c_DK1_Central | 6268 | 8.2155e-05
|  |  |  | c_DK1 | 6269 | 9.6455e-05 |  |  |  |  | c_DK1_Central | 6269 | 0.00013415
|  |  |  | c_DK1 | 6270 | 0.00011557 |  |  |  |  | c_DK1_Central | 6270 | 0.00016248
|  |  |  | c_DK1 | 6271 | 0.00012817 |  |  |  |  | c_DK1_Central | 6271 | 0.00015948
|  |  |  | c_DK1 | 6272 | 0.00013314 |  |  |  |  | c_DK1_Central | 6272 | 0.00013598
|  |  |  | c_DK1 | 6273 | 0.00013236 |  |  |  |  | c_DK1_Central | 6273 | 0.00012831
|  |  |  | c_DK1 | 6274 | 0.00013591 |  |  |  |  | c_DK1_Central | 6274 | 0.00011915
|  |  |  | c_DK1 | 6275 | 0.00013635 |  |  |  |  | c_DK1_Central | 6275 | 0.00011298
|  |  |  | c_DK1 | 6276 | 0.00013513 |  |  |  |  | c_DK1_Central | 6276 | 0.00010815
|  |  |  | c_DK1 | 6277 | 0.00013562 |  |  |  |  | c_DK1_Central | 6277 | 9.8319e-05
|  |  |  | c_DK1 | 6278 | 0.00013216 |  |  |  |  | c_DK1_Central | 6278 | 9.4486e-05
|  |  |  | c_DK1 | 6279 | 0.00012803 |  |  |  |  | c_DK1_Central | 6279 | 9.1487e-05
|  |  |  | c_DK1 | 6280 | 0.0001289 |  |  |  |  | c_DK1_Central | 6280 | 9.3486e-05
|  |  |  | c_DK1 | 6281 | 0.0001344 |  |  |  |  | c_DK1_Central | 6281 | 0.00010032
|  |  |  | c_DK1 | 6282 | 0.00012812 |  |  |  |  | c_DK1_Central | 6282 | 0.00010448
|  |  |  | c_DK1 | 6283 | 0.00012452 |  |  |  |  | c_DK1_Central | 6283 | 0.00011198
|  |  |  | c_DK1 | 6284 | 0.00012316 |  |  |  |  | c_DK1_Central | 6284 | 0.00011415
|  |  |  | c_DK1 | 6285 | 0.00011445 |  |  |  |  | c_DK1_Central | 6285 | 0.00010598
|  |  |  | c_DK1 | 6286 | 0.00010735 |  |  |  |  | c_DK1_Central | 6286 | 8.3821e-05
|  |  |  | c_DK1 | 6287 | 0.00010113 |  |  |  |  | c_DK1_Central | 6287 | 5.7158e-05
|  |  |  | c_DK1 | 6288 | 9.2952e-05 |  |  |  |  | c_DK1_Central | 6288 | 4.366e-05
|  |  |  | c_DK1 | 6289 | 8.8087e-05 |  |  |  |  | c_DK1_Central | 6289 | 4.6993e-05
|  |  |  | c_DK1 | 6290 | 8.5947e-05 |  |  |  |  | c_DK1_Central | 6290 | 4.6826e-05
|  |  |  | c_DK1 | 6291 | 8.6774e-05 |  |  |  |  | c_DK1_Central | 6291 | 5.0992e-05
|  |  |  | c_DK1 | 6292 | 9.0228e-05 |  |  |  |  | c_DK1_Central | 6292 | 7.3822e-05
|  |  |  | c_DK1 | 6293 | 9.7282e-05 |  |  |  |  | c_DK1_Central | 6293 | 0.00012182
|  |  |  | c_DK1 | 6294 | 0.00011504 |  |  |  |  | c_DK1_Central | 6294 | 0.00014848
|  |  |  | c_DK1 | 6295 | 0.00012876 |  |  |  |  | c_DK1_Central | 6295 | 0.00014798
|  |  |  | c_DK1 | 6296 | 0.00013323 |  |  |  |  | c_DK1_Central | 6296 | 0.00012665
|  |  |  | c_DK1 | 6297 | 0.00013416 |  |  |  |  | c_DK1_Central | 6297 | 0.00011932
|  |  |  | c_DK1 | 6298 | 0.00013693 |  |  |  |  | c_DK1_Central | 6298 | 0.00011015
|  |  |  | c_DK1 | 6299 | 0.0001379 |  |  |  |  | c_DK1_Central | 6299 | 0.00010432
|  |  |  | c_DK1 | 6300 | 0.00013362 |  |  |  |  | c_DK1_Central | 6300 | 0.00010115
|  |  |  | c_DK1 | 6301 | 0.00013051 |  |  |  |  | c_DK1_Central | 6301 | 9.1487e-05
|  |  |  | c_DK1 | 6302 | 0.00012375 |  |  |  |  | c_DK1_Central | 6302 | 8.7154e-05
|  |  |  | c_DK1 | 6303 | 0.00011971 |  |  |  |  | c_DK1_Central | 6303 | 8.3821e-05
|  |  |  | c_DK1 | 6304 | 0.00011888 |  |  |  |  | c_DK1_Central | 6304 | 8.5654e-05
|  |  |  | c_DK1 | 6305 | 0.00012404 |  |  |  |  | c_DK1_Central | 6305 | 9.3153e-05
|  |  |  | c_DK1 | 6306 | 0.00012219 |  |  |  |  | c_DK1_Central | 6306 | 9.7152e-05
|  |  |  | c_DK1 | 6307 | 0.00011849 |  |  |  |  | c_DK1_Central | 6307 | 0.00010498
|  |  |  | c_DK1 | 6308 | 0.00011261 |  |  |  |  | c_DK1_Central | 6308 | 0.00010665
|  |  |  | c_DK1 | 6309 | 0.00010443 |  |  |  |  | c_DK1_Central | 6309 | 9.9485e-05
|  |  |  | c_DK1 | 6310 | 9.7671e-05 |  |  |  |  | c_DK1_Central | 6310 | 7.7989e-05
|  |  |  | c_DK1 | 6311 | 9.1006e-05 |  |  |  |  | c_DK1_Central | 6311 | 5.2826e-05
|  |  |  | c_DK1 | 6312 | 8.799e-05 |  |  |  |  | c_DK1_Central | 6312 | 4.3327e-05
|  |  |  | c_DK1 | 6313 | 8.5801e-05 |  |  |  |  | c_DK1_Central | 6313 | 4.366e-05
|  |  |  | c_DK1 | 6314 | 8.3806e-05 |  |  |  |  | c_DK1_Central | 6314 | 4.1161e-05
|  |  |  | c_DK1 | 6315 | 8.1666e-05 |  |  |  |  | c_DK1_Central | 6315 | 4.6493e-05
|  |  |  | c_DK1 | 6316 | 8.1763e-05 |  |  |  |  | c_DK1_Central | 6316 | 6.7823e-05
|  |  |  | c_DK1 | 6317 | 8.3514e-05 |  |  |  |  | c_DK1_Central | 6317 | 0.00010698
|  |  |  | c_DK1 | 6318 | 8.8428e-05 |  |  |  |  | c_DK1_Central | 6318 | 0.00013548
|  |  |  | c_DK1 | 6319 | 9.6698e-05 |  |  |  |  | c_DK1_Central | 6319 | 0.00013515
|  |  |  | c_DK1 | 6320 | 0.00010643 |  |  |  |  | c_DK1_Central | 6320 | 0.00011448
|  |  |  | c_DK1 | 6321 | 0.000111 |  |  |  |  | c_DK1_Central | 6321 | 0.00010682
|  |  |  | c_DK1 | 6322 | 0.00011382 |  |  |  |  | c_DK1_Central | 6322 | 0.00010298
|  |  |  | c_DK1 | 6323 | 0.000111 |  |  |  |  | c_DK1_Central | 6323 | 9.4319e-05
|  |  |  | c_DK1 | 6324 | 0.00010721 |  |  |  |  | c_DK1_Central | 6324 | 9.1153e-05
|  |  |  | c_DK1 | 6325 | 0.00010385 |  |  |  |  | c_DK1_Central | 6325 | 8.1155e-05
|  |  |  | c_DK1 | 6326 | 0.0001019 |  |  |  |  | c_DK1_Central | 6326 | 8.4488e-05
|  |  |  | c_DK1 | 6327 | 0.00010098 |  |  |  |  | c_DK1_Central | 6327 | 8.0155e-05
|  |  |  | c_DK1 | 6328 | 0.00010176 |  |  |  |  | c_DK1_Central | 6328 | 8.1321e-05
|  |  |  | c_DK1 | 6329 | 0.0001076 |  |  |  |  | c_DK1_Central | 6329 | 8.4821e-05
|  |  |  | c_DK1 | 6330 | 0.0001076 |  |  |  |  | c_DK1_Central | 6330 | 8.8987e-05
|  |  |  | c_DK1 | 6331 | 0.00010434 |  |  |  |  | c_DK1_Central | 6331 | 9.3653e-05
|  |  |  | c_DK1 | 6332 | 0.00010171 |  |  |  |  | c_DK1_Central | 6332 | 9.4986e-05
|  |  |  | c_DK1 | 6333 | 9.5676e-05 |  |  |  |  | c_DK1_Central | 6333 | 9.0653e-05
|  |  |  | c_DK1 | 6334 | 8.8768e-05 |  |  |  |  | c_DK1_Central | 6334 | 7.1156e-05
|  |  |  | c_DK1 | 6335 | 8.2541e-05 |  |  |  |  | c_DK1_Central | 6335 | 4.8493e-05
|  |  |  | c_DK1 | 6336 | 7.9379e-05 |  |  |  |  | c_DK1_Central | 6336 | 3.9661e-05
|  |  |  | c_DK1 | 6337 | 7.5585e-05 |  |  |  |  | c_DK1_Central | 6337 | 4.416e-05
|  |  |  | c_DK1 | 6338 | 7.432e-05 |  |  |  |  | c_DK1_Central | 6338 | 4.5327e-05
|  |  |  | c_DK1 | 6339 | 7.3736e-05 |  |  |  |  | c_DK1_Central | 6339 | 5.5492e-05
|  |  |  | c_DK1 | 6340 | 7.4661e-05 |  |  |  |  | c_DK1_Central | 6340 | 8.0155e-05
|  |  |  | c_DK1 | 6341 | 7.6801e-05 |  |  |  |  | c_DK1_Central | 6341 | 0.00011882
|  |  |  | c_DK1 | 6342 | 8.2006e-05 |  |  |  |  | c_DK1_Central | 6342 | 0.00012465
|  |  |  | c_DK1 | 6343 | 8.7455e-05 |  |  |  |  | c_DK1_Central | 6343 | 0.00012698
|  |  |  | c_DK1 | 6344 | 9.6309e-05 |  |  |  |  | c_DK1_Central | 6344 | 0.00010482
|  |  |  | c_DK1 | 6345 | 0.00010171 |  |  |  |  | c_DK1_Central | 6345 | 9.7986e-05
|  |  |  | c_DK1 | 6346 | 0.00010307 |  |  |  |  | c_DK1_Central | 6346 | 9.282e-05
|  |  |  | c_DK1 | 6347 | 0.00010341 |  |  |  |  | c_DK1_Central | 6347 | 8.8154e-05
|  |  |  | c_DK1 | 6348 | 0.00010234 |  |  |  |  | c_DK1_Central | 6348 | 8.5654e-05
|  |  |  | c_DK1 | 6349 | 0.00010142 |  |  |  |  | c_DK1_Central | 6349 | 7.7989e-05
|  |  |  | c_DK1 | 6350 | 0.00010127 |  |  |  |  | c_DK1_Central | 6350 | 7.6322e-05
|  |  |  | c_DK1 | 6351 | 9.9617e-05 |  |  |  |  | c_DK1_Central | 6351 | 7.3323e-05
|  |  |  | c_DK1 | 6352 | 0.00010161 |  |  |  |  | c_DK1_Central | 6352 | 7.6322e-05
|  |  |  | c_DK1 | 6353 | 0.00011115 |  |  |  |  | c_DK1_Central | 6353 | 8.2488e-05
|  |  |  | c_DK1 | 6354 | 0.00011066 |  |  |  |  | c_DK1_Central | 6354 | 8.6821e-05
|  |  |  | c_DK1 | 6355 | 0.00010837 |  |  |  |  | c_DK1_Central | 6355 | 9.232e-05
|  |  |  | c_DK1 | 6356 | 0.00010677 |  |  |  |  | c_DK1_Central | 6356 | 9.4486e-05
|  |  |  | c_DK1 | 6357 | 9.986e-05 |  |  |  |  | c_DK1_Central | 6357 | 9.0153e-05
|  |  |  | c_DK1 | 6358 | 9.2612e-05 |  |  |  |  | c_DK1_Central | 6358 | 7.0823e-05
|  |  |  | c_DK1 | 6359 | 8.726e-05 |  |  |  |  | c_DK1_Central | 6359 | 4.9493e-05
|  |  |  | c_DK1 | 6360 | 8.2396e-05 |  |  |  |  | c_DK1_Central | 6360 | 3.7661e-05
|  |  |  | c_DK1 | 6361 | 7.9914e-05 |  |  |  |  | c_DK1_Central | 6361 | 4.1661e-05
|  |  |  | c_DK1 | 6362 | 8.1374e-05 |  |  |  |  | c_DK1_Central | 6362 | 4.1994e-05
|  |  |  | c_DK1 | 6363 | 8.1958e-05 |  |  |  |  | c_DK1_Central | 6363 | 4.5827e-05
|  |  |  | c_DK1 | 6364 | 8.4536e-05 |  |  |  |  | c_DK1_Central | 6364 | 6.7157e-05
|  |  |  | c_DK1 | 6365 | 9.2952e-05 |  |  |  |  | c_DK1_Central | 6365 | 0.00011198
|  |  |  | c_DK1 | 6366 | 0.00011197 |  |  |  |  | c_DK1_Central | 6366 | 0.00013481
|  |  |  | c_DK1 | 6367 | 0.00012973 |  |  |  |  | c_DK1_Central | 6367 | 0.00013248
|  |  |  | c_DK1 | 6368 | 0.00013562 |  |  |  |  | c_DK1_Central | 6368 | 0.00010932
|  |  |  | c_DK1 | 6369 | 0.00013625 |  |  |  |  | c_DK1_Central | 6369 | 0.00010382
|  |  |  | c_DK1 | 6370 | 0.00013995 |  |  |  |  | c_DK1_Central | 6370 | 9.6986e-05
|  |  |  | c_DK1 | 6371 | 0.00013999 |  |  |  |  | c_DK1_Central | 6371 | 9.232e-05
|  |  |  | c_DK1 | 6372 | 0.00013683 |  |  |  |  | c_DK1_Central | 6372 | 8.8987e-05
|  |  |  | c_DK1 | 6373 | 0.00013868 |  |  |  |  | c_DK1_Central | 6373 | 7.9488e-05
|  |  |  | c_DK1 | 6374 | 0.00013698 |  |  |  |  | c_DK1_Central | 6374 | 7.7322e-05
|  |  |  | c_DK1 | 6375 | 0.00013153 |  |  |  |  | c_DK1_Central | 6375 | 7.4489e-05
|  |  |  | c_DK1 | 6376 | 0.00013012 |  |  |  |  | c_DK1_Central | 6376 | 7.6155e-05
|  |  |  | c_DK1 | 6377 | 0.00013314 |  |  |  |  | c_DK1_Central | 6377 | 8.2655e-05
|  |  |  | c_DK1 | 6378 | 0.00012924 |  |  |  |  | c_DK1_Central | 6378 | 8.5487e-05
|  |  |  | c_DK1 | 6379 | 0.0001271 |  |  |  |  | c_DK1_Central | 6379 | 9.182e-05
|  |  |  | c_DK1 | 6380 | 0.00012282 |  |  |  |  | c_DK1_Central | 6380 | 9.5153e-05
|  |  |  | c_DK1 | 6381 | 0.00011484 |  |  |  |  | c_DK1_Central | 6381 | 8.782e-05
|  |  |  | c_DK1 | 6382 | 0.00010667 |  |  |  |  | c_DK1_Central | 6382 | 7.0156e-05
|  |  |  | c_DK1 | 6383 | 9.9471e-05 |  |  |  |  | c_DK1_Central | 6383 | 4.766e-05
|  |  |  | c_DK1 | 6384 | 9.0617e-05 |  |  |  |  | c_DK1_Central | 6384 | 3.7161e-05
|  |  |  | c_DK1 | 6385 | 8.7066e-05 |  |  |  |  | c_DK1_Central | 6385 | 4.0494e-05
|  |  |  | c_DK1 | 6386 | 8.6239e-05 |  |  |  |  | c_DK1_Central | 6386 | 4.0994e-05
|  |  |  | c_DK1 | 6387 | 8.7844e-05 |  |  |  |  | c_DK1_Central | 6387 | 4.4493e-05
|  |  |  | c_DK1 | 6388 | 9.0909e-05 |  |  |  |  | c_DK1_Central | 6388 | 6.6324e-05
|  |  |  | c_DK1 | 6389 | 9.7914e-05 |  |  |  |  | c_DK1_Central | 6389 | 0.00011098
|  |  |  | c_DK1 | 6390 | 0.00011518 |  |  |  |  | c_DK1_Central | 6390 | 0.00013415
|  |  |  | c_DK1 | 6391 | 0.00013065 |  |  |  |  | c_DK1_Central | 6391 | 0.00013165
|  |  |  | c_DK1 | 6392 | 0.00013547 |  |  |  |  | c_DK1_Central | 6392 | 0.00011048
|  |  |  | c_DK1 | 6393 | 0.00013683 |  |  |  |  | c_DK1_Central | 6393 | 0.00010498
|  |  |  | c_DK1 | 6394 | 0.00014014 |  |  |  |  | c_DK1_Central | 6394 | 9.7652e-05
|  |  |  | c_DK1 | 6395 | 0.00014038 |  |  |  |  | c_DK1_Central | 6395 | 9.332e-05
|  |  |  | c_DK1 | 6396 | 0.00013766 |  |  |  |  | c_DK1_Central | 6396 | 8.9487e-05
|  |  |  | c_DK1 | 6397 | 0.00013951 |  |  |  |  | c_DK1_Central | 6397 | 7.9988e-05
|  |  |  | c_DK1 | 6398 | 0.00013693 |  |  |  |  | c_DK1_Central | 6398 | 7.6989e-05
|  |  |  | c_DK1 | 6399 | 0.0001307 |  |  |  |  | c_DK1_Central | 6399 | 7.3489e-05
|  |  |  | c_DK1 | 6400 | 0.00012827 |  |  |  |  | c_DK1_Central | 6400 | 7.5156e-05
|  |  |  | c_DK1 | 6401 | 0.00013552 |  |  |  |  | c_DK1_Central | 6401 | 8.1321e-05
|  |  |  | c_DK1 | 6402 | 0.00013012 |  |  |  |  | c_DK1_Central | 6402 | 8.4488e-05
|  |  |  | c_DK1 | 6403 | 0.000129 |  |  |  |  | c_DK1_Central | 6403 | 9.0487e-05
|  |  |  | c_DK1 | 6404 | 0.00012321 |  |  |  |  | c_DK1_Central | 6404 | 9.282e-05
|  |  |  | c_DK1 | 6405 | 0.00011465 |  |  |  |  | c_DK1_Central | 6405 | 8.5987e-05
|  |  |  | c_DK1 | 6406 | 0.00010672 |  |  |  |  | c_DK1_Central | 6406 | 6.8157e-05
|  |  |  | c_DK1 | 6407 | 9.9957e-05 |  |  |  |  | c_DK1_Central | 6407 | 4.6327e-05
|  |  |  | c_DK1 | 6408 | 9.2028e-05 |  |  |  |  | c_DK1_Central | 6408 | 3.6328e-05
|  |  |  | c_DK1 | 6409 | 8.872e-05 |  |  |  |  | c_DK1_Central | 6409 | 3.9994e-05
|  |  |  | c_DK1 | 6410 | 8.7795e-05 |  |  |  |  | c_DK1_Central | 6410 | 4.0161e-05
|  |  |  | c_DK1 | 6411 | 8.9158e-05 |  |  |  |  | c_DK1_Central | 6411 | 4.3827e-05
|  |  |  | c_DK1 | 6412 | 9.1736e-05 |  |  |  |  | c_DK1_Central | 6412 | 6.5157e-05
|  |  |  | c_DK1 | 6413 | 9.9714e-05 |  |  |  |  | c_DK1_Central | 6413 | 0.00010915
|  |  |  | c_DK1 | 6414 | 0.00011747 |  |  |  |  | c_DK1_Central | 6414 | 0.00013215
|  |  |  | c_DK1 | 6415 | 0.00013163 |  |  |  |  | c_DK1_Central | 6415 | 0.00012965
|  |  |  | c_DK1 | 6416 | 0.00013703 |  |  |  |  | c_DK1_Central | 6416 | 0.00010898
|  |  |  | c_DK1 | 6417 | 0.00013761 |  |  |  |  | c_DK1_Central | 6417 | 0.00010332
|  |  |  | c_DK1 | 6418 | 0.00014058 |  |  |  |  | c_DK1_Central | 6418 | 9.6153e-05
|  |  |  | c_DK1 | 6419 | 0.00014155 |  |  |  |  | c_DK1_Central | 6419 | 9.182e-05
|  |  |  | c_DK1 | 6420 | 0.00013888 |  |  |  |  | c_DK1_Central | 6420 | 8.8154e-05
|  |  |  | c_DK1 | 6421 | 0.00014048 |  |  |  |  | c_DK1_Central | 6421 | 7.8822e-05
|  |  |  | c_DK1 | 6422 | 0.00013742 |  |  |  |  | c_DK1_Central | 6422 | 7.5822e-05
|  |  |  | c_DK1 | 6423 | 0.00013158 |  |  |  |  | c_DK1_Central | 6423 | 7.2656e-05
|  |  |  | c_DK1 | 6424 | 0.00013012 |  |  |  |  | c_DK1_Central | 6424 | 7.3989e-05
|  |  |  | c_DK1 | 6425 | 0.0001362 |  |  |  |  | c_DK1_Central | 6425 | 8.0155e-05
|  |  |  | c_DK1 | 6426 | 0.00013163 |  |  |  |  | c_DK1_Central | 6426 | 8.3321e-05
|  |  |  | c_DK1 | 6427 | 0.00013007 |  |  |  |  | c_DK1_Central | 6427 | 8.9154e-05
|  |  |  | c_DK1 | 6428 | 0.0001237 |  |  |  |  | c_DK1_Central | 6428 | 9.1487e-05
|  |  |  | c_DK1 | 6429 | 0.00011475 |  |  |  |  | c_DK1_Central | 6429 | 8.4654e-05
|  |  |  | c_DK1 | 6430 | 0.00010755 |  |  |  |  | c_DK1_Central | 6430 | 6.749e-05
|  |  |  | c_DK1 | 6431 | 0.00010142 |  |  |  |  | c_DK1_Central | 6431 | 4.5493e-05
|  |  |  | c_DK1 | 6432 | 9.3682e-05 |  |  |  |  | c_DK1_Central | 6432 | 3.5661e-05
|  |  |  | c_DK1 | 6433 | 8.979e-05 |  |  |  |  | c_DK1_Central | 6433 | 3.9328e-05
|  |  |  | c_DK1 | 6434 | 8.8768e-05 |  |  |  |  | c_DK1_Central | 6434 | 3.9661e-05
|  |  |  | c_DK1 | 6435 | 9.0179e-05 |  |  |  |  | c_DK1_Central | 6435 | 4.316e-05
|  |  |  | c_DK1 | 6436 | 9.1785e-05 |  |  |  |  | c_DK1_Central | 6436 | 6.4157e-05
|  |  |  | c_DK1 | 6437 | 9.9082e-05 |  |  |  |  | c_DK1_Central | 6437 | 0.00010765
|  |  |  | c_DK1 | 6438 | 0.00011771 |  |  |  |  | c_DK1_Central | 6438 | 0.00013015
|  |  |  | c_DK1 | 6439 | 0.00013372 |  |  |  |  | c_DK1_Central | 6439 | 0.00012781
|  |  |  | c_DK1 | 6440 | 0.00013946 |  |  |  |  | c_DK1_Central | 6440 | 0.00010715
|  |  |  | c_DK1 | 6441 | 0.00014204 |  |  |  |  | c_DK1_Central | 6441 | 0.00010165
|  |  |  | c_DK1 | 6442 | 0.00014642 |  |  |  |  | c_DK1_Central | 6442 | 9.4653e-05
|  |  |  | c_DK1 | 6443 | 0.00014622 |  |  |  |  | c_DK1_Central | 6443 | 9.032e-05
|  |  |  | c_DK1 | 6444 | 0.00014301 |  |  |  |  | c_DK1_Central | 6444 | 8.6821e-05
|  |  |  | c_DK1 | 6445 | 0.00014296 |  |  |  |  | c_DK1_Central | 6445 | 7.7655e-05
|  |  |  | c_DK1 | 6446 | 0.00013888 |  |  |  |  | c_DK1_Central | 6446 | 7.4489e-05
|  |  |  | c_DK1 | 6447 | 0.00013348 |  |  |  |  | c_DK1_Central | 6447 | 7.1156e-05
|  |  |  | c_DK1 | 6448 | 0.0001325 |  |  |  |  | c_DK1_Central | 6448 | 7.2989e-05
|  |  |  | c_DK1 | 6449 | 0.00013907 |  |  |  |  | c_DK1_Central | 6449 | 7.8988e-05
|  |  |  | c_DK1 | 6450 | 0.00013557 |  |  |  |  | c_DK1_Central | 6450 | 8.1821e-05
|  |  |  | c_DK1 | 6451 | 0.00013513 |  |  |  |  | c_DK1_Central | 6451 | 8.7654e-05
|  |  |  | c_DK1 | 6452 | 0.00012764 |  |  |  |  | c_DK1_Central | 6452 | 9.0153e-05
|  |  |  | c_DK1 | 6453 | 0.00011854 |  |  |  |  | c_DK1_Central | 6453 | 8.3154e-05
|  |  |  | c_DK1 | 6454 | 0.00011047 |  |  |  |  | c_DK1_Central | 6454 | 6.599e-05
|  |  |  | c_DK1 | 6455 | 0.00010176 |  |  |  |  | c_DK1_Central | 6455 | 4.4827e-05
|  |  |  | c_DK1 | 6456 | 9.5774e-05 |  |  |  |  | c_DK1_Central | 6456 | 3.4995e-05
|  |  |  | c_DK1 | 6457 | 9.3001e-05 |  |  |  |  | c_DK1_Central | 6457 | 3.7661e-05
|  |  |  | c_DK1 | 6458 | 9.2028e-05 |  |  |  |  | c_DK1_Central | 6458 | 3.7494e-05
|  |  |  | c_DK1 | 6459 | 9.0277e-05 |  |  |  |  | c_DK1_Central | 6459 | 4.0661e-05
|  |  |  | c_DK1 | 6460 | 9.2466e-05 |  |  |  |  | c_DK1_Central | 6460 | 5.9825e-05
|  |  |  | c_DK1 | 6461 | 0.00010005 |  |  |  |  | c_DK1_Central | 6461 | 0.00010165
|  |  |  | c_DK1 | 6462 | 0.0001164 |  |  |  |  | c_DK1_Central | 6462 | 0.00012298
|  |  |  | c_DK1 | 6463 | 0.00013036 |  |  |  |  | c_DK1_Central | 6463 | 0.00012298
|  |  |  | c_DK1 | 6464 | 0.00013567 |  |  |  |  | c_DK1_Central | 6464 | 0.00010365
|  |  |  | c_DK1 | 6465 | 0.00013756 |  |  |  |  | c_DK1_Central | 6465 | 9.8486e-05
|  |  |  | c_DK1 | 6466 | 0.00014029 |  |  |  |  | c_DK1_Central | 6466 | 9.082e-05
|  |  |  | c_DK1 | 6467 | 0.00013732 |  |  |  |  | c_DK1_Central | 6467 | 8.6487e-05
|  |  |  | c_DK1 | 6468 | 0.00013406 |  |  |  |  | c_DK1_Central | 6468 | 8.3821e-05
|  |  |  | c_DK1 | 6469 | 0.00013051 |  |  |  |  | c_DK1_Central | 6469 | 7.5156e-05
|  |  |  | c_DK1 | 6470 | 0.00012443 |  |  |  |  | c_DK1_Central | 6470 | 7.1323e-05
|  |  |  | c_DK1 | 6471 | 0.00011883 |  |  |  |  | c_DK1_Central | 6471 | 6.799e-05
|  |  |  | c_DK1 | 6472 | 0.00011956 |  |  |  |  | c_DK1_Central | 6472 | 6.9323e-05
|  |  |  | c_DK1 | 6473 | 0.0001255 |  |  |  |  | c_DK1_Central | 6473 | 7.5989e-05
|  |  |  | c_DK1 | 6474 | 0.00012063 |  |  |  |  | c_DK1_Central | 6474 | 7.8988e-05
|  |  |  | c_DK1 | 6475 | 0.00012195 |  |  |  |  | c_DK1_Central | 6475 | 8.5321e-05
|  |  |  | c_DK1 | 6476 | 0.00011475 |  |  |  |  | c_DK1_Central | 6476 | 8.7154e-05
|  |  |  | c_DK1 | 6477 | 0.00010832 |  |  |  |  | c_DK1_Central | 6477 | 8.1155e-05
|  |  |  | c_DK1 | 6478 | 0.00010147 |  |  |  |  | c_DK1_Central | 6478 | 6.3824e-05
|  |  |  | c_DK1 | 6479 | 9.4022e-05 |  |  |  |  | c_DK1_Central | 6479 | 4.2994e-05
|  |  |  | c_DK1 | 6480 | 8.692e-05 |  |  |  |  | c_DK1_Central | 6480 | 3.8494e-05
|  |  |  | c_DK1 | 6481 | 8.366e-05 |  |  |  |  | c_DK1_Central | 6481 | 3.8828e-05
|  |  |  | c_DK1 | 6482 | 8.2736e-05 |  |  |  |  | c_DK1_Central | 6482 | 3.6161e-05
|  |  |  | c_DK1 | 6483 | 8.366e-05 |  |  |  |  | c_DK1_Central | 6483 | 4.0994e-05
|  |  |  | c_DK1 | 6484 | 8.4779e-05 |  |  |  |  | c_DK1_Central | 6484 | 6.0491e-05
|  |  |  | c_DK1 | 6485 | 8.6336e-05 |  |  |  |  | c_DK1_Central | 6485 | 9.6153e-05
|  |  |  | c_DK1 | 6486 | 9.2271e-05 |  |  |  |  | c_DK1_Central | 6486 | 0.00012232
|  |  |  | c_DK1 | 6487 | 9.9909e-05 |  |  |  |  | c_DK1_Central | 6487 | 0.00012198
|  |  |  | c_DK1 | 6488 | 0.00010711 |  |  |  |  | c_DK1_Central | 6488 | 0.00010248
|  |  |  | c_DK1 | 6489 | 0.00010988 |  |  |  |  | c_DK1_Central | 6489 | 9.5819e-05
|  |  |  | c_DK1 | 6490 | 0.00011134 |  |  |  |  | c_DK1_Central | 6490 | 9.2653e-05
|  |  |  | c_DK1 | 6491 | 0.00010983 |  |  |  |  | c_DK1_Central | 6491 | 8.4821e-05
|  |  |  | c_DK1 | 6492 | 0.00010803 |  |  |  |  | c_DK1_Central | 6492 | 8.2321e-05
|  |  |  | c_DK1 | 6493 | 0.00010589 |  |  |  |  | c_DK1_Central | 6493 | 7.2656e-05
|  |  |  | c_DK1 | 6494 | 0.00010614 |  |  |  |  | c_DK1_Central | 6494 | 7.6155e-05
|  |  |  | c_DK1 | 6495 | 0.00010672 |  |  |  |  | c_DK1_Central | 6495 | 7.1823e-05
|  |  |  | c_DK1 | 6496 | 0.00010867 |  |  |  |  | c_DK1_Central | 6496 | 7.2656e-05
|  |  |  | c_DK1 | 6497 | 0.00011518 |  |  |  |  | c_DK1_Central | 6497 | 7.5822e-05
|  |  |  | c_DK1 | 6498 | 0.00011625 |  |  |  |  | c_DK1_Central | 6498 | 7.9322e-05
|  |  |  | c_DK1 | 6499 | 0.00011115 |  |  |  |  | c_DK1_Central | 6499 | 8.3488e-05
|  |  |  | c_DK1 | 6500 | 0.00010424 |  |  |  |  | c_DK1_Central | 6500 | 8.4987e-05
|  |  |  | c_DK1 | 6501 | 9.7233e-05 |  |  |  |  | c_DK1_Central | 6501 | 8.0821e-05
|  |  |  | c_DK1 | 6502 | 9.4266e-05 |  |  |  |  | c_DK1_Central | 6502 | 6.3491e-05
|  |  |  | c_DK1 | 6503 | 9.0228e-05 |  |  |  |  | c_DK1_Central | 6503 | 4.3327e-05
|  |  |  | c_DK1 | 6504 | 8.3514e-05 |  |  |  |  | c_DK1_Central | 6504 | 3.7828e-05
|  |  |  | c_DK1 | 6505 | 8.1131e-05 |  |  |  |  | c_DK1_Central | 6505 | 4.1994e-05
|  |  |  | c_DK1 | 6506 | 8.045e-05 |  |  |  |  | c_DK1_Central | 6506 | 4.3327e-05
|  |  |  | c_DK1 | 6507 | 7.8893e-05 |  |  |  |  | c_DK1_Central | 6507 | 5.2992e-05
|  |  |  | c_DK1 | 6508 | 8.0109e-05 |  |  |  |  | c_DK1_Central | 6508 | 7.6655e-05
|  |  |  | c_DK1 | 6509 | 8.1617e-05 |  |  |  |  | c_DK1_Central | 6509 | 0.00011348
|  |  |  | c_DK1 | 6510 | 8.7212e-05 |  |  |  |  | c_DK1_Central | 6510 | 0.00011932
|  |  |  | c_DK1 | 6511 | 9.3779e-05 |  |  |  |  | c_DK1_Central | 6511 | 0.00012182
|  |  |  | c_DK1 | 6512 | 0.00010132 |  |  |  |  | c_DK1_Central | 6512 | 0.00010015
|  |  |  | c_DK1 | 6513 | 0.00010594 |  |  |  |  | c_DK1_Central | 6513 | 9.382e-05
|  |  |  | c_DK1 | 6514 | 0.00010594 |  |  |  |  | c_DK1_Central | 6514 | 8.882e-05
|  |  |  | c_DK1 | 6515 | 0.00010682 |  |  |  |  | c_DK1_Central | 6515 | 8.4321e-05
|  |  |  | c_DK1 | 6516 | 0.00010857 |  |  |  |  | c_DK1_Central | 6516 | 8.2155e-05
|  |  |  | c_DK1 | 6517 | 0.00010516 |  |  |  |  | c_DK1_Central | 6517 | 7.4656e-05
|  |  |  | c_DK1 | 6518 | 0.00010395 |  |  |  |  | c_DK1_Central | 6518 | 7.2823e-05
|  |  |  | c_DK1 | 6519 | 0.00010341 |  |  |  |  | c_DK1_Central | 6519 | 6.999e-05
|  |  |  | c_DK1 | 6520 | 0.00010701 |  |  |  |  | c_DK1_Central | 6520 | 7.2989e-05
|  |  |  | c_DK1 | 6521 | 0.00011776 |  |  |  |  | c_DK1_Central | 6521 | 7.8822e-05
|  |  |  | c_DK1 | 6522 | 0.00011912 |  |  |  |  | c_DK1_Central | 6522 | 8.2988e-05
|  |  |  | c_DK1 | 6523 | 0.00011523 |  |  |  |  | c_DK1_Central | 6523 | 8.8154e-05
|  |  |  | c_DK1 | 6524 | 0.00010876 |  |  |  |  | c_DK1_Central | 6524 | 9.032e-05
|  |  |  | c_DK1 | 6525 | 0.00010166 |  |  |  |  | c_DK1_Central | 6525 | 8.6154e-05
|  |  |  | c_DK1 | 6526 | 9.5628e-05 |  |  |  |  | c_DK1_Central | 6526 | 6.749e-05
|  |  |  | c_DK1 | 6527 | 9.1006e-05 |  |  |  |  | c_DK1_Central | 6527 | 4.716e-05
|  |  |  | c_DK1 | 6528 | 8.8379e-05 |  |  |  |  | c_DK1_Central | 6528 | 4.0494e-05
|  |  |  | c_DK1 | 6529 | 8.6968e-05 |  |  |  |  | c_DK1_Central | 6529 | 4.4493e-05
|  |  |  | c_DK1 | 6530 | 8.8039e-05 |  |  |  |  | c_DK1_Central | 6530 | 4.516e-05
|  |  |  | c_DK1 | 6531 | 8.8428e-05 |  |  |  |  | c_DK1_Central | 6531 | 4.9326e-05
|  |  |  | c_DK1 | 6532 | 8.9498e-05 |  |  |  |  | c_DK1_Central | 6532 | 7.1823e-05
|  |  |  | c_DK1 | 6533 | 9.6309e-05 |  |  |  |  | c_DK1_Central | 6533 | 0.00011865
|  |  |  | c_DK1 | 6534 | 0.00011601 |  |  |  |  | c_DK1_Central | 6534 | 0.00014281
|  |  |  | c_DK1 | 6535 | 0.00013455 |  |  |  |  | c_DK1_Central | 6535 | 0.00014031
|  |  |  | c_DK1 | 6536 | 0.00013951 |  |  |  |  | c_DK1_Central | 6536 | 0.00011665
|  |  |  | c_DK1 | 6537 | 0.00014009 |  |  |  |  | c_DK1_Central | 6537 | 0.00011048
|  |  |  | c_DK1 | 6538 | 0.00014394 |  |  |  |  | c_DK1_Central | 6538 | 0.00010298
|  |  |  | c_DK1 | 6539 | 0.00014559 |  |  |  |  | c_DK1_Central | 6539 | 9.7819e-05
|  |  |  | c_DK1 | 6540 | 0.00014194 |  |  |  |  | c_DK1_Central | 6540 | 9.4153e-05
|  |  |  | c_DK1 | 6541 | 0.00014126 |  |  |  |  | c_DK1_Central | 6541 | 8.4654e-05
|  |  |  | c_DK1 | 6542 | 0.00013824 |  |  |  |  | c_DK1_Central | 6542 | 8.2155e-05
|  |  |  | c_DK1 | 6543 | 0.00013207 |  |  |  |  | c_DK1_Central | 6543 | 7.9655e-05
|  |  |  | c_DK1 | 6544 | 0.00013031 |  |  |  |  | c_DK1_Central | 6544 | 8.1488e-05
|  |  |  | c_DK1 | 6545 | 0.00013644 |  |  |  |  | c_DK1_Central | 6545 | 8.8154e-05
|  |  |  | c_DK1 | 6546 | 0.0001344 |  |  |  |  | c_DK1_Central | 6546 | 9.1487e-05
|  |  |  | c_DK1 | 6547 | 0.00013474 |  |  |  |  | c_DK1_Central | 6547 | 9.7986e-05
|  |  |  | c_DK1 | 6548 | 0.0001273 |  |  |  |  | c_DK1_Central | 6548 | 0.00010132
|  |  |  | c_DK1 | 6549 | 0.00011883 |  |  |  |  | c_DK1_Central | 6549 | 9.3653e-05
|  |  |  | c_DK1 | 6550 | 0.00011061 |  |  |  |  | c_DK1_Central | 6550 | 7.4656e-05
|  |  |  | c_DK1 | 6551 | 0.00010429 |  |  |  |  | c_DK1_Central | 6551 | 5.0992e-05
|  |  |  | c_DK1 | 6552 | 9.7817e-05 |  |  |  |  | c_DK1_Central | 6552 | 4.766e-05
|  |  |  | c_DK1 | 6553 | 9.4168e-05 |  |  |  |  | c_DK1_Central | 6553 | 5.1826e-05
|  |  |  | c_DK1 | 6554 | 9.2271e-05 |  |  |  |  | c_DK1_Central | 6554 | 5.2659e-05
|  |  |  | c_DK1 | 6555 | 9.266e-05 |  |  |  |  | c_DK1_Central | 6555 | 5.7658e-05
|  |  |  | c_DK1 | 6556 | 9.4849e-05 |  |  |  |  | c_DK1_Central | 6556 | 8.3488e-05
|  |  |  | c_DK1 | 6557 | 0.00010127 |  |  |  |  | c_DK1_Central | 6557 | 0.00013581
|  |  |  | c_DK1 | 6558 | 0.00011796 |  |  |  |  | c_DK1_Central | 6558 | 0.00016448
|  |  |  | c_DK1 | 6559 | 0.00013435 |  |  |  |  | c_DK1_Central | 6559 | 0.00016148
|  |  |  | c_DK1 | 6560 | 0.00013912 |  |  |  |  | c_DK1_Central | 6560 | 0.00013781
|  |  |  | c_DK1 | 6561 | 0.00014092 |  |  |  |  | c_DK1_Central | 6561 | 0.00013015
|  |  |  | c_DK1 | 6562 | 0.00014311 |  |  |  |  | c_DK1_Central | 6562 | 0.00012082
|  |  |  | c_DK1 | 6563 | 0.00014175 |  |  |  |  | c_DK1_Central | 6563 | 0.00011465
|  |  |  | c_DK1 | 6564 | 0.00014082 |  |  |  |  | c_DK1_Central | 6564 | 0.00010982
|  |  |  | c_DK1 | 6565 | 0.00014141 |  |  |  |  | c_DK1_Central | 6565 | 9.9819e-05
|  |  |  | c_DK1 | 6566 | 0.00013727 |  |  |  |  | c_DK1_Central | 6566 | 9.6153e-05
|  |  |  | c_DK1 | 6567 | 0.00013002 |  |  |  |  | c_DK1_Central | 6567 | 9.2986e-05
|  |  |  | c_DK1 | 6568 | 0.00013007 |  |  |  |  | c_DK1_Central | 6568 | 9.4986e-05
|  |  |  | c_DK1 | 6569 | 0.00013907 |  |  |  |  | c_DK1_Central | 6569 | 0.00010215
|  |  |  | c_DK1 | 6570 | 0.00013683 |  |  |  |  | c_DK1_Central | 6570 | 0.00010632
|  |  |  | c_DK1 | 6571 | 0.00013727 |  |  |  |  | c_DK1_Central | 6571 | 0.00011365
|  |  |  | c_DK1 | 6572 | 0.00013036 |  |  |  |  | c_DK1_Central | 6572 | 0.00011565
|  |  |  | c_DK1 | 6573 | 0.00012375 |  |  |  |  | c_DK1_Central | 6573 | 0.00010748
|  |  |  | c_DK1 | 6574 | 0.00011757 |  |  |  |  | c_DK1_Central | 6574 | 8.4987e-05
|  |  |  | c_DK1 | 6575 | 0.00011012 |  |  |  |  | c_DK1_Central | 6575 | 5.8158e-05
|  |  |  | c_DK1 | 6576 | 9.8936e-05 |  |  |  |  | c_DK1_Central | 6576 | 5.3659e-05
|  |  |  | c_DK1 | 6577 | 9.4655e-05 |  |  |  |  | c_DK1_Central | 6577 | 5.8491e-05
|  |  |  | c_DK1 | 6578 | 9.4217e-05 |  |  |  |  | c_DK1_Central | 6578 | 5.8991e-05
|  |  |  | c_DK1 | 6579 | 9.6358e-05 |  |  |  |  | c_DK1_Central | 6579 | 6.4657e-05
|  |  |  | c_DK1 | 6580 | 9.9082e-05 |  |  |  |  | c_DK1_Central | 6580 | 9.032e-05
|  |  |  | c_DK1 | 6581 | 0.00010419 |  |  |  |  | c_DK1_Central | 6581 | 0.00014181
|  |  |  | c_DK1 | 6582 | 0.00012136 |  |  |  |  | c_DK1_Central | 6582 | 0.00016881
|  |  |  | c_DK1 | 6583 | 0.00013747 |  |  |  |  | c_DK1_Central | 6583 | 0.00016614
|  |  |  | c_DK1 | 6584 | 0.0001433 |  |  |  |  | c_DK1_Central | 6584 | 0.00014548
|  |  |  | c_DK1 | 6585 | 0.00014379 |  |  |  |  | c_DK1_Central | 6585 | 0.00013715
|  |  |  | c_DK1 | 6586 | 0.00014578 |  |  |  |  | c_DK1_Central | 6586 | 0.00012831
|  |  |  | c_DK1 | 6587 | 0.00014476 |  |  |  |  | c_DK1_Central | 6587 | 0.00012248
|  |  |  | c_DK1 | 6588 | 0.00014471 |  |  |  |  | c_DK1_Central | 6588 | 0.00011815
|  |  |  | c_DK1 | 6589 | 0.00014311 |  |  |  |  | c_DK1_Central | 6589 | 0.00010848
|  |  |  | c_DK1 | 6590 | 0.00013693 |  |  |  |  | c_DK1_Central | 6590 | 0.00010615
|  |  |  | c_DK1 | 6591 | 0.00013562 |  |  |  |  | c_DK1_Central | 6591 | 0.00010348
|  |  |  | c_DK1 | 6592 | 0.00013202 |  |  |  |  | c_DK1_Central | 6592 | 0.00010648
|  |  |  | c_DK1 | 6593 | 0.00014068 |  |  |  |  | c_DK1_Central | 6593 | 0.00011382
|  |  |  | c_DK1 | 6594 | 0.00013951 |  |  |  |  | c_DK1_Central | 6594 | 0.00011698
|  |  |  | c_DK1 | 6595 | 0.00014165 |  |  |  |  | c_DK1_Central | 6595 | 0.00012248
|  |  |  | c_DK1 | 6596 | 0.00013104 |  |  |  |  | c_DK1_Central | 6596 | 0.00012382
|  |  |  | c_DK1 | 6597 | 0.00012467 |  |  |  |  | c_DK1_Central | 6597 | 0.00011348
|  |  |  | c_DK1 | 6598 | 0.00011961 |  |  |  |  | c_DK1_Central | 6598 | 9.032e-05
|  |  |  | c_DK1 | 6599 | 0.00011324 |  |  |  |  | c_DK1_Central | 6599 | 6.4491e-05
|  |  |  | c_DK1 | 6600 | 9.2952e-05 |  |  |  |  | c_DK1_Central | 6600 | 5.8825e-05
|  |  |  | c_DK1 | 6601 | 8.8136e-05 |  |  |  |  | c_DK1_Central | 6601 | 6.4324e-05
|  |  |  | c_DK1 | 6602 | 8.9304e-05 |  |  |  |  | c_DK1_Central | 6602 | 6.4657e-05
|  |  |  | c_DK1 | 6603 | 9.1541e-05 |  |  |  |  | c_DK1_Central | 6603 | 7.099e-05
|  |  |  | c_DK1 | 6604 | 9.3439e-05 |  |  |  |  | c_DK1_Central | 6604 | 9.7152e-05
|  |  |  | c_DK1 | 6605 | 9.9082e-05 |  |  |  |  | c_DK1_Central | 6605 | 0.00014931
|  |  |  | c_DK1 | 6606 | 0.00011878 |  |  |  |  | c_DK1_Central | 6606 | 0.00017631
|  |  |  | c_DK1 | 6607 | 0.00013596 |  |  |  |  | c_DK1_Central | 6607 | 0.00017381
|  |  |  | c_DK1 | 6608 | 0.00013805 |  |  |  |  | c_DK1_Central | 6608 | 0.00015398
|  |  |  | c_DK1 | 6609 | 0.00014087 |  |  |  |  | c_DK1_Central | 6609 | 0.00014531
|  |  |  | c_DK1 | 6610 | 0.00014535 |  |  |  |  | c_DK1_Central | 6610 | 0.00013615
|  |  |  | c_DK1 | 6611 | 0.00014617 |  |  |  |  | c_DK1_Central | 6611 | 0.00013048
|  |  |  | c_DK1 | 6612 | 0.00014184 |  |  |  |  | c_DK1_Central | 6612 | 0.00012631
|  |  |  | c_DK1 | 6613 | 0.00014214 |  |  |  |  | c_DK1_Central | 6613 | 0.00011682
|  |  |  | c_DK1 | 6614 | 0.0001379 |  |  |  |  | c_DK1_Central | 6614 | 0.00011498
|  |  |  | c_DK1 | 6615 | 0.00013202 |  |  |  |  | c_DK1_Central | 6615 | 0.00011265
|  |  |  | c_DK1 | 6616 | 0.00012881 |  |  |  |  | c_DK1_Central | 6616 | 0.00011582
|  |  |  | c_DK1 | 6617 | 0.00013518 |  |  |  |  | c_DK1_Central | 6617 | 0.00012382
|  |  |  | c_DK1 | 6618 | 0.00013425 |  |  |  |  | c_DK1_Central | 6618 | 0.00012631
|  |  |  | c_DK1 | 6619 | 0.00013411 |  |  |  |  | c_DK1_Central | 6619 | 0.00013098
|  |  |  | c_DK1 | 6620 | 0.00012637 |  |  |  |  | c_DK1_Central | 6620 | 0.00013215
|  |  |  | c_DK1 | 6621 | 0.00011825 |  |  |  |  | c_DK1_Central | 6621 | 0.00012048
|  |  |  | c_DK1 | 6622 | 0.00011047 |  |  |  |  | c_DK1_Central | 6622 | 9.5819e-05
|  |  |  | c_DK1 | 6623 | 0.00010297 |  |  |  |  | c_DK1_Central | 6623 | 6.999e-05
|  |  |  | c_DK1 | 6624 | 9.3244e-05 |  |  |  |  | c_DK1_Central | 6624 | 6.0991e-05
|  |  |  | c_DK1 | 6625 | 9.0958e-05 |  |  |  |  | c_DK1_Central | 6625 | 6.5824e-05
|  |  |  | c_DK1 | 6626 | 9.0958e-05 |  |  |  |  | c_DK1_Central | 6626 | 6.5824e-05
|  |  |  | c_DK1 | 6627 | 9.1736e-05 |  |  |  |  | c_DK1_Central | 6627 | 7.1489e-05
|  |  |  | c_DK1 | 6628 | 9.3731e-05 |  |  |  |  | c_DK1_Central | 6628 | 9.6819e-05
|  |  |  | c_DK1 | 6629 | 0.00010127 |  |  |  |  | c_DK1_Central | 6629 | 0.00014881
|  |  |  | c_DK1 | 6630 | 0.00011878 |  |  |  |  | c_DK1_Central | 6630 | 0.00017697
|  |  |  | c_DK1 | 6631 | 0.00013552 |  |  |  |  | c_DK1_Central | 6631 | 0.00017681
|  |  |  | c_DK1 | 6632 | 0.00013985 |  |  |  |  | c_DK1_Central | 6632 | 0.00015814
|  |  |  | c_DK1 | 6633 | 0.00014019 |  |  |  |  | c_DK1_Central | 6633 | 0.00014898
|  |  |  | c_DK1 | 6634 | 0.00014068 |  |  |  |  | c_DK1_Central | 6634 | 0.00013915
|  |  |  | c_DK1 | 6635 | 0.00013912 |  |  |  |  | c_DK1_Central | 6635 | 0.00013281
|  |  |  | c_DK1 | 6636 | 0.00013513 |  |  |  |  | c_DK1_Central | 6636 | 0.00012898
|  |  |  | c_DK1 | 6637 | 0.00013328 |  |  |  |  | c_DK1_Central | 6637 | 0.00011982
|  |  |  | c_DK1 | 6638 | 0.00012808 |  |  |  |  | c_DK1_Central | 6638 | 0.00011748
|  |  |  | c_DK1 | 6639 | 0.00012521 |  |  |  |  | c_DK1_Central | 6639 | 0.00011532
|  |  |  | c_DK1 | 6640 | 0.00012462 |  |  |  |  | c_DK1_Central | 6640 | 0.00011848
|  |  |  | c_DK1 | 6641 | 0.00013002 |  |  |  |  | c_DK1_Central | 6641 | 0.00012715
|  |  |  | c_DK1 | 6642 | 0.00012866 |  |  |  |  | c_DK1_Central | 6642 | 0.00013048
|  |  |  | c_DK1 | 6643 | 0.00012521 |  |  |  |  | c_DK1_Central | 6643 | 0.00013548
|  |  |  | c_DK1 | 6644 | 0.00011591 |  |  |  |  | c_DK1_Central | 6644 | 0.00013581
|  |  |  | c_DK1 | 6645 | 0.00010847 |  |  |  |  | c_DK1_Central | 6645 | 0.00012448
|  |  |  | c_DK1 | 6646 | 0.00010166 |  |  |  |  | c_DK1_Central | 6646 | 9.8152e-05
|  |  |  | c_DK1 | 6647 | 9.4606e-05 |  |  |  |  | c_DK1_Central | 6647 | 7.1823e-05
|  |  |  | c_DK1 | 6648 | 9.0131e-05 |  |  |  |  | c_DK1_Central | 6648 | 6.799e-05
|  |  |  | c_DK1 | 6649 | 8.5606e-05 |  |  |  |  | c_DK1_Central | 6649 | 7.1489e-05
|  |  |  | c_DK1 | 6650 | 8.3514e-05 |  |  |  |  | c_DK1_Central | 6650 | 6.8157e-05
|  |  |  | c_DK1 | 6651 | 8.512e-05 |  |  |  |  | c_DK1_Central | 6651 | 7.7155e-05
|  |  |  | c_DK1 | 6652 | 8.6579e-05 |  |  |  |  | c_DK1_Central | 6652 | 0.00010382
|  |  |  | c_DK1 | 6653 | 8.9644e-05 |  |  |  |  | c_DK1_Central | 6653 | 0.00015264
|  |  |  | c_DK1 | 6654 | 9.5871e-05 |  |  |  |  | c_DK1_Central | 6654 | 0.00018581
|  |  |  | c_DK1 | 6655 | 0.000104 |  |  |  |  | c_DK1_Central | 6655 | 0.00018364
|  |  |  | c_DK1 | 6656 | 0.00011139 |  |  |  |  | c_DK1_Central | 6656 | 0.00016331
|  |  |  | c_DK1 | 6657 | 0.00011445 |  |  |  |  | c_DK1_Central | 6657 | 0.00015298
|  |  |  | c_DK1 | 6658 | 0.00011475 |  |  |  |  | c_DK1_Central | 6658 | 0.00014631
|  |  |  | c_DK1 | 6659 | 0.00011368 |  |  |  |  | c_DK1_Central | 6659 | 0.00013731
|  |  |  | c_DK1 | 6660 | 0.00011158 |  |  |  |  | c_DK1_Central | 6660 | 0.00013365
|  |  |  | c_DK1 | 6661 | 0.00010983 |  |  |  |  | c_DK1_Central | 6661 | 0.00012198
|  |  |  | c_DK1 | 6662 | 0.00010808 |  |  |  |  | c_DK1_Central | 6662 | 0.00012581
|  |  |  | c_DK1 | 6663 | 0.00010721 |  |  |  |  | c_DK1_Central | 6663 | 0.00012365
|  |  |  | c_DK1 | 6664 | 0.00010871 |  |  |  |  | c_DK1_Central | 6664 | 0.00012798
|  |  |  | c_DK1 | 6665 | 0.00011635 |  |  |  |  | c_DK1_Central | 6665 | 0.00013381
|  |  |  | c_DK1 | 6666 | 0.00011655 |  |  |  |  | c_DK1_Central | 6666 | 0.00013815
|  |  |  | c_DK1 | 6667 | 0.00011368 |  |  |  |  | c_DK1_Central | 6667 | 0.00013998
|  |  |  | c_DK1 | 6668 | 0.00010764 |  |  |  |  | c_DK1_Central | 6668 | 0.00014065
|  |  |  | c_DK1 | 6669 | 0.00010147 |  |  |  |  | c_DK1_Central | 6669 | 0.00013031
|  |  |  | c_DK1 | 6670 | 9.5093e-05 |  |  |  |  | c_DK1_Central | 6670 | 0.00010448
|  |  |  | c_DK1 | 6671 | 9.0179e-05 |  |  |  |  | c_DK1_Central | 6671 | 7.6489e-05
|  |  |  | c_DK1 | 6672 | 8.7795e-05 |  |  |  |  | c_DK1_Central | 6672 | 7.4322e-05
|  |  |  | c_DK1 | 6673 | 8.4147e-05 |  |  |  |  | c_DK1_Central | 6673 | 8.3154e-05
|  |  |  | c_DK1 | 6674 | 8.2347e-05 |  |  |  |  | c_DK1_Central | 6674 | 8.1655e-05
|  |  |  | c_DK1 | 6675 | 8.4487e-05 |  |  |  |  | c_DK1_Central | 6675 | 9.5153e-05
|  |  |  | c_DK1 | 6676 | 8.5217e-05 |  |  |  |  | c_DK1_Central | 6676 | 0.00012615
|  |  |  | c_DK1 | 6677 | 8.7212e-05 |  |  |  |  | c_DK1_Central | 6677 | 0.00017881
|  |  |  | c_DK1 | 6678 | 9.086e-05 |  |  |  |  | c_DK1_Central | 6678 | 0.00018664
|  |  |  | c_DK1 | 6679 | 9.806e-05 |  |  |  |  | c_DK1_Central | 6679 | 0.00018497
|  |  |  | c_DK1 | 6680 | 0.00010701 |  |  |  |  | c_DK1_Central | 6680 | 0.00016281
|  |  |  | c_DK1 | 6681 | 0.000113 |  |  |  |  | c_DK1_Central | 6681 | 0.00015498
|  |  |  | c_DK1 | 6682 | 0.00011377 |  |  |  |  | c_DK1_Central | 6682 | 0.00014681
|  |  |  | c_DK1 | 6683 | 0.00011202 |  |  |  |  | c_DK1_Central | 6683 | 0.00014165
|  |  |  | c_DK1 | 6684 | 0.00011027 |  |  |  |  | c_DK1_Central | 6684 | 0.00013831
|  |  |  | c_DK1 | 6685 | 0.00010794 |  |  |  |  | c_DK1_Central | 6685 | 0.00013031
|  |  |  | c_DK1 | 6686 | 0.00010696 |  |  |  |  | c_DK1_Central | 6686 | 0.00013065
|  |  |  | c_DK1 | 6687 | 0.00010618 |  |  |  |  | c_DK1_Central | 6687 | 0.00012865
|  |  |  | c_DK1 | 6688 | 0.0001093 |  |  |  |  | c_DK1_Central | 6688 | 0.00013531
|  |  |  | c_DK1 | 6689 | 0.00011981 |  |  |  |  | c_DK1_Central | 6689 | 0.00014481
|  |  |  | c_DK1 | 6690 | 0.0001218 |  |  |  |  | c_DK1_Central | 6690 | 0.00014881
|  |  |  | c_DK1 | 6691 | 0.00011927 |  |  |  |  | c_DK1_Central | 6691 | 0.00015214
|  |  |  | c_DK1 | 6692 | 0.00011207 |  |  |  |  | c_DK1_Central | 6692 | 0.00015348
|  |  |  | c_DK1 | 6693 | 0.00010565 |  |  |  |  | c_DK1_Central | 6693 | 0.00014265
|  |  |  | c_DK1 | 6694 | 9.8595e-05 |  |  |  |  | c_DK1_Central | 6694 | 0.00011515
|  |  |  | c_DK1 | 6695 | 9.3439e-05 |  |  |  |  | c_DK1_Central | 6695 | 8.7154e-05
|  |  |  | c_DK1 | 6696 | 9.0909e-05 |  |  |  |  | c_DK1_Central | 6696 | 7.6822e-05
|  |  |  | c_DK1 | 6697 | 8.8768e-05 |  |  |  |  | c_DK1_Central | 6697 | 8.3488e-05
|  |  |  | c_DK1 | 6698 | 8.9547e-05 |  |  |  |  | c_DK1_Central | 6698 | 8.4321e-05
|  |  |  | c_DK1 | 6699 | 9.086e-05 |  |  |  |  | c_DK1_Central | 6699 | 9.182e-05
|  |  |  | c_DK1 | 6700 | 9.4558e-05 |  |  |  |  | c_DK1_Central | 6700 | 0.00011982
|  |  |  | c_DK1 | 6701 | 0.000102 |  |  |  |  | c_DK1_Central | 6701 | 0.00017881
|  |  |  | c_DK1 | 6702 | 0.00012185 |  |  |  |  | c_DK1_Central | 6702 | 0.00020797
|  |  |  | c_DK1 | 6703 | 0.00013854 |  |  |  |  | c_DK1_Central | 6703 | 0.00020514
|  |  |  | c_DK1 | 6704 | 0.00013892 |  |  |  |  | c_DK1_Central | 6704 | 0.00018314
|  |  |  | c_DK1 | 6705 | 0.00013849 |  |  |  |  | c_DK1_Central | 6705 | 0.00017447
|  |  |  | c_DK1 | 6706 | 0.00014257 |  |  |  |  | c_DK1_Central | 6706 | 0.00016514
|  |  |  | c_DK1 | 6707 | 0.00014209 |  |  |  |  | c_DK1_Central | 6707 | 0.00015781
|  |  |  | c_DK1 | 6708 | 0.00013737 |  |  |  |  | c_DK1_Central | 6708 | 0.00015381
|  |  |  | c_DK1 | 6709 | 0.0001381 |  |  |  |  | c_DK1_Central | 6709 | 0.00014398
|  |  |  | c_DK1 | 6710 | 0.00013508 |  |  |  |  | c_DK1_Central | 6710 | 0.00014331
|  |  |  | c_DK1 | 6711 | 0.00013012 |  |  |  |  | c_DK1_Central | 6711 | 0.00014165
|  |  |  | c_DK1 | 6712 | 0.00013104 |  |  |  |  | c_DK1_Central | 6712 | 0.00014715
|  |  |  | c_DK1 | 6713 | 0.0001399 |  |  |  |  | c_DK1_Central | 6713 | 0.00015548
|  |  |  | c_DK1 | 6714 | 0.00013722 |  |  |  |  | c_DK1_Central | 6714 | 0.00015848
|  |  |  | c_DK1 | 6715 | 0.00013348 |  |  |  |  | c_DK1_Central | 6715 | 0.00016214
|  |  |  | c_DK1 | 6716 | 0.00012657 |  |  |  |  | c_DK1_Central | 6716 | 0.00016214
|  |  |  | c_DK1 | 6717 | 0.00012238 |  |  |  |  | c_DK1_Central | 6717 | 0.00014764
|  |  |  | c_DK1 | 6718 | 0.00011197 |  |  |  |  | c_DK1_Central | 6718 | 0.00011898
|  |  |  | c_DK1 | 6719 | 0.00010336 |  |  |  |  | c_DK1_Central | 6719 | 8.9653e-05
|  |  |  | c_DK1 | 6720 | 9.5968e-05 |  |  |  |  | c_DK1_Central | 6720 | 6.2991e-05
|  |  |  | c_DK1 | 6721 | 9.2514e-05 |  |  |  |  | c_DK1_Central | 6721 | 6.8823e-05
|  |  |  | c_DK1 | 6722 | 9.0471e-05 |  |  |  |  | c_DK1_Central | 6722 | 6.899e-05
|  |  |  | c_DK1 | 6723 | 9.0471e-05 |  |  |  |  | c_DK1_Central | 6723 | 7.5489e-05
|  |  |  | c_DK1 | 6724 | 0.0001002 |  |  |  |  | c_DK1_Central | 6724 | 0.00010265
|  |  |  | c_DK1 | 6725 | 0.00010725 |  |  |  |  | c_DK1_Central | 6725 | 0.00015648
|  |  |  | c_DK1 | 6726 | 0.0001237 |  |  |  |  | c_DK1_Central | 6726 | 0.00018414
|  |  |  | c_DK1 | 6727 | 0.00013999 |  |  |  |  | c_DK1_Central | 6727 | 0.00018164
|  |  |  | c_DK1 | 6728 | 0.00014608 |  |  |  |  | c_DK1_Central | 6728 | 0.00016181
|  |  |  | c_DK1 | 6729 | 0.0001433 |  |  |  |  | c_DK1_Central | 6729 | 0.00015281
|  |  |  | c_DK1 | 6730 | 0.00014413 |  |  |  |  | c_DK1_Central | 6730 | 0.00014348
|  |  |  | c_DK1 | 6731 | 0.00014432 |  |  |  |  | c_DK1_Central | 6731 | 0.00013731
|  |  |  | c_DK1 | 6732 | 0.00014296 |  |  |  |  | c_DK1_Central | 6732 | 0.00013298
|  |  |  | c_DK1 | 6733 | 0.00014325 |  |  |  |  | c_DK1_Central | 6733 | 0.00012348
|  |  |  | c_DK1 | 6734 | 0.00013951 |  |  |  |  | c_DK1_Central | 6734 | 0.00012182
|  |  |  | c_DK1 | 6735 | 0.00013401 |  |  |  |  | c_DK1_Central | 6735 | 0.00011965
|  |  |  | c_DK1 | 6736 | 0.00013289 |  |  |  |  | c_DK1_Central | 6736 | 0.00012332
|  |  |  | c_DK1 | 6737 | 0.00013815 |  |  |  |  | c_DK1_Central | 6737 | 0.00013131
|  |  |  | c_DK1 | 6738 | 0.00013591 |  |  |  |  | c_DK1_Central | 6738 | 0.00013398
|  |  |  | c_DK1 | 6739 | 0.0001343 |  |  |  |  | c_DK1_Central | 6739 | 0.00013848
|  |  |  | c_DK1 | 6740 | 0.00012555 |  |  |  |  | c_DK1_Central | 6740 | 0.00013931
|  |  |  | c_DK1 | 6741 | 0.00011533 |  |  |  |  | c_DK1_Central | 6741 | 0.00012681
|  |  |  | c_DK1 | 6742 | 0.00010594 |  |  |  |  | c_DK1_Central | 6742 | 0.00010082
|  |  |  | c_DK1 | 6743 | 9.952e-05 |  |  |  |  | c_DK1_Central | 6743 | 7.4322e-05
|  |  |  | c_DK1 | 6744 | 9.3779e-05 |  |  |  |  | c_DK1_Central | 6744 | 5.4159e-05
|  |  |  | c_DK1 | 6745 | 8.9936e-05 |  |  |  |  | c_DK1_Central | 6745 | 5.9325e-05
|  |  |  | c_DK1 | 6746 | 8.8671e-05 |  |  |  |  | c_DK1_Central | 6746 | 5.9825e-05
|  |  |  | c_DK1 | 6747 | 8.8525e-05 |  |  |  |  | c_DK1_Central | 6747 | 6.549e-05
|  |  |  | c_DK1 | 6748 | 9.0082e-05 |  |  |  |  | c_DK1_Central | 6748 | 9.1487e-05
|  |  |  | c_DK1 | 6749 | 9.806e-05 |  |  |  |  | c_DK1_Central | 6749 | 0.00014298
|  |  |  | c_DK1 | 6750 | 0.00011835 |  |  |  |  | c_DK1_Central | 6750 | 0.00017014
|  |  |  | c_DK1 | 6751 | 0.00013883 |  |  |  |  | c_DK1_Central | 6751 | 0.00016748
|  |  |  | c_DK1 | 6752 | 0.00014136 |  |  |  |  | c_DK1_Central | 6752 | 0.00014665
|  |  |  | c_DK1 | 6753 | 0.00014082 |  |  |  |  | c_DK1_Central | 6753 | 0.00013831
|  |  |  | c_DK1 | 6754 | 0.00014277 |  |  |  |  | c_DK1_Central | 6754 | 0.00012948
|  |  |  | c_DK1 | 6755 | 0.00014218 |  |  |  |  | c_DK1_Central | 6755 | 0.00012348
|  |  |  | c_DK1 | 6756 | 0.00013678 |  |  |  |  | c_DK1_Central | 6756 | 0.00011948
|  |  |  | c_DK1 | 6757 | 0.00013824 |  |  |  |  | c_DK1_Central | 6757 | 0.00010965
|  |  |  | c_DK1 | 6758 | 0.00013708 |  |  |  |  | c_DK1_Central | 6758 | 0.00010732
|  |  |  | c_DK1 | 6759 | 0.00013712 |  |  |  |  | c_DK1_Central | 6759 | 0.00010465
|  |  |  | c_DK1 | 6760 | 0.00013766 |  |  |  |  | c_DK1_Central | 6760 | 0.00010748
|  |  |  | c_DK1 | 6761 | 0.00014184 |  |  |  |  | c_DK1_Central | 6761 | 0.00011515
|  |  |  | c_DK1 | 6762 | 0.00013892 |  |  |  |  | c_DK1_Central | 6762 | 0.00011832
|  |  |  | c_DK1 | 6763 | 0.00013601 |  |  |  |  | c_DK1_Central | 6763 | 0.00012382
|  |  |  | c_DK1 | 6764 | 0.00012414 |  |  |  |  | c_DK1_Central | 6764 | 0.00012515
|  |  |  | c_DK1 | 6765 | 0.00011392 |  |  |  |  | c_DK1_Central | 6765 | 0.00011465
|  |  |  | c_DK1 | 6766 | 0.00010322 |  |  |  |  | c_DK1_Central | 6766 | 9.0987e-05
|  |  |  | c_DK1 | 6767 | 9.5093e-05 |  |  |  |  | c_DK1_Central | 6767 | 6.5157e-05
|  |  |  | c_DK1 | 6768 | 9.3731e-05 |  |  |  |  | c_DK1_Central | 6768 | 5.0326e-05
|  |  |  | c_DK1 | 6769 | 9.0617e-05 |  |  |  |  | c_DK1_Central | 6769 | 5.4825e-05
|  |  |  | c_DK1 | 6770 | 9.0812e-05 |  |  |  |  | c_DK1_Central | 6770 | 5.5492e-05
|  |  |  | c_DK1 | 6771 | 9.1785e-05 |  |  |  |  | c_DK1_Central | 6771 | 6.0824e-05
|  |  |  | c_DK1 | 6772 | 9.3925e-05 |  |  |  |  | c_DK1_Central | 6772 | 8.6821e-05
|  |  |  | c_DK1 | 6773 | 0.00010078 |  |  |  |  | c_DK1_Central | 6773 | 0.00013931
|  |  |  | c_DK1 | 6774 | 0.00011684 |  |  |  |  | c_DK1_Central | 6774 | 0.00016814
|  |  |  | c_DK1 | 6775 | 0.00013693 |  |  |  |  | c_DK1_Central | 6775 | 0.00016514
|  |  |  | c_DK1 | 6776 | 0.0001433 |  |  |  |  | c_DK1_Central | 6776 | 0.00014198
|  |  |  | c_DK1 | 6777 | 0.00014063 |  |  |  |  | c_DK1_Central | 6777 | 0.00013398
|  |  |  | c_DK1 | 6778 | 0.00014184 |  |  |  |  | c_DK1_Central | 6778 | 0.00012465
|  |  |  | c_DK1 | 6779 | 0.00014038 |  |  |  |  | c_DK1_Central | 6779 | 0.00011865
|  |  |  | c_DK1 | 6780 | 0.00013747 |  |  |  |  | c_DK1_Central | 6780 | 0.00011382
|  |  |  | c_DK1 | 6781 | 0.00013995 |  |  |  |  | c_DK1_Central | 6781 | 0.00010398
|  |  |  | c_DK1 | 6782 | 0.00013698 |  |  |  |  | c_DK1_Central | 6782 | 0.00010065
|  |  |  | c_DK1 | 6783 | 0.00013528 |  |  |  |  | c_DK1_Central | 6783 | 9.7652e-05
|  |  |  | c_DK1 | 6784 | 0.00013216 |  |  |  |  | c_DK1_Central | 6784 | 9.9985e-05
|  |  |  | c_DK1 | 6785 | 0.00013781 |  |  |  |  | c_DK1_Central | 6785 | 0.00010732
|  |  |  | c_DK1 | 6786 | 0.00013965 |  |  |  |  | c_DK1_Central | 6786 | 0.00011098
|  |  |  | c_DK1 | 6787 | 0.00013849 |  |  |  |  | c_DK1_Central | 6787 | 0.00011798
|  |  |  | c_DK1 | 6788 | 0.00013265 |  |  |  |  | c_DK1_Central | 6788 | 0.00011982
|  |  |  | c_DK1 | 6789 | 0.00012199 |  |  |  |  | c_DK1_Central | 6789 | 0.00011082
|  |  |  | c_DK1 | 6790 | 0.00011115 |  |  |  |  | c_DK1_Central | 6790 | 8.7654e-05
|  |  |  | c_DK1 | 6791 | 0.00010268 |  |  |  |  | c_DK1_Central | 6791 | 6.0991e-05
|  |  |  | c_DK1 | 6792 | 9.6163e-05 |  |  |  |  | c_DK1_Central | 6792 | 4.4827e-05
|  |  |  | c_DK1 | 6793 | 9.2563e-05 |  |  |  |  | c_DK1_Central | 6793 | 4.8326e-05
|  |  |  | c_DK1 | 6794 | 9.0714e-05 |  |  |  |  | c_DK1_Central | 6794 | 4.816e-05
|  |  |  | c_DK1 | 6795 | 8.9595e-05 |  |  |  |  | c_DK1_Central | 6795 | 5.2326e-05
|  |  |  | c_DK1 | 6796 | 9.3974e-05 |  |  |  |  | c_DK1_Central | 6796 | 7.5822e-05
|  |  |  | c_DK1 | 6797 | 0.00010185 |  |  |  |  | c_DK1_Central | 6797 | 0.00012481
|  |  |  | c_DK1 | 6798 | 0.00011732 |  |  |  |  | c_DK1_Central | 6798 | 0.00015214
|  |  |  | c_DK1 | 6799 | 0.00013571 |  |  |  |  | c_DK1_Central | 6799 | 0.00015164
|  |  |  | c_DK1 | 6800 | 0.00014145 |  |  |  |  | c_DK1_Central | 6800 | 0.00012998
|  |  |  | c_DK1 | 6801 | 0.00014282 |  |  |  |  | c_DK1_Central | 6801 | 0.00012232
|  |  |  | c_DK1 | 6802 | 0.00014564 |  |  |  |  | c_DK1_Central | 6802 | 0.00011298
|  |  |  | c_DK1 | 6803 | 0.00014199 |  |  |  |  | c_DK1_Central | 6803 | 0.00010682
|  |  |  | c_DK1 | 6804 | 0.00013644 |  |  |  |  | c_DK1_Central | 6804 | 0.00010348
|  |  |  | c_DK1 | 6805 | 0.00013459 |  |  |  |  | c_DK1_Central | 6805 | 9.382e-05
|  |  |  | c_DK1 | 6806 | 0.00012686 |  |  |  |  | c_DK1_Central | 6806 | 8.932e-05
|  |  |  | c_DK1 | 6807 | 0.00012467 |  |  |  |  | c_DK1_Central | 6807 | 8.6154e-05
|  |  |  | c_DK1 | 6808 | 0.00012438 |  |  |  |  | c_DK1_Central | 6808 | 8.8154e-05
|  |  |  | c_DK1 | 6809 | 0.0001308 |  |  |  |  | c_DK1_Central | 6809 | 9.5653e-05
|  |  |  | c_DK1 | 6810 | 0.00013279 |  |  |  |  | c_DK1_Central | 6810 | 9.9819e-05
|  |  |  | c_DK1 | 6811 | 0.00012657 |  |  |  |  | c_DK1_Central | 6811 | 0.00010765
|  |  |  | c_DK1 | 6812 | 0.00011616 |  |  |  |  | c_DK1_Central | 6812 | 0.00010932
|  |  |  | c_DK1 | 6813 | 0.00010813 |  |  |  |  | c_DK1_Central | 6813 | 0.00010198
|  |  |  | c_DK1 | 6814 | 9.8936e-05 |  |  |  |  | c_DK1_Central | 6814 | 7.9988e-05
|  |  |  | c_DK1 | 6815 | 9.2271e-05 |  |  |  |  | c_DK1_Central | 6815 | 5.4325e-05
|  |  |  | c_DK1 | 6816 | 9.0277e-05 |  |  |  |  | c_DK1_Central | 6816 | 4.6493e-05
|  |  |  | c_DK1 | 6817 | 8.6482e-05 |  |  |  |  | c_DK1_Central | 6817 | 4.666e-05
|  |  |  | c_DK1 | 6818 | 8.4633e-05 |  |  |  |  | c_DK1_Central | 6818 | 4.3994e-05
|  |  |  | c_DK1 | 6819 | 8.3855e-05 |  |  |  |  | c_DK1_Central | 6819 | 4.9826e-05
|  |  |  | c_DK1 | 6820 | 8.5217e-05 |  |  |  |  | c_DK1_Central | 6820 | 7.2323e-05
|  |  |  | c_DK1 | 6821 | 8.8671e-05 |  |  |  |  | c_DK1_Central | 6821 | 0.00011365
|  |  |  | c_DK1 | 6822 | 9.4947e-05 |  |  |  |  | c_DK1_Central | 6822 | 0.00014365
|  |  |  | c_DK1 | 6823 | 0.00010331 |  |  |  |  | c_DK1_Central | 6823 | 0.00014315
|  |  |  | c_DK1 | 6824 | 0.00010901 |  |  |  |  | c_DK1_Central | 6824 | 0.00012198
|  |  |  | c_DK1 | 6825 | 0.00011431 |  |  |  |  | c_DK1_Central | 6825 | 0.00011365
|  |  |  | c_DK1 | 6826 | 0.00011601 |  |  |  |  | c_DK1_Central | 6826 | 0.00010915
|  |  |  | c_DK1 | 6827 | 0.0001183 |  |  |  |  | c_DK1_Central | 6827 | 9.9985e-05
|  |  |  | c_DK1 | 6828 | 0.00011776 |  |  |  |  | c_DK1_Central | 6828 | 9.6819e-05
|  |  |  | c_DK1 | 6829 | 0.00011674 |  |  |  |  | c_DK1_Central | 6829 | 8.6321e-05
|  |  |  | c_DK1 | 6830 | 0.00011518 |  |  |  |  | c_DK1_Central | 6830 | 8.932e-05
|  |  |  | c_DK1 | 6831 | 0.00011329 |  |  |  |  | c_DK1_Central | 6831 | 8.5154e-05
|  |  |  | c_DK1 | 6832 | 0.00011407 |  |  |  |  | c_DK1_Central | 6832 | 8.6321e-05
|  |  |  | c_DK1 | 6833 | 0.00012063 |  |  |  |  | c_DK1_Central | 6833 | 9.0153e-05
|  |  |  | c_DK1 | 6834 | 0.00012292 |  |  |  |  | c_DK1_Central | 6834 | 9.4819e-05
|  |  |  | c_DK1 | 6835 | 0.00011737 |  |  |  |  | c_DK1_Central | 6835 | 9.9819e-05
|  |  |  | c_DK1 | 6836 | 0.00011227 |  |  |  |  | c_DK1_Central | 6836 | 0.00010132
|  |  |  | c_DK1 | 6837 | 0.00010652 |  |  |  |  | c_DK1_Central | 6837 | 9.6486e-05
|  |  |  | c_DK1 | 6838 | 0.00010205 |  |  |  |  | c_DK1_Central | 6838 | 7.5822e-05
|  |  |  | c_DK1 | 6839 | 9.699e-05 |  |  |  |  | c_DK1_Central | 6839 | 5.1826e-05
|  |  |  | c_DK1 | 6840 | 8.5363e-05 |  |  |  |  | c_DK1_Central | 6840 | 4.366e-05
|  |  |  | c_DK1 | 6841 | 7.9914e-05 |  |  |  |  | c_DK1_Central | 6841 | 4.8493e-05
|  |  |  | c_DK1 | 6842 | 7.6752e-05 |  |  |  |  | c_DK1_Central | 6842 | 4.9993e-05
|  |  |  | c_DK1 | 6843 | 7.7385e-05 |  |  |  |  | c_DK1_Central | 6843 | 6.0991e-05
|  |  |  | c_DK1 | 6844 | 7.7579e-05 |  |  |  |  | c_DK1_Central | 6844 | 8.782e-05
|  |  |  | c_DK1 | 6845 | 7.8455e-05 |  |  |  |  | c_DK1_Central | 6845 | 0.00012965
|  |  |  | c_DK1 | 6846 | 8.5168e-05 |  |  |  |  | c_DK1_Central | 6846 | 0.00013581
|  |  |  | c_DK1 | 6847 | 9.1541e-05 |  |  |  |  | c_DK1_Central | 6847 | 0.00013831
|  |  |  | c_DK1 | 6848 | 9.8887e-05 |  |  |  |  | c_DK1_Central | 6848 | 0.00011465
|  |  |  | c_DK1 | 6849 | 0.00010531 |  |  |  |  | c_DK1_Central | 6849 | 0.00010698
|  |  |  | c_DK1 | 6850 | 0.00010803 |  |  |  |  | c_DK1_Central | 6850 | 0.00010132
|  |  |  | c_DK1 | 6851 | 0.00010798 |  |  |  |  | c_DK1_Central | 6851 | 9.5986e-05
|  |  |  | c_DK1 | 6852 | 0.00010511 |  |  |  |  | c_DK1_Central | 6852 | 9.3486e-05
|  |  |  | c_DK1 | 6853 | 0.00010336 |  |  |  |  | c_DK1_Central | 6853 | 8.5154e-05
|  |  |  | c_DK1 | 6854 | 0.00010249 |  |  |  |  | c_DK1_Central | 6854 | 8.3488e-05
|  |  |  | c_DK1 | 6855 | 0.00010312 |  |  |  |  | c_DK1_Central | 6855 | 8.0655e-05
|  |  |  | c_DK1 | 6856 | 0.00010871 |  |  |  |  | c_DK1_Central | 6856 | 8.3821e-05
|  |  |  | c_DK1 | 6857 | 0.00011947 |  |  |  |  | c_DK1_Central | 6857 | 9.032e-05
|  |  |  | c_DK1 | 6858 | 0.00012457 |  |  |  |  | c_DK1_Central | 6858 | 9.5319e-05
|  |  |  | c_DK1 | 6859 | 0.00011893 |  |  |  |  | c_DK1_Central | 6859 | 0.00010149
|  |  |  | c_DK1 | 6860 | 0.00011251 |  |  |  |  | c_DK1_Central | 6860 | 0.00010365
|  |  |  | c_DK1 | 6861 | 0.00010609 |  |  |  |  | c_DK1_Central | 6861 | 9.8652e-05
|  |  |  | c_DK1 | 6862 | 9.9325e-05 |  |  |  |  | c_DK1_Central | 6862 | 7.7322e-05
|  |  |  | c_DK1 | 6863 | 9.2514e-05 |  |  |  |  | c_DK1_Central | 6863 | 5.4325e-05
|  |  |  | c_DK1 | 6864 | 9.1347e-05 |  |  |  |  | c_DK1_Central | 6864 | 4.2994e-05
|  |  |  | c_DK1 | 6865 | 9.0131e-05 |  |  |  |  | c_DK1_Central | 6865 | 4.7326e-05
|  |  |  | c_DK1 | 6866 | 8.9839e-05 |  |  |  |  | c_DK1_Central | 6866 | 4.7993e-05
|  |  |  | c_DK1 | 6867 | 8.8866e-05 |  |  |  |  | c_DK1_Central | 6867 | 5.2492e-05
|  |  |  | c_DK1 | 6868 | 8.906e-05 |  |  |  |  | c_DK1_Central | 6868 | 7.5989e-05
|  |  |  | c_DK1 | 6869 | 9.6455e-05 |  |  |  |  | c_DK1_Central | 6869 | 0.00012515
|  |  |  | c_DK1 | 6870 | 0.0001128 |  |  |  |  | c_DK1_Central | 6870 | 0.00015048
|  |  |  | c_DK1 | 6871 | 0.00012929 |  |  |  |  | c_DK1_Central | 6871 | 0.00014814
|  |  |  | c_DK1 | 6872 | 0.00013562 |  |  |  |  | c_DK1_Central | 6872 | 0.00012332
|  |  |  | c_DK1 | 6873 | 0.00013576 |  |  |  |  | c_DK1_Central | 6873 | 0.00011682
|  |  |  | c_DK1 | 6874 | 0.00013688 |  |  |  |  | c_DK1_Central | 6874 | 0.00010882
|  |  |  | c_DK1 | 6875 | 0.00013698 |  |  |  |  | c_DK1_Central | 6875 | 0.00010332
|  |  |  | c_DK1 | 6876 | 0.00013406 |  |  |  |  | c_DK1_Central | 6876 | 9.9319e-05
|  |  |  | c_DK1 | 6877 | 0.0001344 |  |  |  |  | c_DK1_Central | 6877 | 8.9653e-05
|  |  |  | c_DK1 | 6878 | 0.00013104 |  |  |  |  | c_DK1_Central | 6878 | 8.7154e-05
|  |  |  | c_DK1 | 6879 | 0.00012637 |  |  |  |  | c_DK1_Central | 6879 | 8.4488e-05
|  |  |  | c_DK1 | 6880 | 0.0001254 |  |  |  |  | c_DK1_Central | 6880 | 8.6321e-05
|  |  |  | c_DK1 | 6881 | 0.00013304 |  |  |  |  | c_DK1_Central | 6881 | 9.332e-05
|  |  |  | c_DK1 | 6882 | 0.00013469 |  |  |  |  | c_DK1_Central | 6882 | 9.6986e-05
|  |  |  | c_DK1 | 6883 | 0.00013056 |  |  |  |  | c_DK1_Central | 6883 | 0.00010415
|  |  |  | c_DK1 | 6884 | 0.00012282 |  |  |  |  | c_DK1_Central | 6884 | 0.00010715
|  |  |  | c_DK1 | 6885 | 0.00011465 |  |  |  |  | c_DK1_Central | 6885 | 9.9319e-05
|  |  |  | c_DK1 | 6886 | 0.00011261 |  |  |  |  | c_DK1_Central | 6886 | 7.8822e-05
|  |  |  | c_DK1 | 6887 | 0.00010847 |  |  |  |  | c_DK1_Central | 6887 | 5.3825e-05
|  |  |  | c_DK1 | 6888 | 9.0763e-05 |  |  |  |  | c_DK1_Central | 6888 | 4.2494e-05
|  |  |  | c_DK1 | 6889 | 8.8039e-05 |  |  |  |  | c_DK1_Central | 6889 | 4.6327e-05
|  |  |  | c_DK1 | 6890 | 8.9255e-05 |  |  |  |  | c_DK1_Central | 6890 | 4.6993e-05
|  |  |  | c_DK1 | 6891 | 8.9936e-05 |  |  |  |  | c_DK1_Central | 6891 | 5.1159e-05
|  |  |  | c_DK1 | 6892 | 9.266e-05 |  |  |  |  | c_DK1_Central | 6892 | 7.5156e-05
|  |  |  | c_DK1 | 6893 | 0.00010064 |  |  |  |  | c_DK1_Central | 6893 | 0.00012365
|  |  |  | c_DK1 | 6894 | 0.00011625 |  |  |  |  | c_DK1_Central | 6894 | 0.00015014
|  |  |  | c_DK1 | 6895 | 0.00012954 |  |  |  |  | c_DK1_Central | 6895 | 0.00014731
|  |  |  | c_DK1 | 6896 | 0.00013459 |  |  |  |  | c_DK1_Central | 6896 | 0.00012498
|  |  |  | c_DK1 | 6897 | 0.0001363 |  |  |  |  | c_DK1_Central | 6897 | 0.00011815
|  |  |  | c_DK1 | 6898 | 0.00014048 |  |  |  |  | c_DK1_Central | 6898 | 0.00010982
|  |  |  | c_DK1 | 6899 | 0.0001397 |  |  |  |  | c_DK1_Central | 6899 | 0.00010432
|  |  |  | c_DK1 | 6900 | 0.00013513 |  |  |  |  | c_DK1_Central | 6900 | 9.9819e-05
|  |  |  | c_DK1 | 6901 | 0.00013362 |  |  |  |  | c_DK1_Central | 6901 | 9.0153e-05
|  |  |  | c_DK1 | 6902 | 0.00013056 |  |  |  |  | c_DK1_Central | 6902 | 8.6821e-05
|  |  |  | c_DK1 | 6903 | 0.00012642 |  |  |  |  | c_DK1_Central | 6903 | 8.3654e-05
|  |  |  | c_DK1 | 6904 | 0.00012598 |  |  |  |  | c_DK1_Central | 6904 | 8.5321e-05
|  |  |  | c_DK1 | 6905 | 0.00013197 |  |  |  |  | c_DK1_Central | 6905 | 9.2153e-05
|  |  |  | c_DK1 | 6906 | 0.0001343 |  |  |  |  | c_DK1_Central | 6906 | 9.5486e-05
|  |  |  | c_DK1 | 6907 | 0.00013226 |  |  |  |  | c_DK1_Central | 6907 | 0.00010248
|  |  |  | c_DK1 | 6908 | 0.00012409 |  |  |  |  | c_DK1_Central | 6908 | 0.00010498
|  |  |  | c_DK1 | 6909 | 0.00011625 |  |  |  |  | c_DK1_Central | 6909 | 9.6986e-05
|  |  |  | c_DK1 | 6910 | 0.00010993 |  |  |  |  | c_DK1_Central | 6910 | 7.6989e-05
|  |  |  | c_DK1 | 6911 | 0.00010327 |  |  |  |  | c_DK1_Central | 6911 | 5.2326e-05
|  |  |  | c_DK1 | 6912 | 9.2563e-05 |  |  |  |  | c_DK1_Central | 6912 | 4.2827e-05
|  |  |  | c_DK1 | 6913 | 8.8817e-05 |  |  |  |  | c_DK1_Central | 6913 | 4.666e-05
|  |  |  | c_DK1 | 6914 | 8.7114e-05 |  |  |  |  | c_DK1_Central | 6914 | 4.7326e-05
|  |  |  | c_DK1 | 6915 | 8.8039e-05 |  |  |  |  | c_DK1_Central | 6915 | 5.1826e-05
|  |  |  | c_DK1 | 6916 | 9.1639e-05 |  |  |  |  | c_DK1_Central | 6916 | 7.5989e-05
|  |  |  | c_DK1 | 6917 | 9.7671e-05 |  |  |  |  | c_DK1_Central | 6917 | 0.00012498
|  |  |  | c_DK1 | 6918 | 0.00011227 |  |  |  |  | c_DK1_Central | 6918 | 0.00015164
|  |  |  | c_DK1 | 6919 | 0.00012842 |  |  |  |  | c_DK1_Central | 6919 | 0.00014881
|  |  |  | c_DK1 | 6920 | 0.00013576 |  |  |  |  | c_DK1_Central | 6920 | 0.00012615
|  |  |  | c_DK1 | 6921 | 0.00013815 |  |  |  |  | c_DK1_Central | 6921 | 0.00011898
|  |  |  | c_DK1 | 6922 | 0.00014218 |  |  |  |  | c_DK1_Central | 6922 | 0.00011082
|  |  |  | c_DK1 | 6923 | 0.00014106 |  |  |  |  | c_DK1_Central | 6923 | 0.00010515
|  |  |  | c_DK1 | 6924 | 0.00013815 |  |  |  |  | c_DK1_Central | 6924 | 0.00010099
|  |  |  | c_DK1 | 6925 | 0.00013829 |  |  |  |  | c_DK1_Central | 6925 | 9.1153e-05
|  |  |  | c_DK1 | 6926 | 0.00013596 |  |  |  |  | c_DK1_Central | 6926 | 8.7654e-05
|  |  |  | c_DK1 | 6927 | 0.00013143 |  |  |  |  | c_DK1_Central | 6927 | 8.4488e-05
|  |  |  | c_DK1 | 6928 | 0.00013007 |  |  |  |  | c_DK1_Central | 6928 | 8.6154e-05
|  |  |  | c_DK1 | 6929 | 0.00013464 |  |  |  |  | c_DK1_Central | 6929 | 9.2986e-05
|  |  |  | c_DK1 | 6930 | 0.00013455 |  |  |  |  | c_DK1_Central | 6930 | 9.6819e-05
|  |  |  | c_DK1 | 6931 | 0.00012992 |  |  |  |  | c_DK1_Central | 6931 | 0.00010365
|  |  |  | c_DK1 | 6932 | 0.00012219 |  |  |  |  | c_DK1_Central | 6932 | 0.00010615
|  |  |  | c_DK1 | 6933 | 0.0001146 |  |  |  |  | c_DK1_Central | 6933 | 9.8152e-05
|  |  |  | c_DK1 | 6934 | 0.00010774 |  |  |  |  | c_DK1_Central | 6934 | 7.7989e-05
|  |  |  | c_DK1 | 6935 | 0.00010044 |  |  |  |  | c_DK1_Central | 6935 | 5.2826e-05
|  |  |  | c_DK1 | 6936 | 9.1785e-05 |  |  |  |  | c_DK1_Central | 6936 | 4.3494e-05
|  |  |  | c_DK1 | 6937 | 8.9352e-05 |  |  |  |  | c_DK1_Central | 6937 | 4.7493e-05
|  |  |  | c_DK1 | 6938 | 8.9255e-05 |  |  |  |  | c_DK1_Central | 6938 | 4.8326e-05
|  |  |  | c_DK1 | 6939 | 8.9255e-05 |  |  |  |  | c_DK1_Central | 6939 | 5.2826e-05
|  |  |  | c_DK1 | 6940 | 9.1201e-05 |  |  |  |  | c_DK1_Central | 6940 | 7.7155e-05
|  |  |  | c_DK1 | 6941 | 9.6503e-05 |  |  |  |  | c_DK1_Central | 6941 | 0.00012665
|  |  |  | c_DK1 | 6942 | 0.00011085 |  |  |  |  | c_DK1_Central | 6942 | 0.00015348
|  |  |  | c_DK1 | 6943 | 0.00012671 |  |  |  |  | c_DK1_Central | 6943 | 0.00015064
|  |  |  | c_DK1 | 6944 | 0.00013425 |  |  |  |  | c_DK1_Central | 6944 | 0.00012798
|  |  |  | c_DK1 | 6945 | 0.00013649 |  |  |  |  | c_DK1_Central | 6945 | 0.00012098
|  |  |  | c_DK1 | 6946 | 0.00014024 |  |  |  |  | c_DK1_Central | 6946 | 0.00011232
|  |  |  | c_DK1 | 6947 | 0.0001397 |  |  |  |  | c_DK1_Central | 6947 | 0.00010665
|  |  |  | c_DK1 | 6948 | 0.00013649 |  |  |  |  | c_DK1_Central | 6948 | 0.00010215
|  |  |  | c_DK1 | 6949 | 0.0001361 |  |  |  |  | c_DK1_Central | 6949 | 9.232e-05
|  |  |  | c_DK1 | 6950 | 0.00013304 |  |  |  |  | c_DK1_Central | 6950 | 8.8987e-05
|  |  |  | c_DK1 | 6951 | 0.00012754 |  |  |  |  | c_DK1_Central | 6951 | 8.5654e-05
|  |  |  | c_DK1 | 6952 | 0.00012555 |  |  |  |  | c_DK1_Central | 6952 | 8.7487e-05
|  |  |  | c_DK1 | 6953 | 0.0001307 |  |  |  |  | c_DK1_Central | 6953 | 9.4319e-05
|  |  |  | c_DK1 | 6954 | 0.00013177 |  |  |  |  | c_DK1_Central | 6954 | 9.8152e-05
|  |  |  | c_DK1 | 6955 | 0.00012759 |  |  |  |  | c_DK1_Central | 6955 | 0.00010515
|  |  |  | c_DK1 | 6956 | 0.00012092 |  |  |  |  | c_DK1_Central | 6956 | 0.00010732
|  |  |  | c_DK1 | 6957 | 0.00011407 |  |  |  |  | c_DK1_Central | 6957 | 9.9485e-05
|  |  |  | c_DK1 | 6958 | 0.00010803 |  |  |  |  | c_DK1_Central | 6958 | 7.8988e-05
|  |  |  | c_DK1 | 6959 | 0.00010161 |  |  |  |  | c_DK1_Central | 6959 | 5.3659e-05
|  |  |  | c_DK1 | 6960 | 9.1201e-05 |  |  |  |  | c_DK1_Central | 6960 | 4.4327e-05
|  |  |  | c_DK1 | 6961 | 8.9158e-05 |  |  |  |  | c_DK1_Central | 6961 | 4.766e-05
|  |  |  | c_DK1 | 6962 | 8.8379e-05 |  |  |  |  | c_DK1_Central | 6962 | 4.7493e-05
|  |  |  | c_DK1 | 6963 | 8.9109e-05 |  |  |  |  | c_DK1_Central | 6963 | 5.1659e-05
|  |  |  | c_DK1 | 6964 | 9.1541e-05 |  |  |  |  | c_DK1_Central | 6964 | 7.4656e-05
|  |  |  | c_DK1 | 6965 | 9.8547e-05 |  |  |  |  | c_DK1_Central | 6965 | 0.00012332
|  |  |  | c_DK1 | 6966 | 0.00011071 |  |  |  |  | c_DK1_Central | 6966 | 0.00015031
|  |  |  | c_DK1 | 6967 | 0.00012404 |  |  |  |  | c_DK1_Central | 6967 | 0.00014981
|  |  |  | c_DK1 | 6968 | 0.00013241 |  |  |  |  | c_DK1_Central | 6968 | 0.00012831
|  |  |  | c_DK1 | 6969 | 0.00013503 |  |  |  |  | c_DK1_Central | 6969 | 0.00012098
|  |  |  | c_DK1 | 6970 | 0.00013854 |  |  |  |  | c_DK1_Central | 6970 | 0.00011165
|  |  |  | c_DK1 | 6971 | 0.00013581 |  |  |  |  | c_DK1_Central | 6971 | 0.00010565
|  |  |  | c_DK1 | 6972 | 0.00013172 |  |  |  |  | c_DK1_Central | 6972 | 0.00010232
|  |  |  | c_DK1 | 6973 | 0.00012735 |  |  |  |  | c_DK1_Central | 6973 | 9.282e-05
|  |  |  | c_DK1 | 6974 | 0.00012336 |  |  |  |  | c_DK1_Central | 6974 | 8.832e-05
|  |  |  | c_DK1 | 6975 | 0.00011961 |  |  |  |  | c_DK1_Central | 6975 | 8.4987e-05
|  |  |  | c_DK1 | 6976 | 0.00011976 |  |  |  |  | c_DK1_Central | 6976 | 8.6821e-05
|  |  |  | c_DK1 | 6977 | 0.00012705 |  |  |  |  | c_DK1_Central | 6977 | 9.4486e-05
|  |  |  | c_DK1 | 6978 | 0.00012774 |  |  |  |  | c_DK1_Central | 6978 | 9.8319e-05
|  |  |  | c_DK1 | 6979 | 0.00011976 |  |  |  |  | c_DK1_Central | 6979 | 0.00010648
|  |  |  | c_DK1 | 6980 | 0.0001111 |  |  |  |  | c_DK1_Central | 6980 | 0.00010798
|  |  |  | c_DK1 | 6981 | 0.00010346 |  |  |  |  | c_DK1_Central | 6981 | 0.00010082
|  |  |  | c_DK1 | 6982 | 9.733e-05 |  |  |  |  | c_DK1_Central | 6982 | 7.8988e-05
|  |  |  | c_DK1 | 6983 | 9.1104e-05 |  |  |  |  | c_DK1_Central | 6983 | 5.3492e-05
|  |  |  | c_DK1 | 6984 | 8.3563e-05 |  |  |  |  | c_DK1_Central | 6984 | 4.766e-05
|  |  |  | c_DK1 | 6985 | 7.8455e-05 |  |  |  |  | c_DK1_Central | 6985 | 4.7993e-05
|  |  |  | c_DK1 | 6986 | 7.6217e-05 |  |  |  |  | c_DK1_Central | 6986 | 4.566e-05
|  |  |  | c_DK1 | 6987 | 7.8163e-05 |  |  |  |  | c_DK1_Central | 6987 | 5.1492e-05
|  |  |  | c_DK1 | 6988 | 7.826e-05 |  |  |  |  | c_DK1_Central | 6988 | 7.4656e-05
|  |  |  | c_DK1 | 6989 | 8.0644e-05 |  |  |  |  | c_DK1_Central | 6989 | 0.00011698
|  |  |  | c_DK1 | 6990 | 8.8477e-05 |  |  |  |  | c_DK1_Central | 6990 | 0.00014781
|  |  |  | c_DK1 | 6991 | 9.913e-05 |  |  |  |  | c_DK1_Central | 6991 | 0.00014715
|  |  |  | c_DK1 | 6992 | 0.00010623 |  |  |  |  | c_DK1_Central | 6992 | 0.00012548
|  |  |  | c_DK1 | 6993 | 0.00011017 |  |  |  |  | c_DK1_Central | 6993 | 0.00011698
|  |  |  | c_DK1 | 6994 | 0.00010667 |  |  |  |  | c_DK1_Central | 6994 | 0.00011232
|  |  |  | c_DK1 | 6995 | 0.00010448 |  |  |  |  | c_DK1_Central | 6995 | 0.00010298
|  |  |  | c_DK1 | 6996 | 0.0001039 |  |  |  |  | c_DK1_Central | 6996 | 9.9652e-05
|  |  |  | c_DK1 | 6997 | 0.00010122 |  |  |  |  | c_DK1_Central | 6997 | 8.882e-05
|  |  |  | c_DK1 | 6998 | 0.00010059 |  |  |  |  | c_DK1_Central | 6998 | 9.1986e-05
|  |  |  | c_DK1 | 6999 | 0.00010502 |  |  |  |  | c_DK1_Central | 6999 | 8.782e-05
|  |  |  | c_DK1 | 7000 | 0.00010779 |  |  |  |  | c_DK1_Central | 7000 | 8.8987e-05
|  |  |  | c_DK1 | 7001 | 0.0001148 |  |  |  |  | c_DK1_Central | 7001 | 9.282e-05
|  |  |  | c_DK1 | 7002 | 0.00011713 |  |  |  |  | c_DK1_Central | 7002 | 9.7652e-05
|  |  |  | c_DK1 | 7003 | 0.00010993 |  |  |  |  | c_DK1_Central | 7003 | 0.00010282
|  |  |  | c_DK1 | 7004 | 0.00010317 |  |  |  |  | c_DK1_Central | 7004 | 0.00010432
|  |  |  | c_DK1 | 7005 | 9.7622e-05 |  |  |  |  | c_DK1_Central | 7005 | 9.9319e-05
|  |  |  | c_DK1 | 7006 | 9.0763e-05 |  |  |  |  | c_DK1_Central | 7006 | 7.7989e-05
|  |  |  | c_DK1 | 7007 | 8.4536e-05 |  |  |  |  | c_DK1_Central | 7007 | 5.3659e-05
|  |  |  | c_DK1 | 7008 | 8.3709e-05 |  |  |  |  | c_DK1_Central | 7008 | 4.6993e-05
|  |  |  | c_DK1 | 7009 | 8.0304e-05 |  |  |  |  | c_DK1_Central | 7009 | 5.1826e-05
|  |  |  | c_DK1 | 7010 | 7.8504e-05 |  |  |  |  | c_DK1_Central | 7010 | 5.3659e-05
|  |  |  | c_DK1 | 7011 | 7.9866e-05 |  |  |  |  | c_DK1_Central | 7011 | 6.5324e-05
|  |  |  | c_DK1 | 7012 | 8.1909e-05 |  |  |  |  | c_DK1_Central | 7012 | 9.3986e-05
|  |  |  | c_DK1 | 7013 | 8.3417e-05 |  |  |  |  | c_DK1_Central | 7013 | 0.00013815
|  |  |  | c_DK1 | 7014 | 8.6044e-05 |  |  |  |  | c_DK1_Central | 7014 | 0.00014448
|  |  |  | c_DK1 | 7015 | 9.2952e-05 |  |  |  |  | c_DK1_Central | 7015 | 0.00014715
|  |  |  | c_DK1 | 7016 | 9.9179e-05 |  |  |  |  | c_DK1_Central | 7016 | 0.00012248
|  |  |  | c_DK1 | 7017 | 0.00010331 |  |  |  |  | c_DK1_Central | 7017 | 0.00011398
|  |  |  | c_DK1 | 7018 | 0.00010492 |  |  |  |  | c_DK1_Central | 7018 | 0.00010782
|  |  |  | c_DK1 | 7019 | 0.00010409 |  |  |  |  | c_DK1_Central | 7019 | 0.00010232
|  |  |  | c_DK1 | 7020 | 0.00010083 |  |  |  |  | c_DK1_Central | 7020 | 9.9319e-05
|  |  |  | c_DK1 | 7021 | 0.0001002 |  |  |  |  | c_DK1_Central | 7021 | 9.082e-05
|  |  |  | c_DK1 | 7022 | 0.00010142 |  |  |  |  | c_DK1_Central | 7022 | 8.8987e-05
|  |  |  | c_DK1 | 7023 | 0.00010292 |  |  |  |  | c_DK1_Central | 7023 | 8.6321e-05
|  |  |  | c_DK1 | 7024 | 0.00010575 |  |  |  |  | c_DK1_Central | 7024 | 8.982e-05
|  |  |  | c_DK1 | 7025 | 0.00011844 |  |  |  |  | c_DK1_Central | 7025 | 9.6486e-05
|  |  |  | c_DK1 | 7026 | 0.00012161 |  |  |  |  | c_DK1_Central | 7026 | 0.00010198
|  |  |  | c_DK1 | 7027 | 0.00011567 |  |  |  |  | c_DK1_Central | 7027 | 0.00010848
|  |  |  | c_DK1 | 7028 | 0.00010905 |  |  |  |  | c_DK1_Central | 7028 | 0.00011048
|  |  |  | c_DK1 | 7029 | 0.00010268 |  |  |  |  | c_DK1_Central | 7029 | 0.00010532
|  |  |  | c_DK1 | 7030 | 9.4801e-05 |  |  |  |  | c_DK1_Central | 7030 | 8.2821e-05
|  |  |  | c_DK1 | 7031 | 8.8233e-05 |  |  |  |  | c_DK1_Central | 7031 | 5.8158e-05
|  |  |  | c_DK1 | 7032 | 8.7455e-05 |  |  |  |  | c_DK1_Central | 7032 | 5.0159e-05
|  |  |  | c_DK1 | 7033 | 8.6287e-05 |  |  |  |  | c_DK1_Central | 7033 | 5.4992e-05
|  |  |  | c_DK1 | 7034 | 8.7066e-05 |  |  |  |  | c_DK1_Central | 7034 | 5.5658e-05
|  |  |  | c_DK1 | 7035 | 8.7114e-05 |  |  |  |  | c_DK1_Central | 7035 | 6.1158e-05
|  |  |  | c_DK1 | 7036 | 8.9741e-05 |  |  |  |  | c_DK1_Central | 7036 | 8.6154e-05
|  |  |  | c_DK1 | 7037 | 9.6941e-05 |  |  |  |  | c_DK1_Central | 7037 | 0.00013815
|  |  |  | c_DK1 | 7038 | 0.00011616 |  |  |  |  | c_DK1_Central | 7038 | 0.00016514
|  |  |  | c_DK1 | 7039 | 0.00013591 |  |  |  |  | c_DK1_Central | 7039 | 0.00016264
|  |  |  | c_DK1 | 7040 | 0.00013912 |  |  |  |  | c_DK1_Central | 7040 | 0.00013781
|  |  |  | c_DK1 | 7041 | 0.00013927 |  |  |  |  | c_DK1_Central | 7041 | 0.00013031
|  |  |  | c_DK1 | 7042 | 0.00014175 |  |  |  |  | c_DK1_Central | 7042 | 0.00012182
|  |  |  | c_DK1 | 7043 | 0.00014092 |  |  |  |  | c_DK1_Central | 7043 | 0.00011532
|  |  |  | c_DK1 | 7044 | 0.00013858 |  |  |  |  | c_DK1_Central | 7044 | 0.00011148
|  |  |  | c_DK1 | 7045 | 0.0001397 |  |  |  |  | c_DK1_Central | 7045 | 0.00010165
|  |  |  | c_DK1 | 7046 | 0.00013771 |  |  |  |  | c_DK1_Central | 7046 | 9.9152e-05
|  |  |  | c_DK1 | 7047 | 0.00013382 |  |  |  |  | c_DK1_Central | 7047 | 9.6986e-05
|  |  |  | c_DK1 | 7048 | 0.00013416 |  |  |  |  | c_DK1_Central | 7048 | 9.9652e-05
|  |  |  | c_DK1 | 7049 | 0.00014238 |  |  |  |  | c_DK1_Central | 7049 | 0.00010682
|  |  |  | c_DK1 | 7050 | 0.00014087 |  |  |  |  | c_DK1_Central | 7050 | 0.00011082
|  |  |  | c_DK1 | 7051 | 0.00013255 |  |  |  |  | c_DK1_Central | 7051 | 0.00011782
|  |  |  | c_DK1 | 7052 | 0.00012316 |  |  |  |  | c_DK1_Central | 7052 | 0.00012048
|  |  |  | c_DK1 | 7053 | 0.00011431 |  |  |  |  | c_DK1_Central | 7053 | 0.00011098
|  |  |  | c_DK1 | 7054 | 0.00010618 |  |  |  |  | c_DK1_Central | 7054 | 8.832e-05
|  |  |  | c_DK1 | 7055 | 9.9276e-05 |  |  |  |  | c_DK1_Central | 7055 | 6.1658e-05
|  |  |  | c_DK1 | 7056 | 9.2563e-05 |  |  |  |  | c_DK1_Central | 7056 | 4.7826e-05
|  |  |  | c_DK1 | 7057 | 8.8282e-05 |  |  |  |  | c_DK1_Central | 7057 | 5.2159e-05
|  |  |  | c_DK1 | 7058 | 8.8185e-05 |  |  |  |  | c_DK1_Central | 7058 | 5.2659e-05
|  |  |  | c_DK1 | 7059 | 8.9595e-05 |  |  |  |  | c_DK1_Central | 7059 | 5.7825e-05
|  |  |  | c_DK1 | 7060 | 9.339e-05 |  |  |  |  | c_DK1_Central | 7060 | 8.2988e-05
|  |  |  | c_DK1 | 7061 | 0.00010156 |  |  |  |  | c_DK1_Central | 7061 | 0.00013415
|  |  |  | c_DK1 | 7062 | 0.0001164 |  |  |  |  | c_DK1_Central | 7062 | 0.00016198
|  |  |  | c_DK1 | 7063 | 0.00013596 |  |  |  |  | c_DK1_Central | 7063 | 0.00015898
|  |  |  | c_DK1 | 7064 | 0.00014141 |  |  |  |  | c_DK1_Central | 7064 | 0.00013615
|  |  |  | c_DK1 | 7065 | 0.00013941 |  |  |  |  | c_DK1_Central | 7065 | 0.00012881
|  |  |  | c_DK1 | 7066 | 0.0001399 |  |  |  |  | c_DK1_Central | 7066 | 0.00011982
|  |  |  | c_DK1 | 7067 | 0.00013961 |  |  |  |  | c_DK1_Central | 7067 | 0.00011398
|  |  |  | c_DK1 | 7068 | 0.00013639 |  |  |  |  | c_DK1_Central | 7068 | 0.00010948
|  |  |  | c_DK1 | 7069 | 0.00013722 |  |  |  |  | c_DK1_Central | 7069 | 9.9652e-05
|  |  |  | c_DK1 | 7070 | 0.00013985 |  |  |  |  | c_DK1_Central | 7070 | 9.6319e-05
|  |  |  | c_DK1 | 7071 | 0.00013552 |  |  |  |  | c_DK1_Central | 7071 | 9.332e-05
|  |  |  | c_DK1 | 7072 | 0.00013537 |  |  |  |  | c_DK1_Central | 7072 | 9.5486e-05
|  |  |  | c_DK1 | 7073 | 0.00014141 |  |  |  |  | c_DK1_Central | 7073 | 0.00010248
|  |  |  | c_DK1 | 7074 | 0.00014272 |  |  |  |  | c_DK1_Central | 7074 | 0.00010632
|  |  |  | c_DK1 | 7075 | 0.00013712 |  |  |  |  | c_DK1_Central | 7075 | 0.00011315
|  |  |  | c_DK1 | 7076 | 0.00012851 |  |  |  |  | c_DK1_Central | 7076 | 0.00011515
|  |  |  | c_DK1 | 7077 | 0.00012131 |  |  |  |  | c_DK1_Central | 7077 | 0.00010632
|  |  |  | c_DK1 | 7078 | 0.00011484 |  |  |  |  | c_DK1_Central | 7078 | 8.4321e-05
|  |  |  | c_DK1 | 7079 | 0.00010779 |  |  |  |  | c_DK1_Central | 7079 | 5.8158e-05
|  |  |  | c_DK1 | 7080 | 9.6163e-05 |  |  |  |  | c_DK1_Central | 7080 | 4.6826e-05
|  |  |  | c_DK1 | 7081 | 9.2612e-05 |  |  |  |  | c_DK1_Central | 7081 | 5.0992e-05
|  |  |  | c_DK1 | 7082 | 9.3974e-05 |  |  |  |  | c_DK1_Central | 7082 | 5.1826e-05
|  |  |  | c_DK1 | 7083 | 9.553e-05 |  |  |  |  | c_DK1_Central | 7083 | 5.6658e-05
|  |  |  | c_DK1 | 7084 | 9.6747e-05 |  |  |  |  | c_DK1_Central | 7084 | 8.2488e-05
|  |  |  | c_DK1 | 7085 | 0.00010263 |  |  |  |  | c_DK1_Central | 7085 | 0.00013431
|  |  |  | c_DK1 | 7086 | 0.00011801 |  |  |  |  | c_DK1_Central | 7086 | 0.00016298
|  |  |  | c_DK1 | 7087 | 0.00013669 |  |  |  |  | c_DK1_Central | 7087 | 0.00015998
|  |  |  | c_DK1 | 7088 | 0.00014306 |  |  |  |  | c_DK1_Central | 7088 | 0.00013631
|  |  |  | c_DK1 | 7089 | 0.00014126 |  |  |  |  | c_DK1_Central | 7089 | 0.00012848
|  |  |  | c_DK1 | 7090 | 0.00014136 |  |  |  |  | c_DK1_Central | 7090 | 0.00011965
|  |  |  | c_DK1 | 7091 | 0.00013985 |  |  |  |  | c_DK1_Central | 7091 | 0.00011332
|  |  |  | c_DK1 | 7092 | 0.00013844 |  |  |  |  | c_DK1_Central | 7092 | 0.00010865
|  |  |  | c_DK1 | 7093 | 0.00013849 |  |  |  |  | c_DK1_Central | 7093 | 9.8486e-05
|  |  |  | c_DK1 | 7094 | 0.00013771 |  |  |  |  | c_DK1_Central | 7094 | 9.4819e-05
|  |  |  | c_DK1 | 7095 | 0.00013352 |  |  |  |  | c_DK1_Central | 7095 | 9.182e-05
|  |  |  | c_DK1 | 7096 | 0.00013275 |  |  |  |  | c_DK1_Central | 7096 | 9.3653e-05
|  |  |  | c_DK1 | 7097 | 0.00014004 |  |  |  |  | c_DK1_Central | 7097 | 0.00010099
|  |  |  | c_DK1 | 7098 | 0.00013922 |  |  |  |  | c_DK1_Central | 7098 | 0.00010515
|  |  |  | c_DK1 | 7099 | 0.00013387 |  |  |  |  | c_DK1_Central | 7099 | 0.00011265
|  |  |  | c_DK1 | 7100 | 0.00012559 |  |  |  |  | c_DK1_Central | 7100 | 0.00011465
|  |  |  | c_DK1 | 7101 | 0.00011908 |  |  |  |  | c_DK1_Central | 7101 | 0.00010632
|  |  |  | c_DK1 | 7102 | 0.0001147 |  |  |  |  | c_DK1_Central | 7102 | 8.4154e-05
|  |  |  | c_DK1 | 7103 | 0.0001094 |  |  |  |  | c_DK1_Central | 7103 | 5.7325e-05
|  |  |  | c_DK1 | 7104 | 9.3876e-05 |  |  |  |  | c_DK1_Central | 7104 | 4.466e-05
|  |  |  | c_DK1 | 7105 | 9.0082e-05 |  |  |  |  | c_DK1_Central | 7105 | 4.866e-05
|  |  |  | c_DK1 | 7106 | 8.9352e-05 |  |  |  |  | c_DK1_Central | 7106 | 4.9326e-05
|  |  |  | c_DK1 | 7107 | 9.052e-05 |  |  |  |  | c_DK1_Central | 7107 | 5.3825e-05
|  |  |  | c_DK1 | 7108 | 9.3585e-05 |  |  |  |  | c_DK1_Central | 7108 | 7.8822e-05
|  |  |  | c_DK1 | 7109 | 0.00010263 |  |  |  |  | c_DK1_Central | 7109 | 0.00012915
|  |  |  | c_DK1 | 7110 | 0.00011786 |  |  |  |  | c_DK1_Central | 7110 | 0.00015681
|  |  |  | c_DK1 | 7111 | 0.00013537 |  |  |  |  | c_DK1_Central | 7111 | 0.00015364
|  |  |  | c_DK1 | 7112 | 0.00013883 |  |  |  |  | c_DK1_Central | 7112 | 0.00013065
|  |  |  | c_DK1 | 7113 | 0.00013863 |  |  |  |  | c_DK1_Central | 7113 | 0.00012348
|  |  |  | c_DK1 | 7114 | 0.00014058 |  |  |  |  | c_DK1_Central | 7114 | 0.00011465
|  |  |  | c_DK1 | 7115 | 0.00013965 |  |  |  |  | c_DK1_Central | 7115 | 0.00010882
|  |  |  | c_DK1 | 7116 | 0.00013732 |  |  |  |  | c_DK1_Central | 7116 | 0.00010432
|  |  |  | c_DK1 | 7117 | 0.00014029 |  |  |  |  | c_DK1_Central | 7117 | 9.4319e-05
|  |  |  | c_DK1 | 7118 | 0.00014024 |  |  |  |  | c_DK1_Central | 7118 | 9.082e-05
|  |  |  | c_DK1 | 7119 | 0.00013479 |  |  |  |  | c_DK1_Central | 7119 | 8.7654e-05
|  |  |  | c_DK1 | 7120 | 0.00013625 |  |  |  |  | c_DK1_Central | 7120 | 8.9487e-05
|  |  |  | c_DK1 | 7121 | 0.00014491 |  |  |  |  | c_DK1_Central | 7121 | 9.6319e-05
|  |  |  | c_DK1 | 7122 | 0.00014384 |  |  |  |  | c_DK1_Central | 7122 | 0.00010032
|  |  |  | c_DK1 | 7123 | 0.00013382 |  |  |  |  | c_DK1_Central | 7123 | 0.00010748
|  |  |  | c_DK1 | 7124 | 0.00012832 |  |  |  |  | c_DK1_Central | 7124 | 0.00010965
|  |  |  | c_DK1 | 7125 | 0.00012156 |  |  |  |  | c_DK1_Central | 7125 | 0.00010182
|  |  |  | c_DK1 | 7126 | 0.00011674 |  |  |  |  | c_DK1_Central | 7126 | 8.0655e-05
|  |  |  | c_DK1 | 7127 | 0.00011047 |  |  |  |  | c_DK1_Central | 7127 | 5.4992e-05
|  |  |  | c_DK1 | 7128 | 9.8498e-05 |  |  |  |  | c_DK1_Central | 7128 | 4.416e-05
|  |  |  | c_DK1 | 7129 | 9.592e-05 |  |  |  |  | c_DK1_Central | 7129 | 4.766e-05
|  |  |  | c_DK1 | 7130 | 9.6212e-05 |  |  |  |  | c_DK1_Central | 7130 | 4.7326e-05
|  |  |  | c_DK1 | 7131 | 9.5676e-05 |  |  |  |  | c_DK1_Central | 7131 | 5.1659e-05
|  |  |  | c_DK1 | 7132 | 9.7282e-05 |  |  |  |  | c_DK1_Central | 7132 | 7.4489e-05
|  |  |  | c_DK1 | 7133 | 0.00010531 |  |  |  |  | c_DK1_Central | 7133 | 0.00012298
|  |  |  | c_DK1 | 7134 | 0.00012044 |  |  |  |  | c_DK1_Central | 7134 | 0.00014981
|  |  |  | c_DK1 | 7135 | 0.00013751 |  |  |  |  | c_DK1_Central | 7135 | 0.00014931
|  |  |  | c_DK1 | 7136 | 0.00014277 |  |  |  |  | c_DK1_Central | 7136 | 0.00012781
|  |  |  | c_DK1 | 7137 | 0.00014068 |  |  |  |  | c_DK1_Central | 7137 | 0.00012048
|  |  |  | c_DK1 | 7138 | 0.00014145 |  |  |  |  | c_DK1_Central | 7138 | 0.00011132
|  |  |  | c_DK1 | 7139 | 0.00014272 |  |  |  |  | c_DK1_Central | 7139 | 0.00010532
|  |  |  | c_DK1 | 7140 | 0.00013727 |  |  |  |  | c_DK1_Central | 7140 | 0.00010215
|  |  |  | c_DK1 | 7141 | 0.00013474 |  |  |  |  | c_DK1_Central | 7141 | 9.232e-05
|  |  |  | c_DK1 | 7142 | 0.00012963 |  |  |  |  | c_DK1_Central | 7142 | 8.8154e-05
|  |  |  | c_DK1 | 7143 | 0.00012438 |  |  |  |  | c_DK1_Central | 7143 | 8.4821e-05
|  |  |  | c_DK1 | 7144 | 0.00012316 |  |  |  |  | c_DK1_Central | 7144 | 8.6654e-05
|  |  |  | c_DK1 | 7145 | 0.00012793 |  |  |  |  | c_DK1_Central | 7145 | 9.4153e-05
|  |  |  | c_DK1 | 7146 | 0.00013095 |  |  |  |  | c_DK1_Central | 7146 | 9.8319e-05
|  |  |  | c_DK1 | 7147 | 0.00012555 |  |  |  |  | c_DK1_Central | 7147 | 0.00010615
|  |  |  | c_DK1 | 7148 | 0.00011815 |  |  |  |  | c_DK1_Central | 7148 | 0.00010765
|  |  |  | c_DK1 | 7149 | 0.00010837 |  |  |  |  | c_DK1_Central | 7149 | 0.00010049
|  |  |  | c_DK1 | 7150 | 0.00010297 |  |  |  |  | c_DK1_Central | 7150 | 7.8988e-05
|  |  |  | c_DK1 | 7151 | 9.8012e-05 |  |  |  |  | c_DK1_Central | 7151 | 5.3492e-05
|  |  |  | c_DK1 | 7152 | 9.4412e-05 |  |  |  |  | c_DK1_Central | 7152 | 4.4993e-05
|  |  |  | c_DK1 | 7153 | 9.0909e-05 |  |  |  |  | c_DK1_Central | 7153 | 4.516e-05
|  |  |  | c_DK1 | 7154 | 8.8574e-05 |  |  |  |  | c_DK1_Central | 7154 | 4.266e-05
|  |  |  | c_DK1 | 7155 | 8.7212e-05 |  |  |  |  | c_DK1_Central | 7155 | 4.8326e-05
|  |  |  | c_DK1 | 7156 | 8.872e-05 |  |  |  |  | c_DK1_Central | 7156 | 6.999e-05
|  |  |  | c_DK1 | 7157 | 9.0228e-05 |  |  |  |  | c_DK1_Central | 7157 | 0.00011032
|  |  |  | c_DK1 | 7158 | 9.6649e-05 |  |  |  |  | c_DK1_Central | 7158 | 0.00013981
|  |  |  | c_DK1 | 7159 | 0.00010487 |  |  |  |  | c_DK1_Central | 7159 | 0.00013915
|  |  |  | c_DK1 | 7160 | 0.00011163 |  |  |  |  | c_DK1_Central | 7160 | 0.00011815
|  |  |  | c_DK1 | 7161 | 0.00011115 |  |  |  |  | c_DK1_Central | 7161 | 0.00011032
|  |  |  | c_DK1 | 7162 | 0.00011426 |  |  |  |  | c_DK1_Central | 7162 | 0.00010615
|  |  |  | c_DK1 | 7163 | 0.00011368 |  |  |  |  | c_DK1_Central | 7163 | 9.7152e-05
|  |  |  | c_DK1 | 7164 | 0.00011212 |  |  |  |  | c_DK1_Central | 7164 | 9.3986e-05
|  |  |  | c_DK1 | 7165 | 0.00011236 |  |  |  |  | c_DK1_Central | 7165 | 8.3821e-05
|  |  |  | c_DK1 | 7166 | 0.00010974 |  |  |  |  | c_DK1_Central | 7166 | 8.6821e-05
|  |  |  | c_DK1 | 7167 | 0.00010716 |  |  |  |  | c_DK1_Central | 7167 | 8.2655e-05
|  |  |  | c_DK1 | 7168 | 0.00011095 |  |  |  |  | c_DK1_Central | 7168 | 8.3988e-05
|  |  |  | c_DK1 | 7169 | 0.0001201 |  |  |  |  | c_DK1_Central | 7169 | 8.732e-05
|  |  |  | c_DK1 | 7170 | 0.00012341 |  |  |  |  | c_DK1_Central | 7170 | 9.1986e-05
|  |  |  | c_DK1 | 7171 | 0.0001112 |  |  |  |  | c_DK1_Central | 7171 | 9.6819e-05
|  |  |  | c_DK1 | 7172 | 0.00010395 |  |  |  |  | c_DK1_Central | 7172 | 9.8319e-05
|  |  |  | c_DK1 | 7173 | 9.8644e-05 |  |  |  |  | c_DK1_Central | 7173 | 9.3486e-05
|  |  |  | c_DK1 | 7174 | 9.2514e-05 |  |  |  |  | c_DK1_Central | 7174 | 7.3656e-05
|  |  |  | c_DK1 | 7175 | 8.7309e-05 |  |  |  |  | c_DK1_Central | 7175 | 5.0326e-05
|  |  |  | c_DK1 | 7176 | 8.5168e-05 |  |  |  |  | c_DK1_Central | 7176 | 4.9159e-05
|  |  |  | c_DK1 | 7177 | 8.1082e-05 |  |  |  |  | c_DK1_Central | 7177 | 5.4825e-05
|  |  |  | c_DK1 | 7178 | 7.8893e-05 |  |  |  |  | c_DK1_Central | 7178 | 5.5658e-05
|  |  |  | c_DK1 | 7179 | 7.9866e-05 |  |  |  |  | c_DK1_Central | 7179 | 6.1491e-05
|  |  |  | c_DK1 | 7180 | 8.2833e-05 |  |  |  |  | c_DK1_Central | 7180 | 6.7323e-05
|  |  |  | c_DK1 | 7181 | 8.4001e-05 |  |  |  |  | c_DK1_Central | 7181 | 9.4986e-05
|  |  |  | c_DK1 | 7182 | 8.7309e-05 |  |  |  |  | c_DK1_Central | 7182 | 0.00013915
|  |  |  | c_DK1 | 7183 | 9.7768e-05 |  |  |  |  | c_DK1_Central | 7183 | 0.00014548
|  |  |  | c_DK1 | 7184 | 0.00010599 |  |  |  |  | c_DK1_Central | 7184 | 0.00014715
|  |  |  | c_DK1 | 7185 | 0.00011251 |  |  |  |  | c_DK1_Central | 7185 | 0.00012365
|  |  |  | c_DK1 | 7186 | 0.00011319 |  |  |  |  | c_DK1_Central | 7186 | 0.00011565
|  |  |  | c_DK1 | 7187 | 0.00011509 |  |  |  |  | c_DK1_Central | 7187 | 0.00010965
|  |  |  | c_DK1 | 7188 | 0.00011523 |  |  |  |  | c_DK1_Central | 7188 | 0.00010432
|  |  |  | c_DK1 | 7189 | 0.00011192 |  |  |  |  | c_DK1_Central | 7189 | 0.00010165
|  |  |  | c_DK1 | 7190 | 0.00011095 |  |  |  |  | c_DK1_Central | 7190 | 9.332e-05
|  |  |  | c_DK1 | 7191 | 0.00011197 |  |  |  |  | c_DK1_Central | 7191 | 9.1986e-05
|  |  |  | c_DK1 | 7192 | 0.00011115 |  |  |  |  | c_DK1_Central | 7192 | 8.932e-05
|  |  |  | c_DK1 | 7193 | 0.00011752 |  |  |  |  | c_DK1_Central | 7193 | 9.332e-05
|  |  |  | c_DK1 | 7194 | 0.00013508 |  |  |  |  | c_DK1_Central | 7194 | 0.00010015
|  |  |  | c_DK1 | 7195 | 0.00013207 |  |  |  |  | c_DK1_Central | 7195 | 0.00010515
|  |  |  | c_DK1 | 7196 | 0.00012165 |  |  |  |  | c_DK1_Central | 7196 | 0.00011098
|  |  |  | c_DK1 | 7197 | 0.00011129 |  |  |  |  | c_DK1_Central | 7197 | 0.00011282
|  |  |  | c_DK1 | 7198 | 0.00010565 |  |  |  |  | c_DK1_Central | 7198 | 0.00010682
|  |  |  | c_DK1 | 7199 | 0.00010317 |  |  |  |  | c_DK1_Central | 7199 | 8.4654e-05
|  |  |  | c_DK1 | 7200 | 0.00010005 |  |  |  |  | c_DK1_Central | 7200 | 6.0158e-05
|  |  |  | c_DK1 | 7201 | 9.3876e-05 |  |  |  |  | c_DK1_Central | 7201 | 5.8825e-05
|  |  |  | c_DK1 | 7202 | 9.086e-05 |  |  |  |  | c_DK1_Central | 7202 | 6.4491e-05
|  |  |  | c_DK1 | 7203 | 9.2952e-05 |  |  |  |  | c_DK1_Central | 7203 | 6.499e-05
|  |  |  | c_DK1 | 7204 | 9.4752e-05 |  |  |  |  | c_DK1_Central | 7204 | 7.1489e-05
|  |  |  | c_DK1 | 7205 | 9.7476e-05 |  |  |  |  | c_DK1_Central | 7205 | 9.7152e-05
|  |  |  | c_DK1 | 7206 | 0.00010424 |  |  |  |  | c_DK1_Central | 7206 | 0.00014964
|  |  |  | c_DK1 | 7207 | 0.00012516 |  |  |  |  | c_DK1_Central | 7207 | 0.00017564
|  |  |  | c_DK1 | 7208 | 0.00013708 |  |  |  |  | c_DK1_Central | 7208 | 0.00017331
|  |  |  | c_DK1 | 7209 | 0.00014121 |  |  |  |  | c_DK1_Central | 7209 | 0.00015081
|  |  |  | c_DK1 | 7210 | 0.00013995 |  |  |  |  | c_DK1_Central | 7210 | 0.00014281
|  |  |  | c_DK1 | 7211 | 0.00014175 |  |  |  |  | c_DK1_Central | 7211 | 0.00013431
|  |  |  | c_DK1 | 7212 | 0.00014481 |  |  |  |  | c_DK1_Central | 7212 | 0.00012798
|  |  |  | c_DK1 | 7213 | 0.00014462 |  |  |  |  | c_DK1_Central | 7213 | 0.00012448
|  |  |  | c_DK1 | 7214 | 0.00014539 |  |  |  |  | c_DK1_Central | 7214 | 0.00011482
|  |  |  | c_DK1 | 7215 | 0.00014223 |  |  |  |  | c_DK1_Central | 7215 | 0.00011332
|  |  |  | c_DK1 | 7216 | 0.00013625 |  |  |  |  | c_DK1_Central | 7216 | 0.00011148
|  |  |  | c_DK1 | 7217 | 0.00013547 |  |  |  |  | c_DK1_Central | 7217 | 0.00011582
|  |  |  | c_DK1 | 7218 | 0.00014788 |  |  |  |  | c_DK1_Central | 7218 | 0.00012332
|  |  |  | c_DK1 | 7219 | 0.00014223 |  |  |  |  | c_DK1_Central | 7219 | 0.00012681
|  |  |  | c_DK1 | 7220 | 0.00013377 |  |  |  |  | c_DK1_Central | 7220 | 0.00013165
|  |  |  | c_DK1 | 7221 | 0.00012496 |  |  |  |  | c_DK1_Central | 7221 | 0.00013331
|  |  |  | c_DK1 | 7222 | 0.0001182 |  |  |  |  | c_DK1_Central | 7222 | 0.00012148
|  |  |  | c_DK1 | 7223 | 0.00011183 |  |  |  |  | c_DK1_Central | 7223 | 9.7319e-05
|  |  |  | c_DK1 | 7224 | 0.00010365 |  |  |  |  | c_DK1_Central | 7224 | 7.0823e-05
|  |  |  | c_DK1 | 7225 | 9.6309e-05 |  |  |  |  | c_DK1_Central | 7225 | 7.1489e-05
|  |  |  | c_DK1 | 7226 | 9.446e-05 |  |  |  |  | c_DK1_Central | 7226 | 7.7822e-05
|  |  |  | c_DK1 | 7227 | 9.4509e-05 |  |  |  |  | c_DK1_Central | 7227 | 7.8155e-05
|  |  |  | c_DK1 | 7228 | 9.5385e-05 |  |  |  |  | c_DK1_Central | 7228 | 8.5654e-05
|  |  |  | c_DK1 | 7229 | 9.7525e-05 |  |  |  |  | c_DK1_Central | 7229 | 0.00011432
|  |  |  | c_DK1 | 7230 | 0.0001056 |  |  |  |  | c_DK1_Central | 7230 | 0.00017147
|  |  |  | c_DK1 | 7231 | 0.00012414 |  |  |  |  | c_DK1_Central | 7231 | 0.00020097
|  |  |  | c_DK1 | 7232 | 0.00014136 |  |  |  |  | c_DK1_Central | 7232 | 0.0001983
|  |  |  | c_DK1 | 7233 | 0.00014466 |  |  |  |  | c_DK1_Central | 7233 | 0.00017864
|  |  |  | c_DK1 | 7234 | 0.00014306 |  |  |  |  | c_DK1_Central | 7234 | 0.00016864
|  |  |  | c_DK1 | 7235 | 0.0001433 |  |  |  |  | c_DK1_Central | 7235 | 0.00015848
|  |  |  | c_DK1 | 7236 | 0.00014179 |  |  |  |  | c_DK1_Central | 7236 | 0.00015198
|  |  |  | c_DK1 | 7237 | 0.00013805 |  |  |  |  | c_DK1_Central | 7237 | 0.00014731
|  |  |  | c_DK1 | 7238 | 0.00013795 |  |  |  |  | c_DK1_Central | 7238 | 0.00013765
|  |  |  | c_DK1 | 7239 | 0.00013489 |  |  |  |  | c_DK1_Central | 7239 | 0.00013648
|  |  |  | c_DK1 | 7240 | 0.0001308 |  |  |  |  | c_DK1_Central | 7240 | 0.00013431
|  |  |  | c_DK1 | 7241 | 0.00013333 |  |  |  |  | c_DK1_Central | 7241 | 0.00013848
|  |  |  | c_DK1 | 7242 | 0.00014685 |  |  |  |  | c_DK1_Central | 7242 | 0.00014715
|  |  |  | c_DK1 | 7243 | 0.00014496 |  |  |  |  | c_DK1_Central | 7243 | 0.00014948
|  |  |  | c_DK1 | 7244 | 0.00013815 |  |  |  |  | c_DK1_Central | 7244 | 0.00015364
|  |  |  | c_DK1 | 7245 | 0.00013012 |  |  |  |  | c_DK1_Central | 7245 | 0.00015414
|  |  |  | c_DK1 | 7246 | 0.00012414 |  |  |  |  | c_DK1_Central | 7246 | 0.00013998
|  |  |  | c_DK1 | 7247 | 0.00011635 |  |  |  |  | c_DK1_Central | 7247 | 0.00011165
|  |  |  | c_DK1 | 7248 | 0.0001094 |  |  |  |  | c_DK1_Central | 7248 | 8.3488e-05
|  |  |  | c_DK1 | 7249 | 0.00010054 |  |  |  |  | c_DK1_Central | 7249 | 8.0155e-05
|  |  |  | c_DK1 | 7250 | 9.7039e-05 |  |  |  |  | c_DK1_Central | 7250 | 8.6487e-05
|  |  |  | c_DK1 | 7251 | 9.6066e-05 |  |  |  |  | c_DK1_Central | 7251 | 8.7487e-05
|  |  |  | c_DK1 | 7252 | 9.7914e-05 |  |  |  |  | c_DK1_Central | 7252 | 9.4653e-05
|  |  |  | c_DK1 | 7253 | 0.0001019 |  |  |  |  | c_DK1_Central | 7253 | 0.00012248
|  |  |  | c_DK1 | 7254 | 0.00010998 |  |  |  |  | c_DK1_Central | 7254 | 0.00018231
|  |  |  | c_DK1 | 7255 | 0.00012764 |  |  |  |  | c_DK1_Central | 7255 | 0.00021297
|  |  |  | c_DK1 | 7256 | 0.00014452 |  |  |  |  | c_DK1_Central | 7256 | 0.0002098
|  |  |  | c_DK1 | 7257 | 0.00014958 |  |  |  |  | c_DK1_Central | 7257 | 0.00019031
|  |  |  | c_DK1 | 7258 | 0.00014773 |  |  |  |  | c_DK1_Central | 7258 | 0.00018147
|  |  |  | c_DK1 | 7259 | 0.0001487 |  |  |  |  | c_DK1_Central | 7259 | 0.00017197
|  |  |  | c_DK1 | 7260 | 0.00014763 |  |  |  |  | c_DK1_Central | 7260 | 0.00016481
|  |  |  | c_DK1 | 7261 | 0.00014413 |  |  |  |  | c_DK1_Central | 7261 | 0.00016014
|  |  |  | c_DK1 | 7262 | 0.00014413 |  |  |  |  | c_DK1_Central | 7262 | 0.00015081
|  |  |  | c_DK1 | 7263 | 0.00014068 |  |  |  |  | c_DK1_Central | 7263 | 0.00014931
|  |  |  | c_DK1 | 7264 | 0.00013683 |  |  |  |  | c_DK1_Central | 7264 | 0.00014731
|  |  |  | c_DK1 | 7265 | 0.0001397 |  |  |  |  | c_DK1_Central | 7265 | 0.00015198
|  |  |  | c_DK1 | 7266 | 0.00015474 |  |  |  |  | c_DK1_Central | 7266 | 0.00015998
|  |  |  | c_DK1 | 7267 | 0.00014797 |  |  |  |  | c_DK1_Central | 7267 | 0.00016164
|  |  |  | c_DK1 | 7268 | 0.00013985 |  |  |  |  | c_DK1_Central | 7268 | 0.00016464
|  |  |  | c_DK1 | 7269 | 0.00013294 |  |  |  |  | c_DK1_Central | 7269 | 0.00016448
|  |  |  | c_DK1 | 7270 | 0.00012657 |  |  |  |  | c_DK1_Central | 7270 | 0.00014964
|  |  |  | c_DK1 | 7271 | 0.00011737 |  |  |  |  | c_DK1_Central | 7271 | 0.00012082
|  |  |  | c_DK1 | 7272 | 0.00011012 |  |  |  |  | c_DK1_Central | 7272 | 9.1653e-05
|  |  |  | c_DK1 | 7273 | 0.00010137 |  |  |  |  | c_DK1_Central | 7273 | 7.7155e-05
|  |  |  | c_DK1 | 7274 | 9.7087e-05 |  |  |  |  | c_DK1_Central | 7274 | 8.3488e-05
|  |  |  | c_DK1 | 7275 | 9.6601e-05 |  |  |  |  | c_DK1_Central | 7275 | 8.4321e-05
|  |  |  | c_DK1 | 7276 | 9.7866e-05 |  |  |  |  | c_DK1_Central | 7276 | 9.182e-05
|  |  |  | c_DK1 | 7277 | 0.00010147 |  |  |  |  | c_DK1_Central | 7277 | 0.00011998
|  |  |  | c_DK1 | 7278 | 0.00010774 |  |  |  |  | c_DK1_Central | 7278 | 0.00017931
|  |  |  | c_DK1 | 7279 | 0.00012511 |  |  |  |  | c_DK1_Central | 7279 | 0.00020947
|  |  |  | c_DK1 | 7280 | 0.00014106 |  |  |  |  | c_DK1_Central | 7280 | 0.0002068
|  |  |  | c_DK1 | 7281 | 0.00014564 |  |  |  |  | c_DK1_Central | 7281 | 0.00018697
|  |  |  | c_DK1 | 7282 | 0.0001451 |  |  |  |  | c_DK1_Central | 7282 | 0.00017764
|  |  |  | c_DK1 | 7283 | 0.00014608 |  |  |  |  | c_DK1_Central | 7283 | 0.00016764
|  |  |  | c_DK1 | 7284 | 0.00014471 |  |  |  |  | c_DK1_Central | 7284 | 0.00016081
|  |  |  | c_DK1 | 7285 | 0.00014136 |  |  |  |  | c_DK1_Central | 7285 | 0.00015598
|  |  |  | c_DK1 | 7286 | 0.00014141 |  |  |  |  | c_DK1_Central | 7286 | 0.00014631
|  |  |  | c_DK1 | 7287 | 0.00013742 |  |  |  |  | c_DK1_Central | 7287 | 0.00014515
|  |  |  | c_DK1 | 7288 | 0.00013314 |  |  |  |  | c_DK1_Central | 7288 | 0.00014315
|  |  |  | c_DK1 | 7289 | 0.00013532 |  |  |  |  | c_DK1_Central | 7289 | 0.00014764
|  |  |  | c_DK1 | 7290 | 0.00014987 |  |  |  |  | c_DK1_Central | 7290 | 0.00015581
|  |  |  | c_DK1 | 7291 | 0.00014345 |  |  |  |  | c_DK1_Central | 7291 | 0.00015781
|  |  |  | c_DK1 | 7292 | 0.00013576 |  |  |  |  | c_DK1_Central | 7292 | 0.00016148
|  |  |  | c_DK1 | 7293 | 0.00012876 |  |  |  |  | c_DK1_Central | 7293 | 0.00016131
|  |  |  | c_DK1 | 7294 | 0.00012127 |  |  |  |  | c_DK1_Central | 7294 | 0.00014681
|  |  |  | c_DK1 | 7295 | 0.00011358 |  |  |  |  | c_DK1_Central | 7295 | 0.00011765
|  |  |  | c_DK1 | 7296 | 0.00010672 |  |  |  |  | c_DK1_Central | 7296 | 8.8987e-05
|  |  |  | c_DK1 | 7297 | 9.8401e-05 |  |  |  |  | c_DK1_Central | 7297 | 7.9322e-05
|  |  |  | c_DK1 | 7298 | 9.6601e-05 |  |  |  |  | c_DK1_Central | 7298 | 8.4987e-05
|  |  |  | c_DK1 | 7299 | 9.733e-05 |  |  |  |  | c_DK1_Central | 7299 | 8.5654e-05
|  |  |  | c_DK1 | 7300 | 9.8498e-05 |  |  |  |  | c_DK1_Central | 7300 | 9.1986e-05
|  |  |  | c_DK1 | 7301 | 0.00010088 |  |  |  |  | c_DK1_Central | 7301 | 0.00011882
|  |  |  | c_DK1 | 7302 | 0.00010828 |  |  |  |  | c_DK1_Central | 7302 | 0.00017814
|  |  |  | c_DK1 | 7303 | 0.00012496 |  |  |  |  | c_DK1_Central | 7303 | 0.00020997
|  |  |  | c_DK1 | 7304 | 0.00014306 |  |  |  |  | c_DK1_Central | 7304 | 0.00020914
|  |  |  | c_DK1 | 7305 | 0.00014948 |  |  |  |  | c_DK1_Central | 7305 | 0.00019014
|  |  |  | c_DK1 | 7306 | 0.00014968 |  |  |  |  | c_DK1_Central | 7306 | 0.00018081
|  |  |  | c_DK1 | 7307 | 0.00014948 |  |  |  |  | c_DK1_Central | 7307 | 0.00017047
|  |  |  | c_DK1 | 7308 | 0.00014578 |  |  |  |  | c_DK1_Central | 7308 | 0.00016348
|  |  |  | c_DK1 | 7309 | 0.00013902 |  |  |  |  | c_DK1_Central | 7309 | 0.00015848
|  |  |  | c_DK1 | 7310 | 0.00013523 |  |  |  |  | c_DK1_Central | 7310 | 0.00014948
|  |  |  | c_DK1 | 7311 | 0.00013007 |  |  |  |  | c_DK1_Central | 7311 | 0.00014731
|  |  |  | c_DK1 | 7312 | 0.00012832 |  |  |  |  | c_DK1_Central | 7312 | 0.00014548
|  |  |  | c_DK1 | 7313 | 0.00013328 |  |  |  |  | c_DK1_Central | 7313 | 0.00014981
|  |  |  | c_DK1 | 7314 | 0.00014476 |  |  |  |  | c_DK1_Central | 7314 | 0.00015848
|  |  |  | c_DK1 | 7315 | 0.00013844 |  |  |  |  | c_DK1_Central | 7315 | 0.00016131
|  |  |  | c_DK1 | 7316 | 0.00012832 |  |  |  |  | c_DK1_Central | 7316 | 0.00016498
|  |  |  | c_DK1 | 7317 | 0.0001202 |  |  |  |  | c_DK1_Central | 7317 | 0.00016414
|  |  |  | c_DK1 | 7318 | 0.00011455 |  |  |  |  | c_DK1_Central | 7318 | 0.00015031
|  |  |  | c_DK1 | 7319 | 0.00010507 |  |  |  |  | c_DK1_Central | 7319 | 0.00012015
|  |  |  | c_DK1 | 7320 | 9.7866e-05 |  |  |  |  | c_DK1_Central | 7320 | 9.082e-05
|  |  |  | c_DK1 | 7321 | 9.1152e-05 |  |  |  |  | c_DK1_Central | 7321 | 7.0823e-05
|  |  |  | c_DK1 | 7322 | 8.7114e-05 |  |  |  |  | c_DK1_Central | 7322 | 7.4489e-05
|  |  |  | c_DK1 | 7323 | 8.619e-05 |  |  |  |  | c_DK1_Central | 7323 | 7.1156e-05
|  |  |  | c_DK1 | 7324 | 8.7941e-05 |  |  |  |  | c_DK1_Central | 7324 | 8.0488e-05
|  |  |  | c_DK1 | 7325 | 8.7163e-05 |  |  |  |  | c_DK1_Central | 7325 | 0.00010782
|  |  |  | c_DK1 | 7326 | 9.1104e-05 |  |  |  |  | c_DK1_Central | 7326 | 0.00015814
|  |  |  | c_DK1 | 7327 | 9.8547e-05 |  |  |  |  | c_DK1_Central | 7327 | 0.00019214
|  |  |  | c_DK1 | 7328 | 0.00010725 |  |  |  |  | c_DK1_Central | 7328 | 0.00018964
|  |  |  | c_DK1 | 7329 | 0.00011494 |  |  |  |  | c_DK1_Central | 7329 | 0.00016898
|  |  |  | c_DK1 | 7330 | 0.00012005 |  |  |  |  | c_DK1_Central | 7330 | 0.00015848
|  |  |  | c_DK1 | 7331 | 0.00012122 |  |  |  |  | c_DK1_Central | 7331 | 0.00015131
|  |  |  | c_DK1 | 7332 | 0.0001217 |  |  |  |  | c_DK1_Central | 7332 | 0.00014248
|  |  |  | c_DK1 | 7333 | 0.00012127 |  |  |  |  | c_DK1_Central | 7333 | 0.00013831
|  |  |  | c_DK1 | 7334 | 0.0001201 |  |  |  |  | c_DK1_Central | 7334 | 0.00012631
|  |  |  | c_DK1 | 7335 | 0.00011922 |  |  |  |  | c_DK1_Central | 7335 | 0.00013031
|  |  |  | c_DK1 | 7336 | 0.00012068 |  |  |  |  | c_DK1_Central | 7336 | 0.00012848
|  |  |  | c_DK1 | 7337 | 0.00012691 |  |  |  |  | c_DK1_Central | 7337 | 0.00013298
|  |  |  | c_DK1 | 7338 | 0.00013956 |  |  |  |  | c_DK1_Central | 7338 | 0.00013915
|  |  |  | c_DK1 | 7339 | 0.00013231 |  |  |  |  | c_DK1_Central | 7339 | 0.00014381
|  |  |  | c_DK1 | 7340 | 0.00011995 |  |  |  |  | c_DK1_Central | 7340 | 0.00014548
|  |  |  | c_DK1 | 7341 | 0.00011173 |  |  |  |  | c_DK1_Central | 7341 | 0.00014615
|  |  |  | c_DK1 | 7342 | 0.00010516 |  |  |  |  | c_DK1_Central | 7342 | 0.00013515
|  |  |  | c_DK1 | 7343 | 9.8741e-05 |  |  |  |  | c_DK1_Central | 7343 | 0.00010848
|  |  |  | c_DK1 | 7344 | 9.2806e-05 |  |  |  |  | c_DK1_Central | 7344 | 7.9488e-05
|  |  |  | c_DK1 | 7345 | 8.9352e-05 |  |  |  |  | c_DK1_Central | 7345 | 6.3657e-05
|  |  |  | c_DK1 | 7346 | 8.5801e-05 |  |  |  |  | c_DK1_Central | 7346 | 7.2323e-05
|  |  |  | c_DK1 | 7347 | 8.5704e-05 |  |  |  |  | c_DK1_Central | 7347 | 7.0823e-05
|  |  |  | c_DK1 | 7348 | 8.3709e-05 |  |  |  |  | c_DK1_Central | 7348 | 8.2988e-05
|  |  |  | c_DK1 | 7349 | 8.3806e-05 |  |  |  |  | c_DK1_Central | 7349 | 0.00011148
|  |  |  | c_DK1 | 7350 | 8.6968e-05 |  |  |  |  | c_DK1_Central | 7350 | 0.00015948
|  |  |  | c_DK1 | 7351 | 9.266e-05 |  |  |  |  | c_DK1_Central | 7351 | 0.00016648
|  |  |  | c_DK1 | 7352 | 9.9812e-05 |  |  |  |  | c_DK1_Central | 7352 | 0.00016548
|  |  |  | c_DK1 | 7353 | 0.00010725 |  |  |  |  | c_DK1_Central | 7353 | 0.00014381
|  |  |  | c_DK1 | 7354 | 0.00011066 |  |  |  |  | c_DK1_Central | 7354 | 0.00013665
|  |  |  | c_DK1 | 7355 | 0.00011285 |  |  |  |  | c_DK1_Central | 7355 | 0.00012915
|  |  |  | c_DK1 | 7356 | 0.00011246 |  |  |  |  | c_DK1_Central | 7356 | 0.00012432
|  |  |  | c_DK1 | 7357 | 0.000111 |  |  |  |  | c_DK1_Central | 7357 | 0.00012148
|  |  |  | c_DK1 | 7358 | 0.00010974 |  |  |  |  | c_DK1_Central | 7358 | 0.00011365
|  |  |  | c_DK1 | 7359 | 0.00010857 |  |  |  |  | c_DK1_Central | 7359 | 0.00011382
|  |  |  | c_DK1 | 7360 | 0.00010818 |  |  |  |  | c_DK1_Central | 7360 | 0.00011148
|  |  |  | c_DK1 | 7361 | 0.00011504 |  |  |  |  | c_DK1_Central | 7361 | 0.00011782
|  |  |  | c_DK1 | 7362 | 0.0001309 |  |  |  |  | c_DK1_Central | 7362 | 0.00012648
|  |  |  | c_DK1 | 7363 | 0.0001272 |  |  |  |  | c_DK1_Central | 7363 | 0.00013015
|  |  |  | c_DK1 | 7364 | 0.00011786 |  |  |  |  | c_DK1_Central | 7364 | 0.00013398
|  |  |  | c_DK1 | 7365 | 0.00011008 |  |  |  |  | c_DK1_Central | 7365 | 0.00013565
|  |  |  | c_DK1 | 7366 | 0.00010443 |  |  |  |  | c_DK1_Central | 7366 | 0.00012615
|  |  |  | c_DK1 | 7367 | 9.879e-05 |  |  |  |  | c_DK1_Central | 7367 | 0.00010165
|  |  |  | c_DK1 | 7368 | 9.3779e-05 |  |  |  |  | c_DK1_Central | 7368 | 7.5656e-05
|  |  |  | c_DK1 | 7369 | 8.9693e-05 |  |  |  |  | c_DK1_Central | 7369 | 6.2158e-05
|  |  |  | c_DK1 | 7370 | 8.9012e-05 |  |  |  |  | c_DK1_Central | 7370 | 6.8323e-05
|  |  |  | c_DK1 | 7371 | 9.0422e-05 |  |  |  |  | c_DK1_Central | 7371 | 6.8657e-05
|  |  |  | c_DK1 | 7372 | 9.1979e-05 |  |  |  |  | c_DK1_Central | 7372 | 7.5156e-05
|  |  |  | c_DK1 | 7373 | 9.4412e-05 |  |  |  |  | c_DK1_Central | 7373 | 0.00010132
|  |  |  | c_DK1 | 7374 | 0.00010477 |  |  |  |  | c_DK1_Central | 7374 | 0.00015398
|  |  |  | c_DK1 | 7375 | 0.00012467 |  |  |  |  | c_DK1_Central | 7375 | 0.00017997
|  |  |  | c_DK1 | 7376 | 0.00014413 |  |  |  |  | c_DK1_Central | 7376 | 0.00017781
|  |  |  | c_DK1 | 7377 | 0.00014763 |  |  |  |  | c_DK1_Central | 7377 | 0.00015598
|  |  |  | c_DK1 | 7378 | 0.00014904 |  |  |  |  | c_DK1_Central | 7378 | 0.00014781
|  |  |  | c_DK1 | 7379 | 0.00015396 |  |  |  |  | c_DK1_Central | 7379 | 0.00013931
|  |  |  | c_DK1 | 7380 | 0.00015371 |  |  |  |  | c_DK1_Central | 7380 | 0.00013281
|  |  |  | c_DK1 | 7381 | 0.00015031 |  |  |  |  | c_DK1_Central | 7381 | 0.00012948
|  |  |  | c_DK1 | 7382 | 0.00015269 |  |  |  |  | c_DK1_Central | 7382 | 0.00011982
|  |  |  | c_DK1 | 7383 | 0.00015089 |  |  |  |  | c_DK1_Central | 7383 | 0.00011898
|  |  |  | c_DK1 | 7384 | 0.00014797 |  |  |  |  | c_DK1_Central | 7384 | 0.00011715
|  |  |  | c_DK1 | 7385 | 0.00015259 |  |  |  |  | c_DK1_Central | 7385 | 0.00012198
|  |  |  | c_DK1 | 7386 | 0.00016456 |  |  |  |  | c_DK1_Central | 7386 | 0.00012981
|  |  |  | c_DK1 | 7387 | 0.00015619 |  |  |  |  | c_DK1_Central | 7387 | 0.00013298
|  |  |  | c_DK1 | 7388 | 0.00014554 |  |  |  |  | c_DK1_Central | 7388 | 0.00013731
|  |  |  | c_DK1 | 7389 | 0.00013586 |  |  |  |  | c_DK1_Central | 7389 | 0.00013865
|  |  |  | c_DK1 | 7390 | 0.00012618 |  |  |  |  | c_DK1_Central | 7390 | 0.00012581
|  |  |  | c_DK1 | 7391 | 0.00011752 |  |  |  |  | c_DK1_Central | 7391 | 0.00010082
|  |  |  | c_DK1 | 7392 | 0.00010978 |  |  |  |  | c_DK1_Central | 7392 | 7.3989e-05
|  |  |  | c_DK1 | 7393 | 0.0001039 |  |  |  |  | c_DK1_Central | 7393 | 6.999e-05
|  |  |  | c_DK1 | 7394 | 0.00010064 |  |  |  |  | c_DK1_Central | 7394 | 7.6489e-05
|  |  |  | c_DK1 | 7395 | 0.00010074 |  |  |  |  | c_DK1_Central | 7395 | 7.6822e-05
|  |  |  | c_DK1 | 7396 | 0.00010064 |  |  |  |  | c_DK1_Central | 7396 | 8.4154e-05
|  |  |  | c_DK1 | 7397 | 0.00010375 |  |  |  |  | c_DK1_Central | 7397 | 0.00011315
|  |  |  | c_DK1 | 7398 | 0.00011105 |  |  |  |  | c_DK1_Central | 7398 | 0.00016981
|  |  |  | c_DK1 | 7399 | 0.00012871 |  |  |  |  | c_DK1_Central | 7399 | 0.00019914
|  |  |  | c_DK1 | 7400 | 0.00014403 |  |  |  |  | c_DK1_Central | 7400 | 0.00019664
|  |  |  | c_DK1 | 7401 | 0.00015055 |  |  |  |  | c_DK1_Central | 7401 | 0.00017697
|  |  |  | c_DK1 | 7402 | 0.0001507 |  |  |  |  | c_DK1_Central | 7402 | 0.00016664
|  |  |  | c_DK1 | 7403 | 0.00015342 |  |  |  |  | c_DK1_Central | 7403 | 0.00015648
|  |  |  | c_DK1 | 7404 | 0.00015138 |  |  |  |  | c_DK1_Central | 7404 | 0.00014998
|  |  |  | c_DK1 | 7405 | 0.0001471 |  |  |  |  | c_DK1_Central | 7405 | 0.00014531
|  |  |  | c_DK1 | 7406 | 0.00014861 |  |  |  |  | c_DK1_Central | 7406 | 0.00013581
|  |  |  | c_DK1 | 7407 | 0.00014695 |  |  |  |  | c_DK1_Central | 7407 | 0.00013431
|  |  |  | c_DK1 | 7408 | 0.00013999 |  |  |  |  | c_DK1_Central | 7408 | 0.00013248
|  |  |  | c_DK1 | 7409 | 0.00014432 |  |  |  |  | c_DK1_Central | 7409 | 0.00013648
|  |  |  | c_DK1 | 7410 | 0.00015936 |  |  |  |  | c_DK1_Central | 7410 | 0.00014531
|  |  |  | c_DK1 | 7411 | 0.00015006 |  |  |  |  | c_DK1_Central | 7411 | 0.00014764
|  |  |  | c_DK1 | 7412 | 0.00014189 |  |  |  |  | c_DK1_Central | 7412 | 0.00015214
|  |  |  | c_DK1 | 7413 | 0.00013591 |  |  |  |  | c_DK1_Central | 7413 | 0.00015248
|  |  |  | c_DK1 | 7414 | 0.00012774 |  |  |  |  | c_DK1_Central | 7414 | 0.00013848
|  |  |  | c_DK1 | 7415 | 0.00011718 |  |  |  |  | c_DK1_Central | 7415 | 0.00011015
|  |  |  | c_DK1 | 7416 | 0.00010949 |  |  |  |  | c_DK1_Central | 7416 | 8.2155e-05
|  |  |  | c_DK1 | 7417 | 0.00010049 |  |  |  |  | c_DK1_Central | 7417 | 8.0322e-05
|  |  |  | c_DK1 | 7418 | 9.8206e-05 |  |  |  |  | c_DK1_Central | 7418 | 8.6654e-05
|  |  |  | c_DK1 | 7419 | 9.7768e-05 |  |  |  |  | c_DK1_Central | 7419 | 8.7654e-05
|  |  |  | c_DK1 | 7420 | 9.8303e-05 |  |  |  |  | c_DK1_Central | 7420 | 9.4986e-05
|  |  |  | c_DK1 | 7421 | 0.0001004 |  |  |  |  | c_DK1_Central | 7421 | 0.00012315
|  |  |  | c_DK1 | 7422 | 0.00010643 |  |  |  |  | c_DK1_Central | 7422 | 0.00018381
|  |  |  | c_DK1 | 7423 | 0.00012467 |  |  |  |  | c_DK1_Central | 7423 | 0.00021447
|  |  |  | c_DK1 | 7424 | 0.00014282 |  |  |  |  | c_DK1_Central | 7424 | 0.00021164
|  |  |  | c_DK1 | 7425 | 0.00014637 |  |  |  |  | c_DK1_Central | 7425 | 0.00019197
|  |  |  | c_DK1 | 7426 | 0.00014608 |  |  |  |  | c_DK1_Central | 7426 | 0.00018264
|  |  |  | c_DK1 | 7427 | 0.0001488 |  |  |  |  | c_DK1_Central | 7427 | 0.00017297
|  |  |  | c_DK1 | 7428 | 0.00014865 |  |  |  |  | c_DK1_Central | 7428 | 0.00016564
|  |  |  | c_DK1 | 7429 | 0.00014598 |  |  |  |  | c_DK1_Central | 7429 | 0.00016098
|  |  |  | c_DK1 | 7430 | 0.00014749 |  |  |  |  | c_DK1_Central | 7430 | 0.00015148
|  |  |  | c_DK1 | 7431 | 0.00014471 |  |  |  |  | c_DK1_Central | 7431 | 0.00015014
|  |  |  | c_DK1 | 7432 | 0.00013922 |  |  |  |  | c_DK1_Central | 7432 | 0.00014814
|  |  |  | c_DK1 | 7433 | 0.00014452 |  |  |  |  | c_DK1_Central | 7433 | 0.00015281
|  |  |  | c_DK1 | 7434 | 0.00015629 |  |  |  |  | c_DK1_Central | 7434 | 0.00016098
|  |  |  | c_DK1 | 7435 | 0.00014968 |  |  |  |  | c_DK1_Central | 7435 | 0.00016281
|  |  |  | c_DK1 | 7436 | 0.00014306 |  |  |  |  | c_DK1_Central | 7436 | 0.00016598
|  |  |  | c_DK1 | 7437 | 0.00013567 |  |  |  |  | c_DK1_Central | 7437 | 0.00016564
|  |  |  | c_DK1 | 7438 | 0.00012535 |  |  |  |  | c_DK1_Central | 7438 | 0.00015081
|  |  |  | c_DK1 | 7439 | 0.00011796 |  |  |  |  | c_DK1_Central | 7439 | 0.00012148
|  |  |  | c_DK1 | 7440 | 0.0001109 |  |  |  |  | c_DK1_Central | 7440 | 9.2153e-05
|  |  |  | c_DK1 | 7441 | 0.0001002 |  |  |  |  | c_DK1_Central | 7441 | 8.2655e-05
|  |  |  | c_DK1 | 7442 | 9.7525e-05 |  |  |  |  | c_DK1_Central | 7442 | 8.9154e-05
|  |  |  | c_DK1 | 7443 | 9.7476e-05 |  |  |  |  | c_DK1_Central | 7443 | 9.0153e-05
|  |  |  | c_DK1 | 7444 | 9.9228e-05 |  |  |  |  | c_DK1_Central | 7444 | 9.7319e-05
|  |  |  | c_DK1 | 7445 | 0.00010249 |  |  |  |  | c_DK1_Central | 7445 | 0.00012531
|  |  |  | c_DK1 | 7446 | 0.0001094 |  |  |  |  | c_DK1_Central | 7446 | 0.00018681
|  |  |  | c_DK1 | 7447 | 0.00012749 |  |  |  |  | c_DK1_Central | 7447 | 0.00021763
|  |  |  | c_DK1 | 7448 | 0.0001434 |  |  |  |  | c_DK1_Central | 7448 | 0.00021464
|  |  |  | c_DK1 | 7449 | 0.00014695 |  |  |  |  | c_DK1_Central | 7449 | 0.0001948
|  |  |  | c_DK1 | 7450 | 0.00014632 |  |  |  |  | c_DK1_Central | 7450 | 0.00018631
|  |  |  | c_DK1 | 7451 | 0.00014802 |  |  |  |  | c_DK1_Central | 7451 | 0.00017631
|  |  |  | c_DK1 | 7452 | 0.00014705 |  |  |  |  | c_DK1_Central | 7452 | 0.00016914
|  |  |  | c_DK1 | 7453 | 0.0001435 |  |  |  |  | c_DK1_Central | 7453 | 0.00016414
|  |  |  | c_DK1 | 7454 | 0.00014359 |  |  |  |  | c_DK1_Central | 7454 | 0.00015481
|  |  |  | c_DK1 | 7455 | 0.0001417 |  |  |  |  | c_DK1_Central | 7455 | 0.00015331
|  |  |  | c_DK1 | 7456 | 0.00013537 |  |  |  |  | c_DK1_Central | 7456 | 0.00015164
|  |  |  | c_DK1 | 7457 | 0.00014175 |  |  |  |  | c_DK1_Central | 7457 | 0.00015631
|  |  |  | c_DK1 | 7458 | 0.00015493 |  |  |  |  | c_DK1_Central | 7458 | 0.00016414
|  |  |  | c_DK1 | 7459 | 0.00014885 |  |  |  |  | c_DK1_Central | 7459 | 0.00016581
|  |  |  | c_DK1 | 7460 | 0.00014243 |  |  |  |  | c_DK1_Central | 7460 | 0.00016864
|  |  |  | c_DK1 | 7461 | 0.0001343 |  |  |  |  | c_DK1_Central | 7461 | 0.00016848
|  |  |  | c_DK1 | 7462 | 0.00012652 |  |  |  |  | c_DK1_Central | 7462 | 0.00015331
|  |  |  | c_DK1 | 7463 | 0.00011908 |  |  |  |  | c_DK1_Central | 7463 | 0.00012365
|  |  |  | c_DK1 | 7464 | 0.00011256 |  |  |  |  | c_DK1_Central | 7464 | 9.4319e-05
|  |  |  | c_DK1 | 7465 | 0.00010424 |  |  |  |  | c_DK1_Central | 7465 | 7.6822e-05
|  |  |  | c_DK1 | 7466 | 0.00010103 |  |  |  |  | c_DK1_Central | 7466 | 8.2488e-05
|  |  |  | c_DK1 | 7467 | 9.9763e-05 |  |  |  |  | c_DK1_Central | 7467 | 8.2988e-05
|  |  |  | c_DK1 | 7468 | 0.00010113 |  |  |  |  | c_DK1_Central | 7468 | 8.9487e-05
|  |  |  | c_DK1 | 7469 | 0.00010443 |  |  |  |  | c_DK1_Central | 7469 | 0.00011715
|  |  |  | c_DK1 | 7470 | 0.00011071 |  |  |  |  | c_DK1_Central | 7470 | 0.00017564
|  |  |  | c_DK1 | 7471 | 0.00012613 |  |  |  |  | c_DK1_Central | 7471 | 0.0002073
|  |  |  | c_DK1 | 7472 | 0.00014238 |  |  |  |  | c_DK1_Central | 7472 | 0.0002068
|  |  |  | c_DK1 | 7473 | 0.00014608 |  |  |  |  | c_DK1_Central | 7473 | 0.00018797
|  |  |  | c_DK1 | 7474 | 0.00014535 |  |  |  |  | c_DK1_Central | 7474 | 0.00017781
|  |  |  | c_DK1 | 7475 | 0.00014938 |  |  |  |  | c_DK1_Central | 7475 | 0.00016714
|  |  |  | c_DK1 | 7476 | 0.00014715 |  |  |  |  | c_DK1_Central | 7476 | 0.00016014
|  |  |  | c_DK1 | 7477 | 0.00014131 |  |  |  |  | c_DK1_Central | 7477 | 0.00015531
|  |  |  | c_DK1 | 7478 | 0.00013771 |  |  |  |  | c_DK1_Central | 7478 | 0.00014615
|  |  |  | c_DK1 | 7479 | 0.00013138 |  |  |  |  | c_DK1_Central | 7479 | 0.00014415
|  |  |  | c_DK1 | 7480 | 0.00012793 |  |  |  |  | c_DK1_Central | 7480 | 0.00014231
|  |  |  | c_DK1 | 7481 | 0.00013352 |  |  |  |  | c_DK1_Central | 7481 | 0.00014615
|  |  |  | c_DK1 | 7482 | 0.00014277 |  |  |  |  | c_DK1_Central | 7482 | 0.00015548
|  |  |  | c_DK1 | 7483 | 0.00013703 |  |  |  |  | c_DK1_Central | 7483 | 0.00015848
|  |  |  | c_DK1 | 7484 | 0.0001289 |  |  |  |  | c_DK1_Central | 7484 | 0.00016264
|  |  |  | c_DK1 | 7485 | 0.00012258 |  |  |  |  | c_DK1_Central | 7485 | 0.00016198
|  |  |  | c_DK1 | 7486 | 0.00011499 |  |  |  |  | c_DK1_Central | 7486 | 0.00014814
|  |  |  | c_DK1 | 7487 | 0.00010696 |  |  |  |  | c_DK1_Central | 7487 | 0.00011782
|  |  |  | c_DK1 | 7488 | 0.00010161 |  |  |  |  | c_DK1_Central | 7488 | 8.8654e-05
|  |  |  | c_DK1 | 7489 | 9.3974e-05 |  |  |  |  | c_DK1_Central | 7489 | 7.8988e-05
|  |  |  | c_DK1 | 7490 | 9.086e-05 |  |  |  |  | c_DK1_Central | 7490 | 8.2321e-05
|  |  |  | c_DK1 | 7491 | 9.0179e-05 |  |  |  |  | c_DK1_Central | 7491 | 7.9655e-05
|  |  |  | c_DK1 | 7492 | 8.9206e-05 |  |  |  |  | c_DK1_Central | 7492 | 8.9154e-05
|  |  |  | c_DK1 | 7493 | 9.0617e-05 |  |  |  |  | c_DK1_Central | 7493 | 0.00011632
|  |  |  | c_DK1 | 7494 | 9.446e-05 |  |  |  |  | c_DK1_Central | 7494 | 0.00016981
|  |  |  | c_DK1 | 7495 | 0.00010312 |  |  |  |  | c_DK1_Central | 7495 | 0.00020564
|  |  |  | c_DK1 | 7496 | 0.00010978 |  |  |  |  | c_DK1_Central | 7496 | 0.0002023
|  |  |  | c_DK1 | 7497 | 0.00011411 |  |  |  |  | c_DK1_Central | 7497 | 0.00018164
|  |  |  | c_DK1 | 7498 | 0.00011922 |  |  |  |  | c_DK1_Central | 7498 | 0.00017131
|  |  |  | c_DK1 | 7499 | 0.00012015 |  |  |  |  | c_DK1_Central | 7499 | 0.00016431
|  |  |  | c_DK1 | 7500 | 0.00011796 |  |  |  |  | c_DK1_Central | 7500 | 0.00015498
|  |  |  | c_DK1 | 7501 | 0.00011518 |  |  |  |  | c_DK1_Central | 7501 | 0.00015048
|  |  |  | c_DK1 | 7502 | 0.00011309 |  |  |  |  | c_DK1_Central | 7502 | 0.00013898
|  |  |  | c_DK1 | 7503 | 0.00011669 |  |  |  |  | c_DK1_Central | 7503 | 0.00014281
|  |  |  | c_DK1 | 7504 | 0.00011864 |  |  |  |  | c_DK1_Central | 7504 | 0.00014098
|  |  |  | c_DK1 | 7505 | 0.00012282 |  |  |  |  | c_DK1_Central | 7505 | 0.00014581
|  |  |  | c_DK1 | 7506 | 0.00013314 |  |  |  |  | c_DK1_Central | 7506 | 0.00015198
|  |  |  | c_DK1 | 7507 | 0.00012637 |  |  |  |  | c_DK1_Central | 7507 | 0.00015598
|  |  |  | c_DK1 | 7508 | 0.00011737 |  |  |  |  | c_DK1_Central | 7508 | 0.00015731
|  |  |  | c_DK1 | 7509 | 0.00011183 |  |  |  |  | c_DK1_Central | 7509 | 0.00015714
|  |  |  | c_DK1 | 7510 | 0.00010468 |  |  |  |  | c_DK1_Central | 7510 | 0.00014598
|  |  |  | c_DK1 | 7511 | 0.00010127 |  |  |  |  | c_DK1_Central | 7511 | 0.00011748
|  |  |  | c_DK1 | 7512 | 9.5287e-05 |  |  |  |  | c_DK1_Central | 7512 | 8.7654e-05
|  |  |  | c_DK1 | 7513 | 9.1347e-05 |  |  |  |  | c_DK1_Central | 7513 | 8.0988e-05
|  |  |  | c_DK1 | 7514 | 9.0617e-05 |  |  |  |  | c_DK1_Central | 7514 | 8.9154e-05
|  |  |  | c_DK1 | 7515 | 8.9449e-05 |  |  |  |  | c_DK1_Central | 7515 | 8.8487e-05
|  |  |  | c_DK1 | 7516 | 8.872e-05 |  |  |  |  | c_DK1_Central | 7516 | 0.00010198
|  |  |  | c_DK1 | 7517 | 8.9449e-05 |  |  |  |  | c_DK1_Central | 7517 | 0.00013331
|  |  |  | c_DK1 | 7518 | 9.0812e-05 |  |  |  |  | c_DK1_Central | 7518 | 0.00018814
|  |  |  | c_DK1 | 7519 | 9.6893e-05 |  |  |  |  | c_DK1_Central | 7519 | 0.00019647
|  |  |  | c_DK1 | 7520 | 0.00010482 |  |  |  |  | c_DK1_Central | 7520 | 0.00019414
|  |  |  | c_DK1 | 7521 | 0.00011265 |  |  |  |  | c_DK1_Central | 7521 | 0.00017297
|  |  |  | c_DK1 | 7522 | 0.00011771 |  |  |  |  | c_DK1_Central | 7522 | 0.00016514
|  |  |  | c_DK1 | 7523 | 0.00012204 |  |  |  |  | c_DK1_Central | 7523 | 0.00015731
|  |  |  | c_DK1 | 7524 | 0.00011732 |  |  |  |  | c_DK1_Central | 7524 | 0.00015181
|  |  |  | c_DK1 | 7525 | 0.00011319 |  |  |  |  | c_DK1_Central | 7525 | 0.00014814
|  |  |  | c_DK1 | 7526 | 0.00011241 |  |  |  |  | c_DK1_Central | 7526 | 0.00014031
|  |  |  | c_DK1 | 7527 | 0.00011426 |  |  |  |  | c_DK1_Central | 7527 | 0.00014098
|  |  |  | c_DK1 | 7528 | 0.00011601 |  |  |  |  | c_DK1_Central | 7528 | 0.00013931
|  |  |  | c_DK1 | 7529 | 0.00012579 |  |  |  |  | c_DK1_Central | 7529 | 0.00014548
|  |  |  | c_DK1 | 7530 | 0.00014019 |  |  |  |  | c_DK1_Central | 7530 | 0.00015514
|  |  |  | c_DK1 | 7531 | 0.00013104 |  |  |  |  | c_DK1_Central | 7531 | 0.00015898
|  |  |  | c_DK1 | 7532 | 0.00011922 |  |  |  |  | c_DK1_Central | 7532 | 0.00016164
|  |  |  | c_DK1 | 7533 | 0.00011236 |  |  |  |  | c_DK1_Central | 7533 | 0.00016231
|  |  |  | c_DK1 | 7534 | 0.00010784 |  |  |  |  | c_DK1_Central | 7534 | 0.00015098
|  |  |  | c_DK1 | 7535 | 0.00010365 |  |  |  |  | c_DK1_Central | 7535 | 0.00012198
|  |  |  | c_DK1 | 7536 | 9.8936e-05 |  |  |  |  | c_DK1_Central | 7536 | 9.3986e-05
|  |  |  | c_DK1 | 7537 | 9.2368e-05 |  |  |  |  | c_DK1_Central | 7537 | 7.7989e-05
|  |  |  | c_DK1 | 7538 | 9.2952e-05 |  |  |  |  | c_DK1_Central | 7538 | 8.4821e-05
|  |  |  | c_DK1 | 7539 | 9.519e-05 |  |  |  |  | c_DK1_Central | 7539 | 8.5487e-05
|  |  |  | c_DK1 | 7540 | 9.6893e-05 |  |  |  |  | c_DK1_Central | 7540 | 9.332e-05
|  |  |  | c_DK1 | 7541 | 9.8984e-05 |  |  |  |  | c_DK1_Central | 7541 | 0.00012165
|  |  |  | c_DK1 | 7542 | 0.00010609 |  |  |  |  | c_DK1_Central | 7542 | 0.00018164
|  |  |  | c_DK1 | 7543 | 0.00012399 |  |  |  |  | c_DK1_Central | 7543 | 0.00021114
|  |  |  | c_DK1 | 7544 | 0.00014209 |  |  |  |  | c_DK1_Central | 7544 | 0.00020814
|  |  |  | c_DK1 | 7545 | 0.00014359 |  |  |  |  | c_DK1_Central | 7545 | 0.00018597
|  |  |  | c_DK1 | 7546 | 0.00014442 |  |  |  |  | c_DK1_Central | 7546 | 0.00017697
|  |  |  | c_DK1 | 7547 | 0.00014895 |  |  |  |  | c_DK1_Central | 7547 | 0.00016748
|  |  |  | c_DK1 | 7548 | 0.00014865 |  |  |  |  | c_DK1_Central | 7548 | 0.00015998
|  |  |  | c_DK1 | 7549 | 0.00014447 |  |  |  |  | c_DK1_Central | 7549 | 0.00015564
|  |  |  | c_DK1 | 7550 | 0.00014754 |  |  |  |  | c_DK1_Central | 7550 | 0.00014598
|  |  |  | c_DK1 | 7551 | 0.00014437 |  |  |  |  | c_DK1_Central | 7551 | 0.00014515
|  |  |  | c_DK1 | 7552 | 0.0001416 |  |  |  |  | c_DK1_Central | 7552 | 0.00014365
|  |  |  | c_DK1 | 7553 | 0.00014788 |  |  |  |  | c_DK1_Central | 7553 | 0.00014931
|  |  |  | c_DK1 | 7554 | 0.00015863 |  |  |  |  | c_DK1_Central | 7554 | 0.00015781
|  |  |  | c_DK1 | 7555 | 0.00015123 |  |  |  |  | c_DK1_Central | 7555 | 0.00016114
|  |  |  | c_DK1 | 7556 | 0.00014243 |  |  |  |  | c_DK1_Central | 7556 | 0.00016464
|  |  |  | c_DK1 | 7557 | 0.00013289 |  |  |  |  | c_DK1_Central | 7557 | 0.00016498
|  |  |  | c_DK1 | 7558 | 0.00012263 |  |  |  |  | c_DK1_Central | 7558 | 0.00015014
|  |  |  | c_DK1 | 7559 | 0.00011358 |  |  |  |  | c_DK1_Central | 7559 | 0.00012065
|  |  |  | c_DK1 | 7560 | 0.00010648 |  |  |  |  | c_DK1_Central | 7560 | 9.082e-05
|  |  |  | c_DK1 | 7561 | 0.00010468 |  |  |  |  | c_DK1_Central | 7561 | 7.6655e-05
|  |  |  | c_DK1 | 7562 | 0.0001021 |  |  |  |  | c_DK1_Central | 7562 | 8.3321e-05
|  |  |  | c_DK1 | 7563 | 0.00010239 |  |  |  |  | c_DK1_Central | 7563 | 8.3654e-05
|  |  |  | c_DK1 | 7564 | 0.00010375 |  |  |  |  | c_DK1_Central | 7564 | 9.1487e-05
|  |  |  | c_DK1 | 7565 | 0.00010813 |  |  |  |  | c_DK1_Central | 7565 | 0.00012065
|  |  |  | c_DK1 | 7566 | 0.00011421 |  |  |  |  | c_DK1_Central | 7566 | 0.00018014
|  |  |  | c_DK1 | 7567 | 0.00013036 |  |  |  |  | c_DK1_Central | 7567 | 0.00021097
|  |  |  | c_DK1 | 7568 | 0.00014749 |  |  |  |  | c_DK1_Central | 7568 | 0.0002083
|  |  |  | c_DK1 | 7569 | 0.00015216 |  |  |  |  | c_DK1_Central | 7569 | 0.00018831
|  |  |  | c_DK1 | 7570 | 0.00015449 |  |  |  |  | c_DK1_Central | 7570 | 0.00017797
|  |  |  | c_DK1 | 7571 | 0.00015624 |  |  |  |  | c_DK1_Central | 7571 | 0.00016764
|  |  |  | c_DK1 | 7572 | 0.00015483 |  |  |  |  | c_DK1_Central | 7572 | 0.00016081
|  |  |  | c_DK1 | 7573 | 0.00015508 |  |  |  |  | c_DK1_Central | 7573 | 0.00015598
|  |  |  | c_DK1 | 7574 | 0.00015464 |  |  |  |  | c_DK1_Central | 7574 | 0.00014631
|  |  |  | c_DK1 | 7575 | 0.00015138 |  |  |  |  | c_DK1_Central | 7575 | 0.00014481
|  |  |  | c_DK1 | 7576 | 0.00014836 |  |  |  |  | c_DK1_Central | 7576 | 0.00014298
|  |  |  | c_DK1 | 7577 | 0.00014972 |  |  |  |  | c_DK1_Central | 7577 | 0.00014748
|  |  |  | c_DK1 | 7578 | 0.00015902 |  |  |  |  | c_DK1_Central | 7578 | 0.00015614
|  |  |  | c_DK1 | 7579 | 0.00015177 |  |  |  |  | c_DK1_Central | 7579 | 0.00015831
|  |  |  | c_DK1 | 7580 | 0.00014423 |  |  |  |  | c_DK1_Central | 7580 | 0.00016231
|  |  |  | c_DK1 | 7581 | 0.00013674 |  |  |  |  | c_DK1_Central | 7581 | 0.00016231
|  |  |  | c_DK1 | 7582 | 0.0001291 |  |  |  |  | c_DK1_Central | 7582 | 0.00014764
|  |  |  | c_DK1 | 7583 | 0.00012092 |  |  |  |  | c_DK1_Central | 7583 | 0.00011798
|  |  |  | c_DK1 | 7584 | 0.00011436 |  |  |  |  | c_DK1_Central | 7584 | 8.882e-05
|  |  |  | c_DK1 | 7585 | 0.00010409 |  |  |  |  | c_DK1_Central | 7585 | 7.7822e-05
|  |  |  | c_DK1 | 7586 | 0.00010156 |  |  |  |  | c_DK1_Central | 7586 | 8.4154e-05
|  |  |  | c_DK1 | 7587 | 0.00010059 |  |  |  |  | c_DK1_Central | 7587 | 8.5154e-05
|  |  |  | c_DK1 | 7588 | 0.000102 |  |  |  |  | c_DK1_Central | 7588 | 9.2653e-05
|  |  |  | c_DK1 | 7589 | 0.00010516 |  |  |  |  | c_DK1_Central | 7589 | 0.00012148
|  |  |  | c_DK1 | 7590 | 0.00011178 |  |  |  |  | c_DK1_Central | 7590 | 0.00018114
|  |  |  | c_DK1 | 7591 | 0.000129 |  |  |  |  | c_DK1_Central | 7591 | 0.0002118
|  |  |  | c_DK1 | 7592 | 0.00014515 |  |  |  |  | c_DK1_Central | 7592 | 0.00020897
|  |  |  | c_DK1 | 7593 | 0.00014851 |  |  |  |  | c_DK1_Central | 7593 | 0.00018931
|  |  |  | c_DK1 | 7594 | 0.00014841 |  |  |  |  | c_DK1_Central | 7594 | 0.00017931
|  |  |  | c_DK1 | 7595 | 0.0001506 |  |  |  |  | c_DK1_Central | 7595 | 0.00016948
|  |  |  | c_DK1 | 7596 | 0.0001507 |  |  |  |  | c_DK1_Central | 7596 | 0.00016214
|  |  |  | c_DK1 | 7597 | 0.00014505 |  |  |  |  | c_DK1_Central | 7597 | 0.00015748
|  |  |  | c_DK1 | 7598 | 0.00014588 |  |  |  |  | c_DK1_Central | 7598 | 0.00014781
|  |  |  | c_DK1 | 7599 | 0.00014515 |  |  |  |  | c_DK1_Central | 7599 | 0.00014665
|  |  |  | c_DK1 | 7600 | 0.00014554 |  |  |  |  | c_DK1_Central | 7600 | 0.00014481
|  |  |  | c_DK1 | 7601 | 0.00015002 |  |  |  |  | c_DK1_Central | 7601 | 0.00014914
|  |  |  | c_DK1 | 7602 | 0.00016013 |  |  |  |  | c_DK1_Central | 7602 | 0.00015781
|  |  |  | c_DK1 | 7603 | 0.00015196 |  |  |  |  | c_DK1_Central | 7603 | 0.00015981
|  |  |  | c_DK1 | 7604 | 0.00014345 |  |  |  |  | c_DK1_Central | 7604 | 0.00016348
|  |  |  | c_DK1 | 7605 | 0.00013562 |  |  |  |  | c_DK1_Central | 7605 | 0.00016331
|  |  |  | c_DK1 | 7606 | 0.0001291 |  |  |  |  | c_DK1_Central | 7606 | 0.00014864
|  |  |  | c_DK1 | 7607 | 0.00011903 |  |  |  |  | c_DK1_Central | 7607 | 0.00011915
|  |  |  | c_DK1 | 7608 | 0.00011212 |  |  |  |  | c_DK1_Central | 7608 | 8.982e-05
|  |  |  | c_DK1 | 7609 | 0.00010424 |  |  |  |  | c_DK1_Central | 7609 | 7.8488e-05
|  |  |  | c_DK1 | 7610 | 0.00010093 |  |  |  |  | c_DK1_Central | 7610 | 8.4821e-05
|  |  |  | c_DK1 | 7611 | 0.00010083 |  |  |  |  | c_DK1_Central | 7611 | 8.5487e-05
|  |  |  | c_DK1 | 7612 | 0.00010035 |  |  |  |  | c_DK1_Central | 7612 | 9.2986e-05
|  |  |  | c_DK1 | 7613 | 0.00010404 |  |  |  |  | c_DK1_Central | 7613 | 0.00012148
|  |  |  | c_DK1 | 7614 | 0.00010998 |  |  |  |  | c_DK1_Central | 7614 | 0.00018131
|  |  |  | c_DK1 | 7615 | 0.00012667 |  |  |  |  | c_DK1_Central | 7615 | 0.0002118
|  |  |  | c_DK1 | 7616 | 0.00014486 |  |  |  |  | c_DK1_Central | 7616 | 0.00020897
|  |  |  | c_DK1 | 7617 | 0.00014953 |  |  |  |  | c_DK1_Central | 7617 | 0.00018931
|  |  |  | c_DK1 | 7618 | 0.00014899 |  |  |  |  | c_DK1_Central | 7618 | 0.00017997
|  |  |  | c_DK1 | 7619 | 0.00014904 |  |  |  |  | c_DK1_Central | 7619 | 0.00016964
|  |  |  | c_DK1 | 7620 | 0.00014934 |  |  |  |  | c_DK1_Central | 7620 | 0.00016281
|  |  |  | c_DK1 | 7621 | 0.00014355 |  |  |  |  | c_DK1_Central | 7621 | 0.00015781
|  |  |  | c_DK1 | 7622 | 0.00014189 |  |  |  |  | c_DK1_Central | 7622 | 0.00014831
|  |  |  | c_DK1 | 7623 | 0.0001417 |  |  |  |  | c_DK1_Central | 7623 | 0.00014698
|  |  |  | c_DK1 | 7624 | 0.00013946 |  |  |  |  | c_DK1_Central | 7624 | 0.00014515
|  |  |  | c_DK1 | 7625 | 0.00014379 |  |  |  |  | c_DK1_Central | 7625 | 0.00014948
|  |  |  | c_DK1 | 7626 | 0.00015551 |  |  |  |  | c_DK1_Central | 7626 | 0.00015798
|  |  |  | c_DK1 | 7627 | 0.00014802 |  |  |  |  | c_DK1_Central | 7627 | 0.00015981
|  |  |  | c_DK1 | 7628 | 0.00014102 |  |  |  |  | c_DK1_Central | 7628 | 0.00016348
|  |  |  | c_DK1 | 7629 | 0.00013279 |  |  |  |  | c_DK1_Central | 7629 | 0.00016331
|  |  |  | c_DK1 | 7630 | 0.00012671 |  |  |  |  | c_DK1_Central | 7630 | 0.00014848
|  |  |  | c_DK1 | 7631 | 0.00011995 |  |  |  |  | c_DK1_Central | 7631 | 0.00011932
|  |  |  | c_DK1 | 7632 | 0.00011338 |  |  |  |  | c_DK1_Central | 7632 | 9.0153e-05
|  |  |  | c_DK1 | 7633 | 0.00010458 |  |  |  |  | c_DK1_Central | 7633 | 7.2323e-05
|  |  |  | c_DK1 | 7634 | 0.00010078 |  |  |  |  | c_DK1_Central | 7634 | 7.8155e-05
|  |  |  | c_DK1 | 7635 | 9.8984e-05 |  |  |  |  | c_DK1_Central | 7635 | 7.8155e-05
|  |  |  | c_DK1 | 7636 | 0.00010117 |  |  |  |  | c_DK1_Central | 7636 | 8.4987e-05
|  |  |  | c_DK1 | 7637 | 0.00010541 |  |  |  |  | c_DK1_Central | 7637 | 0.00011332
|  |  |  | c_DK1 | 7638 | 0.00011202 |  |  |  |  | c_DK1_Central | 7638 | 0.00017047
|  |  |  | c_DK1 | 7639 | 0.00012861 |  |  |  |  | c_DK1_Central | 7639 | 0.0002018
|  |  |  | c_DK1 | 7640 | 0.00014671 |  |  |  |  | c_DK1_Central | 7640 | 0.00020147
|  |  |  | c_DK1 | 7641 | 0.00014948 |  |  |  |  | c_DK1_Central | 7641 | 0.00018281
|  |  |  | c_DK1 | 7642 | 0.00014997 |  |  |  |  | c_DK1_Central | 7642 | 0.00017164
|  |  |  | c_DK1 | 7643 | 0.00015619 |  |  |  |  | c_DK1_Central | 7643 | 0.00016048
|  |  |  | c_DK1 | 7644 | 0.00015328 |  |  |  |  | c_DK1_Central | 7644 | 0.00015364
|  |  |  | c_DK1 | 7645 | 0.00014656 |  |  |  |  | c_DK1_Central | 7645 | 0.00014898
|  |  |  | c_DK1 | 7646 | 0.00014267 |  |  |  |  | c_DK1_Central | 7646 | 0.00013981
|  |  |  | c_DK1 | 7647 | 0.00013742 |  |  |  |  | c_DK1_Central | 7647 | 0.00013765
|  |  |  | c_DK1 | 7648 | 0.00013849 |  |  |  |  | c_DK1_Central | 7648 | 0.00013581
|  |  |  | c_DK1 | 7649 | 0.00014588 |  |  |  |  | c_DK1_Central | 7649 | 0.00013981
|  |  |  | c_DK1 | 7650 | 0.00015493 |  |  |  |  | c_DK1_Central | 7650 | 0.00014931
|  |  |  | c_DK1 | 7651 | 0.00014856 |  |  |  |  | c_DK1_Central | 7651 | 0.00015298
|  |  |  | c_DK1 | 7652 | 0.0001363 |  |  |  |  | c_DK1_Central | 7652 | 0.00015764
|  |  |  | c_DK1 | 7653 | 0.00012968 |  |  |  |  | c_DK1_Central | 7653 | 0.00015731
|  |  |  | c_DK1 | 7654 | 0.00012156 |  |  |  |  | c_DK1_Central | 7654 | 0.00014365
|  |  |  | c_DK1 | 7655 | 0.0001145 |  |  |  |  | c_DK1_Central | 7655 | 0.00011348
|  |  |  | c_DK1 | 7656 | 0.00010735 |  |  |  |  | c_DK1_Central | 7656 | 8.4654e-05
|  |  |  | c_DK1 | 7657 | 9.8693e-05 |  |  |  |  | c_DK1_Central | 7657 | 6.8657e-05
|  |  |  | c_DK1 | 7658 | 9.4022e-05 |  |  |  |  | c_DK1_Central | 7658 | 7.2156e-05
|  |  |  | c_DK1 | 7659 | 9.159e-05 |  |  |  |  | c_DK1_Central | 7659 | 6.8657e-05
|  |  |  | c_DK1 | 7660 | 9.0714e-05 |  |  |  |  | c_DK1_Central | 7660 | 7.7989e-05
|  |  |  | c_DK1 | 7661 | 9.0763e-05 |  |  |  |  | c_DK1_Central | 7661 | 0.00010448
|  |  |  | c_DK1 | 7662 | 9.3244e-05 |  |  |  |  | c_DK1_Central | 7662 | 0.00015348
|  |  |  | c_DK1 | 7663 | 0.00010005 |  |  |  |  | c_DK1_Central | 7663 | 0.00018681
|  |  |  | c_DK1 | 7664 | 0.00010823 |  |  |  |  | c_DK1_Central | 7664 | 0.00018464
|  |  |  | c_DK1 | 7665 | 0.00011353 |  |  |  |  | c_DK1_Central | 7665 | 0.00016398
|  |  |  | c_DK1 | 7666 | 0.00011985 |  |  |  |  | c_DK1_Central | 7666 | 0.00015398
|  |  |  | c_DK1 | 7667 | 0.00012248 |  |  |  |  | c_DK1_Central | 7667 | 0.00014698
|  |  |  | c_DK1 | 7668 | 0.00012292 |  |  |  |  | c_DK1_Central | 7668 | 0.00013831
|  |  |  | c_DK1 | 7669 | 0.00012127 |  |  |  |  | c_DK1_Central | 7669 | 0.00013431
|  |  |  | c_DK1 | 7670 | 0.00012005 |  |  |  |  | c_DK1_Central | 7670 | 0.00012248
|  |  |  | c_DK1 | 7671 | 0.0001202 |  |  |  |  | c_DK1_Central | 7671 | 0.00012648
|  |  |  | c_DK1 | 7672 | 0.00012234 |  |  |  |  | c_DK1_Central | 7672 | 0.00012465
|  |  |  | c_DK1 | 7673 | 0.00012963 |  |  |  |  | c_DK1_Central | 7673 | 0.00012898
|  |  |  | c_DK1 | 7674 | 0.00013654 |  |  |  |  | c_DK1_Central | 7674 | 0.00013498
|  |  |  | c_DK1 | 7675 | 0.00012881 |  |  |  |  | c_DK1_Central | 7675 | 0.00013931
|  |  |  | c_DK1 | 7676 | 0.00011713 |  |  |  |  | c_DK1_Central | 7676 | 0.00014098
|  |  |  | c_DK1 | 7677 | 0.00010978 |  |  |  |  | c_DK1_Central | 7677 | 0.00014148
|  |  |  | c_DK1 | 7678 | 0.00010497 |  |  |  |  | c_DK1_Central | 7678 | 0.00013115
|  |  |  | c_DK1 | 7679 | 9.592e-05 |  |  |  |  | c_DK1_Central | 7679 | 0.00010532
|  |  |  | c_DK1 | 7680 | 9.0325e-05 |  |  |  |  | c_DK1_Central | 7680 | 7.6989e-05
|  |  |  | c_DK1 | 7681 | 8.9304e-05 |  |  |  |  | c_DK1_Central | 7681 | 7.1156e-05
|  |  |  | c_DK1 | 7682 | 8.9595e-05 |  |  |  |  | c_DK1_Central | 7682 | 8.0322e-05
|  |  |  | c_DK1 | 7683 | 8.7844e-05 |  |  |  |  | c_DK1_Central | 7683 | 7.8655e-05
|  |  |  | c_DK1 | 7684 | 8.5995e-05 |  |  |  |  | c_DK1_Central | 7684 | 9.182e-05
|  |  |  | c_DK1 | 7685 | 8.6093e-05 |  |  |  |  | c_DK1_Central | 7685 | 0.00012265
|  |  |  | c_DK1 | 7686 | 8.765e-05 |  |  |  |  | c_DK1_Central | 7686 | 0.00017481
|  |  |  | c_DK1 | 7687 | 9.1882e-05 |  |  |  |  | c_DK1_Central | 7687 | 0.00018247
|  |  |  | c_DK1 | 7688 | 0.00010069 |  |  |  |  | c_DK1_Central | 7688 | 0.00018064
|  |  |  | c_DK1 | 7689 | 0.00010901 |  |  |  |  | c_DK1_Central | 7689 | 0.00015831
|  |  |  | c_DK1 | 7690 | 0.00011606 |  |  |  |  | c_DK1_Central | 7690 | 0.00015014
|  |  |  | c_DK1 | 7691 | 0.00012195 |  |  |  |  | c_DK1_Central | 7691 | 0.00014198
|  |  |  | c_DK1 | 7692 | 0.0001199 |  |  |  |  | c_DK1_Central | 7692 | 0.00013665
|  |  |  | c_DK1 | 7693 | 0.00011484 |  |  |  |  | c_DK1_Central | 7693 | 0.00013348
|  |  |  | c_DK1 | 7694 | 0.00012482 |  |  |  |  | c_DK1_Central | 7694 | 0.00012531
|  |  |  | c_DK1 | 7695 | 0.0001201 |  |  |  |  | c_DK1_Central | 7695 | 0.00012581
|  |  |  | c_DK1 | 7696 | 0.00011562 |  |  |  |  | c_DK1_Central | 7696 | 0.00012382
|  |  |  | c_DK1 | 7697 | 0.00012414 |  |  |  |  | c_DK1_Central | 7697 | 0.00013065
|  |  |  | c_DK1 | 7698 | 0.00013567 |  |  |  |  | c_DK1_Central | 7698 | 0.00014015
|  |  |  | c_DK1 | 7699 | 0.00013036 |  |  |  |  | c_DK1_Central | 7699 | 0.00014415
|  |  |  | c_DK1 | 7700 | 0.00012127 |  |  |  |  | c_DK1_Central | 7700 | 0.00014798
|  |  |  | c_DK1 | 7701 | 0.00011363 |  |  |  |  | c_DK1_Central | 7701 | 0.00014948
|  |  |  | c_DK1 | 7702 | 0.0001094 |  |  |  |  | c_DK1_Central | 7702 | 0.00013881
|  |  |  | c_DK1 | 7703 | 0.00010302 |  |  |  |  | c_DK1_Central | 7703 | 0.00011215
|  |  |  | c_DK1 | 7704 | 9.879e-05 |  |  |  |  | c_DK1_Central | 7704 | 8.3821e-05
|  |  |  | c_DK1 | 7705 | 9.2904e-05 |  |  |  |  | c_DK1_Central | 7705 | 6.599e-05
|  |  |  | c_DK1 | 7706 | 9.0082e-05 |  |  |  |  | c_DK1_Central | 7706 | 7.2656e-05
|  |  |  | c_DK1 | 7707 | 9.0082e-05 |  |  |  |  | c_DK1_Central | 7707 | 7.2989e-05
|  |  |  | c_DK1 | 7708 | 9.1785e-05 |  |  |  |  | c_DK1_Central | 7708 | 7.9822e-05
|  |  |  | c_DK1 | 7709 | 9.7136e-05 |  |  |  |  | c_DK1_Central | 7709 | 0.00010698
|  |  |  | c_DK1 | 7710 | 0.00010706 |  |  |  |  | c_DK1_Central | 7710 | 0.00016164
|  |  |  | c_DK1 | 7711 | 0.00012691 |  |  |  |  | c_DK1_Central | 7711 | 0.00018831
|  |  |  | c_DK1 | 7712 | 0.00014758 |  |  |  |  | c_DK1_Central | 7712 | 0.00018614
|  |  |  | c_DK1 | 7713 | 0.00015347 |  |  |  |  | c_DK1_Central | 7713 | 0.00016431
|  |  |  | c_DK1 | 7714 | 0.00015196 |  |  |  |  | c_DK1_Central | 7714 | 0.00015564
|  |  |  | c_DK1 | 7715 | 0.00015474 |  |  |  |  | c_DK1_Central | 7715 | 0.00014648
|  |  |  | c_DK1 | 7716 | 0.00015332 |  |  |  |  | c_DK1_Central | 7716 | 0.00013965
|  |  |  | c_DK1 | 7717 | 0.00014914 |  |  |  |  | c_DK1_Central | 7717 | 0.00013631
|  |  |  | c_DK1 | 7718 | 0.00014754 |  |  |  |  | c_DK1_Central | 7718 | 0.00012648
|  |  |  | c_DK1 | 7719 | 0.00014394 |  |  |  |  | c_DK1_Central | 7719 | 0.00012565
|  |  |  | c_DK1 | 7720 | 0.00014179 |  |  |  |  | c_DK1_Central | 7720 | 0.00012382
|  |  |  | c_DK1 | 7721 | 0.00014851 |  |  |  |  | c_DK1_Central | 7721 | 0.00012915
|  |  |  | c_DK1 | 7722 | 0.00015678 |  |  |  |  | c_DK1_Central | 7722 | 0.00013698
|  |  |  | c_DK1 | 7723 | 0.00014642 |  |  |  |  | c_DK1_Central | 7723 | 0.00014065
|  |  |  | c_DK1 | 7724 | 0.00013999 |  |  |  |  | c_DK1_Central | 7724 | 0.00014498
|  |  |  | c_DK1 | 7725 | 0.00013207 |  |  |  |  | c_DK1_Central | 7725 | 0.00014598
|  |  |  | c_DK1 | 7726 | 0.00012355 |  |  |  |  | c_DK1_Central | 7726 | 0.00013265
|  |  |  | c_DK1 | 7727 | 0.00011431 |  |  |  |  | c_DK1_Central | 7727 | 0.00010598
|  |  |  | c_DK1 | 7728 | 0.00010687 |  |  |  |  | c_DK1_Central | 7728 | 7.8322e-05
|  |  |  | c_DK1 | 7729 | 0.00010005 |  |  |  |  | c_DK1_Central | 7729 | 6.7323e-05
|  |  |  | c_DK1 | 7730 | 9.4606e-05 |  |  |  |  | c_DK1_Central | 7730 | 7.3489e-05
|  |  |  | c_DK1 | 7731 | 9.3487e-05 |  |  |  |  | c_DK1_Central | 7731 | 7.3822e-05
|  |  |  | c_DK1 | 7732 | 9.4849e-05 |  |  |  |  | c_DK1_Central | 7732 | 8.0988e-05
|  |  |  | c_DK1 | 7733 | 9.952e-05 |  |  |  |  | c_DK1_Central | 7733 | 0.00010915
|  |  |  | c_DK1 | 7734 | 0.00010935 |  |  |  |  | c_DK1_Central | 7734 | 0.00016431
|  |  |  | c_DK1 | 7735 | 0.00012662 |  |  |  |  | c_DK1_Central | 7735 | 0.00019297
|  |  |  | c_DK1 | 7736 | 0.0001451 |  |  |  |  | c_DK1_Central | 7736 | 0.00019047
|  |  |  | c_DK1 | 7737 | 0.00014972 |  |  |  |  | c_DK1_Central | 7737 | 0.00017114
|  |  |  | c_DK1 | 7738 | 0.00014982 |  |  |  |  | c_DK1_Central | 7738 | 0.00016098
|  |  |  | c_DK1 | 7739 | 0.00014977 |  |  |  |  | c_DK1_Central | 7739 | 0.00015131
|  |  |  | c_DK1 | 7740 | 0.00014982 |  |  |  |  | c_DK1_Central | 7740 | 0.00014498
|  |  |  | c_DK1 | 7741 | 0.00014666 |  |  |  |  | c_DK1_Central | 7741 | 0.00014065
|  |  |  | c_DK1 | 7742 | 0.00014792 |  |  |  |  | c_DK1_Central | 7742 | 0.00013115
|  |  |  | c_DK1 | 7743 | 0.0001469 |  |  |  |  | c_DK1_Central | 7743 | 0.00012965
|  |  |  | c_DK1 | 7744 | 0.00014525 |  |  |  |  | c_DK1_Central | 7744 | 0.00012748
|  |  |  | c_DK1 | 7745 | 0.00014929 |  |  |  |  | c_DK1_Central | 7745 | 0.00013165
|  |  |  | c_DK1 | 7746 | 0.00015736 |  |  |  |  | c_DK1_Central | 7746 | 0.00014015
|  |  |  | c_DK1 | 7747 | 0.00014797 |  |  |  |  | c_DK1_Central | 7747 | 0.00014248
|  |  |  | c_DK1 | 7748 | 0.0001398 |  |  |  |  | c_DK1_Central | 7748 | 0.00014681
|  |  |  | c_DK1 | 7749 | 0.00013124 |  |  |  |  | c_DK1_Central | 7749 | 0.00014731
|  |  |  | c_DK1 | 7750 | 0.00012355 |  |  |  |  | c_DK1_Central | 7750 | 0.00013398
|  |  |  | c_DK1 | 7751 | 0.00011776 |  |  |  |  | c_DK1_Central | 7751 | 0.00010648
|  |  |  | c_DK1 | 7752 | 0.00011144 |  |  |  |  | c_DK1_Central | 7752 | 7.9155e-05
|  |  |  | c_DK1 | 7753 | 0.00010005 |  |  |  |  | c_DK1_Central | 7753 | 6.9656e-05
|  |  |  | c_DK1 | 7754 | 9.6795e-05 |  |  |  |  | c_DK1_Central | 7754 | 7.5822e-05
|  |  |  | c_DK1 | 7755 | 9.7866e-05 |  |  |  |  | c_DK1_Central | 7755 | 7.6322e-05
|  |  |  | c_DK1 | 7756 | 9.9568e-05 |  |  |  |  | c_DK1_Central | 7756 | 8.3654e-05
|  |  |  | c_DK1 | 7757 | 0.00010132 |  |  |  |  | c_DK1_Central | 7757 | 0.00011265
|  |  |  | c_DK1 | 7758 | 0.00010891 |  |  |  |  | c_DK1_Central | 7758 | 0.00016881
|  |  |  | c_DK1 | 7759 | 0.00012501 |  |  |  |  | c_DK1_Central | 7759 | 0.00019847
|  |  |  | c_DK1 | 7760 | 0.00014437 |  |  |  |  | c_DK1_Central | 7760 | 0.00019597
|  |  |  | c_DK1 | 7761 | 0.00014934 |  |  |  |  | c_DK1_Central | 7761 | 0.00017631
|  |  |  | c_DK1 | 7762 | 0.00014968 |  |  |  |  | c_DK1_Central | 7762 | 0.00016581
|  |  |  | c_DK1 | 7763 | 0.0001505 |  |  |  |  | c_DK1_Central | 7763 | 0.00015581
|  |  |  | c_DK1 | 7764 | 0.00014977 |  |  |  |  | c_DK1_Central | 7764 | 0.00014898
|  |  |  | c_DK1 | 7765 | 0.00014466 |  |  |  |  | c_DK1_Central | 7765 | 0.00014498
|  |  |  | c_DK1 | 7766 | 0.00014773 |  |  |  |  | c_DK1_Central | 7766 | 0.00013498
|  |  |  | c_DK1 | 7767 | 0.00014593 |  |  |  |  | c_DK1_Central | 7767 | 0.00013381
|  |  |  | c_DK1 | 7768 | 0.00014204 |  |  |  |  | c_DK1_Central | 7768 | 0.00013181
|  |  |  | c_DK1 | 7769 | 0.00014724 |  |  |  |  | c_DK1_Central | 7769 | 0.00013581
|  |  |  | c_DK1 | 7770 | 0.00015537 |  |  |  |  | c_DK1_Central | 7770 | 0.00014481
|  |  |  | c_DK1 | 7771 | 0.00014865 |  |  |  |  | c_DK1_Central | 7771 | 0.00014731
|  |  |  | c_DK1 | 7772 | 0.00014233 |  |  |  |  | c_DK1_Central | 7772 | 0.00015148
|  |  |  | c_DK1 | 7773 | 0.00013615 |  |  |  |  | c_DK1_Central | 7773 | 0.00015198
|  |  |  | c_DK1 | 7774 | 0.00012929 |  |  |  |  | c_DK1_Central | 7774 | 0.00013798
|  |  |  | c_DK1 | 7775 | 0.00012302 |  |  |  |  | c_DK1_Central | 7775 | 0.00010965
|  |  |  | c_DK1 | 7776 | 0.00011582 |  |  |  |  | c_DK1_Central | 7776 | 8.1655e-05
|  |  |  | c_DK1 | 7777 | 0.00010205 |  |  |  |  | c_DK1_Central | 7777 | 6.9156e-05
|  |  |  | c_DK1 | 7778 | 9.8449e-05 |  |  |  |  | c_DK1_Central | 7778 | 7.5489e-05
|  |  |  | c_DK1 | 7779 | 9.7817e-05 |  |  |  |  | c_DK1_Central | 7779 | 7.5656e-05
|  |  |  | c_DK1 | 7780 | 9.8109e-05 |  |  |  |  | c_DK1_Central | 7780 | 8.3154e-05
|  |  |  | c_DK1 | 7781 | 0.00010127 |  |  |  |  | c_DK1_Central | 7781 | 0.00011182
|  |  |  | c_DK1 | 7782 | 0.00010901 |  |  |  |  | c_DK1_Central | 7782 | 0.00016781
|  |  |  | c_DK1 | 7783 | 0.00012681 |  |  |  |  | c_DK1_Central | 7783 | 0.00019714
|  |  |  | c_DK1 | 7784 | 0.00014773 |  |  |  |  | c_DK1_Central | 7784 | 0.00019464
|  |  |  | c_DK1 | 7785 | 0.0001523 |  |  |  |  | c_DK1_Central | 7785 | 0.00017514
|  |  |  | c_DK1 | 7786 | 0.00014963 |  |  |  |  | c_DK1_Central | 7786 | 0.00016464
|  |  |  | c_DK1 | 7787 | 0.00014929 |  |  |  |  | c_DK1_Central | 7787 | 0.00015481
|  |  |  | c_DK1 | 7788 | 0.00015016 |  |  |  |  | c_DK1_Central | 7788 | 0.00014848
|  |  |  | c_DK1 | 7789 | 0.00014836 |  |  |  |  | c_DK1_Central | 7789 | 0.00014381
|  |  |  | c_DK1 | 7790 | 0.00014938 |  |  |  |  | c_DK1_Central | 7790 | 0.00013415
|  |  |  | c_DK1 | 7791 | 0.00014724 |  |  |  |  | c_DK1_Central | 7791 | 0.00013265
|  |  |  | c_DK1 | 7792 | 0.00014466 |  |  |  |  | c_DK1_Central | 7792 | 0.00013081
|  |  |  | c_DK1 | 7793 | 0.00015109 |  |  |  |  | c_DK1_Central | 7793 | 0.00013498
|  |  |  | c_DK1 | 7794 | 0.00016004 |  |  |  |  | c_DK1_Central | 7794 | 0.00014365
|  |  |  | c_DK1 | 7795 | 0.00015157 |  |  |  |  | c_DK1_Central | 7795 | 0.00014598
|  |  |  | c_DK1 | 7796 | 0.0001434 |  |  |  |  | c_DK1_Central | 7796 | 0.00015031
|  |  |  | c_DK1 | 7797 | 0.00013601 |  |  |  |  | c_DK1_Central | 7797 | 0.00015064
|  |  |  | c_DK1 | 7798 | 0.00012861 |  |  |  |  | c_DK1_Central | 7798 | 0.00013698
|  |  |  | c_DK1 | 7799 | 0.00011985 |  |  |  |  | c_DK1_Central | 7799 | 0.00010882
|  |  |  | c_DK1 | 7800 | 0.00011411 |  |  |  |  | c_DK1_Central | 7800 | 8.1155e-05
|  |  |  | c_DK1 | 7801 | 0.00010239 |  |  |  |  | c_DK1_Central | 7801 | 6.6324e-05
|  |  |  | c_DK1 | 7802 | 9.952e-05 |  |  |  |  | c_DK1_Central | 7802 | 7.1489e-05
|  |  |  | c_DK1 | 7803 | 0.0001004 |  |  |  |  | c_DK1_Central | 7803 | 7.1656e-05
|  |  |  | c_DK1 | 7804 | 0.00010137 |  |  |  |  | c_DK1_Central | 7804 | 7.7989e-05
|  |  |  | c_DK1 | 7805 | 0.00010448 |  |  |  |  | c_DK1_Central | 7805 | 0.00010432
|  |  |  | c_DK1 | 7806 | 0.00011154 |  |  |  |  | c_DK1_Central | 7806 | 0.00015848
|  |  |  | c_DK1 | 7807 | 0.00012632 |  |  |  |  | c_DK1_Central | 7807 | 0.00018764
|  |  |  | c_DK1 | 7808 | 0.0001452 |  |  |  |  | c_DK1_Central | 7808 | 0.00018747
|  |  |  | c_DK1 | 7809 | 0.00015152 |  |  |  |  | c_DK1_Central | 7809 | 0.00016898
|  |  |  | c_DK1 | 7810 | 0.0001505 |  |  |  |  | c_DK1_Central | 7810 | 0.00015914
|  |  |  | c_DK1 | 7811 | 0.00015118 |  |  |  |  | c_DK1_Central | 7811 | 0.00014881
|  |  |  | c_DK1 | 7812 | 0.0001489 |  |  |  |  | c_DK1_Central | 7812 | 0.00014231
|  |  |  | c_DK1 | 7813 | 0.00014257 |  |  |  |  | c_DK1_Central | 7813 | 0.00013815
|  |  |  | c_DK1 | 7814 | 0.00013907 |  |  |  |  | c_DK1_Central | 7814 | 0.00012931
|  |  |  | c_DK1 | 7815 | 0.00013401 |  |  |  |  | c_DK1_Central | 7815 | 0.00012698
|  |  |  | c_DK1 | 7816 | 0.00013202 |  |  |  |  | c_DK1_Central | 7816 | 0.00012515
|  |  |  | c_DK1 | 7817 | 0.00013941 |  |  |  |  | c_DK1_Central | 7817 | 0.00012848
|  |  |  | c_DK1 | 7818 | 0.00014622 |  |  |  |  | c_DK1_Central | 7818 | 0.00013781
|  |  |  | c_DK1 | 7819 | 0.00014126 |  |  |  |  | c_DK1_Central | 7819 | 0.00014115
|  |  |  | c_DK1 | 7820 | 0.00013348 |  |  |  |  | c_DK1_Central | 7820 | 0.00014565
|  |  |  | c_DK1 | 7821 | 0.00012345 |  |  |  |  | c_DK1_Central | 7821 | 0.00014548
|  |  |  | c_DK1 | 7822 | 0.00011694 |  |  |  |  | c_DK1_Central | 7822 | 0.00013298
|  |  |  | c_DK1 | 7823 | 0.0001094 |  |  |  |  | c_DK1_Central | 7823 | 0.00010532
|  |  |  | c_DK1 | 7824 | 0.00010142 |  |  |  |  | c_DK1_Central | 7824 | 7.7989e-05
|  |  |  | c_DK1 | 7825 | 9.4849e-05 |  |  |  |  | c_DK1_Central | 7825 | 6.8657e-05
|  |  |  | c_DK1 | 7826 | 8.8622e-05 |  |  |  |  | c_DK1_Central | 7826 | 7.2156e-05
|  |  |  | c_DK1 | 7827 | 9.0082e-05 |  |  |  |  | c_DK1_Central | 7827 | 6.8823e-05
|  |  |  | c_DK1 | 7828 | 9.0179e-05 |  |  |  |  | c_DK1_Central | 7828 | 7.7989e-05
|  |  |  | c_DK1 | 7829 | 9.2709e-05 |  |  |  |  | c_DK1_Central | 7829 | 0.00010448
|  |  |  | c_DK1 | 7830 | 9.6212e-05 |  |  |  |  | c_DK1_Central | 7830 | 0.00015364
|  |  |  | c_DK1 | 7831 | 0.00010327 |  |  |  |  | c_DK1_Central | 7831 | 0.00018681
|  |  |  | c_DK1 | 7832 | 0.00011387 |  |  |  |  | c_DK1_Central | 7832 | 0.00018464
|  |  |  | c_DK1 | 7833 | 0.00012122 |  |  |  |  | c_DK1_Central | 7833 | 0.00016398
|  |  |  | c_DK1 | 7834 | 0.00012589 |  |  |  |  | c_DK1_Central | 7834 | 0.00015398
|  |  |  | c_DK1 | 7835 | 0.00012876 |  |  |  |  | c_DK1_Central | 7835 | 0.00014715
|  |  |  | c_DK1 | 7836 | 0.00012905 |  |  |  |  | c_DK1_Central | 7836 | 0.00013831
|  |  |  | c_DK1 | 7837 | 0.00012647 |  |  |  |  | c_DK1_Central | 7837 | 0.00013431
|  |  |  | c_DK1 | 7838 | 0.00012555 |  |  |  |  | c_DK1_Central | 7838 | 0.00012248
|  |  |  | c_DK1 | 7839 | 0.00012579 |  |  |  |  | c_DK1_Central | 7839 | 0.00012665
|  |  |  | c_DK1 | 7840 | 0.00012623 |  |  |  |  | c_DK1_Central | 7840 | 0.00012465
|  |  |  | c_DK1 | 7841 | 0.00013557 |  |  |  |  | c_DK1_Central | 7841 | 0.00012898
|  |  |  | c_DK1 | 7842 | 0.00014384 |  |  |  |  | c_DK1_Central | 7842 | 0.00013498
|  |  |  | c_DK1 | 7843 | 0.0001361 |  |  |  |  | c_DK1_Central | 7843 | 0.00013931
|  |  |  | c_DK1 | 7844 | 0.00012725 |  |  |  |  | c_DK1_Central | 7844 | 0.00014098
|  |  |  | c_DK1 | 7845 | 0.00011951 |  |  |  |  | c_DK1_Central | 7845 | 0.00014181
|  |  |  | c_DK1 | 7846 | 0.00011499 |  |  |  |  | c_DK1_Central | 7846 | 0.00013115
|  |  |  | c_DK1 | 7847 | 0.00011241 |  |  |  |  | c_DK1_Central | 7847 | 0.00010532
|  |  |  | c_DK1 | 7848 | 0.00010745 |  |  |  |  | c_DK1_Central | 7848 | 7.6989e-05
|  |  |  | c_DK1 | 7849 | 9.7039e-05 |  |  |  |  | c_DK1_Central | 7849 | 7.1489e-05
|  |  |  | c_DK1 | 7850 | 9.4558e-05 |  |  |  |  | c_DK1_Central | 7850 | 8.0988e-05
|  |  |  | c_DK1 | 7851 | 9.446e-05 |  |  |  |  | c_DK1_Central | 7851 | 7.8988e-05
|  |  |  | c_DK1 | 7852 | 9.4898e-05 |  |  |  |  | c_DK1_Central | 7852 | 9.2486e-05
|  |  |  | c_DK1 | 7853 | 9.5287e-05 |  |  |  |  | c_DK1_Central | 7853 | 0.00012332
|  |  |  | c_DK1 | 7854 | 9.9422e-05 |  |  |  |  | c_DK1_Central | 7854 | 0.00017581
|  |  |  | c_DK1 | 7855 | 0.00010185 |  |  |  |  | c_DK1_Central | 7855 | 0.00018331
|  |  |  | c_DK1 | 7856 | 0.00011012 |  |  |  |  | c_DK1_Central | 7856 | 0.00018147
|  |  |  | c_DK1 | 7857 | 0.00011732 |  |  |  |  | c_DK1_Central | 7857 | 0.00015898
|  |  |  | c_DK1 | 7858 | 0.00012219 |  |  |  |  | c_DK1_Central | 7858 | 0.00015081
|  |  |  | c_DK1 | 7859 | 0.00012589 |  |  |  |  | c_DK1_Central | 7859 | 0.00014281
|  |  |  | c_DK1 | 7860 | 0.00012574 |  |  |  |  | c_DK1_Central | 7860 | 0.00013748
|  |  |  | c_DK1 | 7861 | 0.00012336 |  |  |  |  | c_DK1_Central | 7861 | 0.00013415
|  |  |  | c_DK1 | 7862 | 0.00012175 |  |  |  |  | c_DK1_Central | 7862 | 0.00012598
|  |  |  | c_DK1 | 7863 | 0.00012146 |  |  |  |  | c_DK1_Central | 7863 | 0.00012665
|  |  |  | c_DK1 | 7864 | 0.00012282 |  |  |  |  | c_DK1_Central | 7864 | 0.00012432
|  |  |  | c_DK1 | 7865 | 0.00013177 |  |  |  |  | c_DK1_Central | 7865 | 0.00013148
|  |  |  | c_DK1 | 7866 | 0.00014102 |  |  |  |  | c_DK1_Central | 7866 | 0.00014081
|  |  |  | c_DK1 | 7867 | 0.00013605 |  |  |  |  | c_DK1_Central | 7867 | 0.00014515
|  |  |  | c_DK1 | 7868 | 0.0001255 |  |  |  |  | c_DK1_Central | 7868 | 0.00014881
|  |  |  | c_DK1 | 7869 | 0.00011771 |  |  |  |  | c_DK1_Central | 7869 | 0.00015048
|  |  |  | c_DK1 | 7870 | 0.00011295 |  |  |  |  | c_DK1_Central | 7870 | 0.00013948
|  |  |  | c_DK1 | 7871 | 0.00010823 |  |  |  |  | c_DK1_Central | 7871 | 0.00011282
|  |  |  | c_DK1 | 7872 | 0.00010395 |  |  |  |  | c_DK1_Central | 7872 | 8.4488e-05
|  |  |  | c_DK1 | 7873 | 9.5628e-05 |  |  |  |  | c_DK1_Central | 7873 | 7.2489e-05
|  |  |  | c_DK1 | 7874 | 9.3731e-05 |  |  |  |  | c_DK1_Central | 7874 | 7.9655e-05
|  |  |  | c_DK1 | 7875 | 9.3925e-05 |  |  |  |  | c_DK1_Central | 7875 | 8.0155e-05
|  |  |  | c_DK1 | 7876 | 9.4509e-05 |  |  |  |  | c_DK1_Central | 7876 | 8.782e-05
|  |  |  | c_DK1 | 7877 | 9.699e-05 |  |  |  |  | c_DK1_Central | 7877 | 0.00011715
|  |  |  | c_DK1 | 7878 | 0.00010511 |  |  |  |  | c_DK1_Central | 7878 | 0.00017497
|  |  |  | c_DK1 | 7879 | 0.00012637 |  |  |  |  | c_DK1_Central | 7879 | 0.00020397
|  |  |  | c_DK1 | 7880 | 0.00014749 |  |  |  |  | c_DK1_Central | 7880 | 0.00020147
|  |  |  | c_DK1 | 7881 | 0.00015162 |  |  |  |  | c_DK1_Central | 7881 | 0.00017881
|  |  |  | c_DK1 | 7882 | 0.00015065 |  |  |  |  | c_DK1_Central | 7882 | 0.00016898
|  |  |  | c_DK1 | 7883 | 0.00015259 |  |  |  |  | c_DK1_Central | 7883 | 0.00015914
|  |  |  | c_DK1 | 7884 | 0.00015318 |  |  |  |  | c_DK1_Central | 7884 | 0.00015181
|  |  |  | c_DK1 | 7885 | 0.00015055 |  |  |  |  | c_DK1_Central | 7885 | 0.00014831
|  |  |  | c_DK1 | 7886 | 0.00015109 |  |  |  |  | c_DK1_Central | 7886 | 0.00013798
|  |  |  | c_DK1 | 7887 | 0.00015016 |  |  |  |  | c_DK1_Central | 7887 | 0.00013715
|  |  |  | c_DK1 | 7888 | 0.00014778 |  |  |  |  | c_DK1_Central | 7888 | 0.00013565
|  |  |  | c_DK1 | 7889 | 0.00015284 |  |  |  |  | c_DK1_Central | 7889 | 0.00014148
|  |  |  | c_DK1 | 7890 | 0.00015926 |  |  |  |  | c_DK1_Central | 7890 | 0.00014981
|  |  |  | c_DK1 | 7891 | 0.00015143 |  |  |  |  | c_DK1_Central | 7891 | 0.00015381
|  |  |  | c_DK1 | 7892 | 0.0001435 |  |  |  |  | c_DK1_Central | 7892 | 0.00015814
|  |  |  | c_DK1 | 7893 | 0.0001343 |  |  |  |  | c_DK1_Central | 7893 | 0.00015881
|  |  |  | c_DK1 | 7894 | 0.00012744 |  |  |  |  | c_DK1_Central | 7894 | 0.00014431
|  |  |  | c_DK1 | 7895 | 0.0001184 |  |  |  |  | c_DK1_Central | 7895 | 0.00011548
|  |  |  | c_DK1 | 7896 | 0.00010998 |  |  |  |  | c_DK1_Central | 7896 | 8.5987e-05
|  |  |  | c_DK1 | 7897 | 0.00010292 |  |  |  |  | c_DK1_Central | 7897 | 7.3156e-05
|  |  |  | c_DK1 | 7898 | 9.7525e-05 |  |  |  |  | c_DK1_Central | 7898 | 7.9822e-05
|  |  |  | c_DK1 | 7899 | 9.6406e-05 |  |  |  |  | c_DK1_Central | 7899 | 8.0322e-05
|  |  |  | c_DK1 | 7900 | 9.7622e-05 |  |  |  |  | c_DK1_Central | 7900 | 8.8154e-05
|  |  |  | c_DK1 | 7901 | 0.00010171 |  |  |  |  | c_DK1_Central | 7901 | 0.00011815
|  |  |  | c_DK1 | 7902 | 0.00010935 |  |  |  |  | c_DK1_Central | 7902 | 0.00017664
|  |  |  | c_DK1 | 7903 | 0.00012559 |  |  |  |  | c_DK1_Central | 7903 | 0.00020697
|  |  |  | c_DK1 | 7904 | 0.00014491 |  |  |  |  | c_DK1_Central | 7904 | 0.00020447
|  |  |  | c_DK1 | 7905 | 0.00015109 |  |  |  |  | c_DK1_Central | 7905 | 0.00018464
|  |  |  | c_DK1 | 7906 | 0.00015182 |  |  |  |  | c_DK1_Central | 7906 | 0.00017347
|  |  |  | c_DK1 | 7907 | 0.00015357 |  |  |  |  | c_DK1_Central | 7907 | 0.00016298
|  |  |  | c_DK1 | 7908 | 0.00015313 |  |  |  |  | c_DK1_Central | 7908 | 0.00015614
|  |  |  | c_DK1 | 7909 | 0.00015006 |  |  |  |  | c_DK1_Central | 7909 | 0.00015148
|  |  |  | c_DK1 | 7910 | 0.00015177 |  |  |  |  | c_DK1_Central | 7910 | 0.00014148
|  |  |  | c_DK1 | 7911 | 0.00014968 |  |  |  |  | c_DK1_Central | 7911 | 0.00014015
|  |  |  | c_DK1 | 7912 | 0.00014715 |  |  |  |  | c_DK1_Central | 7912 | 0.00013831
|  |  |  | c_DK1 | 7913 | 0.00015396 |  |  |  |  | c_DK1_Central | 7913 | 0.00014265
|  |  |  | c_DK1 | 7914 | 0.00016077 |  |  |  |  | c_DK1_Central | 7914 | 0.00015164
|  |  |  | c_DK1 | 7915 | 0.0001524 |  |  |  |  | c_DK1_Central | 7915 | 0.00015414
|  |  |  | c_DK1 | 7916 | 0.00014384 |  |  |  |  | c_DK1_Central | 7916 | 0.00015881
|  |  |  | c_DK1 | 7917 | 0.00013576 |  |  |  |  | c_DK1_Central | 7917 | 0.00015898
|  |  |  | c_DK1 | 7918 | 0.00012642 |  |  |  |  | c_DK1_Central | 7918 | 0.00014431
|  |  |  | c_DK1 | 7919 | 0.00011835 |  |  |  |  | c_DK1_Central | 7919 | 0.00011482
|  |  |  | c_DK1 | 7920 | 0.00011115 |  |  |  |  | c_DK1_Central | 7920 | 8.5821e-05
|  |  |  | c_DK1 | 7921 | 0.00010132 |  |  |  |  | c_DK1_Central | 7921 | 6.9323e-05
|  |  |  | c_DK1 | 7922 | 9.7768e-05 |  |  |  |  | c_DK1_Central | 7922 | 7.5822e-05
|  |  |  | c_DK1 | 7923 | 9.6747e-05 |  |  |  |  | c_DK1_Central | 7923 | 7.6155e-05
|  |  |  | c_DK1 | 7924 | 9.7525e-05 |  |  |  |  | c_DK1_Central | 7924 | 8.3654e-05
|  |  |  | c_DK1 | 7925 | 0.00010098 |  |  |  |  | c_DK1_Central | 7925 | 0.00011232
|  |  |  | c_DK1 | 7926 | 0.00010886 |  |  |  |  | c_DK1_Central | 7926 | 0.00016881
|  |  |  | c_DK1 | 7927 | 0.00012613 |  |  |  |  | c_DK1_Central | 7927 | 0.00019797
|  |  |  | c_DK1 | 7928 | 0.0001435 |  |  |  |  | c_DK1_Central | 7928 | 0.00019547
|  |  |  | c_DK1 | 7929 | 0.00014822 |  |  |  |  | c_DK1_Central | 7929 | 0.00017597
|  |  |  | c_DK1 | 7930 | 0.00014822 |  |  |  |  | c_DK1_Central | 7930 | 0.00016548
|  |  |  | c_DK1 | 7931 | 0.00014997 |  |  |  |  | c_DK1_Central | 7931 | 0.00015564
|  |  |  | c_DK1 | 7932 | 0.00014865 |  |  |  |  | c_DK1_Central | 7932 | 0.00014898
|  |  |  | c_DK1 | 7933 | 0.00014617 |  |  |  |  | c_DK1_Central | 7933 | 0.00014448
|  |  |  | c_DK1 | 7934 | 0.00014476 |  |  |  |  | c_DK1_Central | 7934 | 0.00013481
|  |  |  | c_DK1 | 7935 | 0.0001416 |  |  |  |  | c_DK1_Central | 7935 | 0.00013348
|  |  |  | c_DK1 | 7936 | 0.00014442 |  |  |  |  | c_DK1_Central | 7936 | 0.00013148
|  |  |  | c_DK1 | 7937 | 0.00015517 |  |  |  |  | c_DK1_Central | 7937 | 0.00013565
|  |  |  | c_DK1 | 7938 | 0.00016062 |  |  |  |  | c_DK1_Central | 7938 | 0.00014431
|  |  |  | c_DK1 | 7939 | 0.00015366 |  |  |  |  | c_DK1_Central | 7939 | 0.00014715
|  |  |  | c_DK1 | 7940 | 0.00014398 |  |  |  |  | c_DK1_Central | 7940 | 0.00015114
|  |  |  | c_DK1 | 7941 | 0.00013567 |  |  |  |  | c_DK1_Central | 7941 | 0.00015181
|  |  |  | c_DK1 | 7942 | 0.0001273 |  |  |  |  | c_DK1_Central | 7942 | 0.00013781
|  |  |  | c_DK1 | 7943 | 0.00011966 |  |  |  |  | c_DK1_Central | 7943 | 0.00010965
|  |  |  | c_DK1 | 7944 | 0.00011222 |  |  |  |  | c_DK1_Central | 7944 | 8.1655e-05
|  |  |  | c_DK1 | 7945 | 0.0001039 |  |  |  |  | c_DK1_Central | 7945 | 6.749e-05
|  |  |  | c_DK1 | 7946 | 9.9909e-05 |  |  |  |  | c_DK1_Central | 7946 | 7.3656e-05
|  |  |  | c_DK1 | 7947 | 9.8547e-05 |  |  |  |  | c_DK1_Central | 7947 | 7.3989e-05
|  |  |  | c_DK1 | 7948 | 9.8936e-05 |  |  |  |  | c_DK1_Central | 7948 | 8.1155e-05
|  |  |  | c_DK1 | 7949 | 0.00010229 |  |  |  |  | c_DK1_Central | 7949 | 0.00010948
|  |  |  | c_DK1 | 7950 | 0.00010925 |  |  |  |  | c_DK1_Central | 7950 | 0.00016481
|  |  |  | c_DK1 | 7951 | 0.00012559 |  |  |  |  | c_DK1_Central | 7951 | 0.00019347
|  |  |  | c_DK1 | 7952 | 0.00014481 |  |  |  |  | c_DK1_Central | 7952 | 0.00019097
|  |  |  | c_DK1 | 7953 | 0.0001505 |  |  |  |  | c_DK1_Central | 7953 | 0.00017164
|  |  |  | c_DK1 | 7954 | 0.00014963 |  |  |  |  | c_DK1_Central | 7954 | 0.00016148
|  |  |  | c_DK1 | 7955 | 0.00015294 |  |  |  |  | c_DK1_Central | 7955 | 0.00015181
|  |  |  | c_DK1 | 7956 | 0.00015303 |  |  |  |  | c_DK1_Central | 7956 | 0.00014548
|  |  |  | c_DK1 | 7957 | 0.00014865 |  |  |  |  | c_DK1_Central | 7957 | 0.00014115
|  |  |  | c_DK1 | 7958 | 0.00014924 |  |  |  |  | c_DK1_Central | 7958 | 0.00013148
|  |  |  | c_DK1 | 7959 | 0.00014831 |  |  |  |  | c_DK1_Central | 7959 | 0.00013015
|  |  |  | c_DK1 | 7960 | 0.00014578 |  |  |  |  | c_DK1_Central | 7960 | 0.00012798
|  |  |  | c_DK1 | 7961 | 0.00015308 |  |  |  |  | c_DK1_Central | 7961 | 0.00013215
|  |  |  | c_DK1 | 7962 | 0.00015819 |  |  |  |  | c_DK1_Central | 7962 | 0.00014065
|  |  |  | c_DK1 | 7963 | 0.00014972 |  |  |  |  | c_DK1_Central | 7963 | 0.00014298
|  |  |  | c_DK1 | 7964 | 0.00014408 |  |  |  |  | c_DK1_Central | 7964 | 0.00014731
|  |  |  | c_DK1 | 7965 | 0.00013878 |  |  |  |  | c_DK1_Central | 7965 | 0.00014781
|  |  |  | c_DK1 | 7966 | 0.00012895 |  |  |  |  | c_DK1_Central | 7966 | 0.00013431
|  |  |  | c_DK1 | 7967 | 0.00012204 |  |  |  |  | c_DK1_Central | 7967 | 0.00010682
|  |  |  | c_DK1 | 7968 | 0.00011441 |  |  |  |  | c_DK1_Central | 7968 | 7.9488e-05
|  |  |  | c_DK1 | 7969 | 0.00011017 |  |  |  |  | c_DK1_Central | 7969 | 7.9822e-05
|  |  |  | c_DK1 | 7970 | 0.00010341 |  |  |  |  | c_DK1_Central | 7970 | 8.5487e-05
|  |  |  | c_DK1 | 7971 | 0.00010521 |  |  |  |  | c_DK1_Central | 7971 | 8.6154e-05
|  |  |  | c_DK1 | 7972 | 0.00010687 |  |  |  |  | c_DK1_Central | 7972 | 9.282e-05
|  |  |  | c_DK1 | 7973 | 0.00011183 |  |  |  |  | c_DK1_Central | 7973 | 0.00012032
|  |  |  | c_DK1 | 7974 | 0.0001202 |  |  |  |  | c_DK1_Central | 7974 | 0.00018014
|  |  |  | c_DK1 | 7975 | 0.00013562 |  |  |  |  | c_DK1_Central | 7975 | 0.00021247
|  |  |  | c_DK1 | 7976 | 0.00015595 |  |  |  |  | c_DK1_Central | 7976 | 0.00021164
|  |  |  | c_DK1 | 7977 | 0.00016242 |  |  |  |  | c_DK1_Central | 7977 | 0.0001928
|  |  |  | c_DK1 | 7978 | 0.00016067 |  |  |  |  | c_DK1_Central | 7978 | 0.00018281
|  |  |  | c_DK1 | 7979 | 0.00015984 |  |  |  |  | c_DK1_Central | 7979 | 0.00017214
|  |  |  | c_DK1 | 7980 | 0.00015459 |  |  |  |  | c_DK1_Central | 7980 | 0.00016498
|  |  |  | c_DK1 | 7981 | 0.00014394 |  |  |  |  | c_DK1_Central | 7981 | 0.00015998
|  |  |  | c_DK1 | 7982 | 0.00014029 |  |  |  |  | c_DK1_Central | 7982 | 0.00015098
|  |  |  | c_DK1 | 7983 | 0.00013469 |  |  |  |  | c_DK1_Central | 7983 | 0.00014881
|  |  |  | c_DK1 | 7984 | 0.00013338 |  |  |  |  | c_DK1_Central | 7984 | 0.00014698
|  |  |  | c_DK1 | 7985 | 0.00014228 |  |  |  |  | c_DK1_Central | 7985 | 0.00015114
|  |  |  | c_DK1 | 7986 | 0.00015016 |  |  |  |  | c_DK1_Central | 7986 | 0.00016014
|  |  |  | c_DK1 | 7987 | 0.00014452 |  |  |  |  | c_DK1_Central | 7987 | 0.00016314
|  |  |  | c_DK1 | 7988 | 0.00013708 |  |  |  |  | c_DK1_Central | 7988 | 0.00016714
|  |  |  | c_DK1 | 7989 | 0.00013134 |  |  |  |  | c_DK1_Central | 7989 | 0.00016614
|  |  |  | c_DK1 | 7990 | 0.0001236 |  |  |  |  | c_DK1_Central | 7990 | 0.00015198
|  |  |  | c_DK1 | 7991 | 0.00011698 |  |  |  |  | c_DK1_Central | 7991 | 0.00012148
|  |  |  | c_DK1 | 7992 | 0.00010964 |  |  |  |  | c_DK1_Central | 7992 | 9.1487e-05
|  |  |  | c_DK1 | 7993 | 0.00010258 |  |  |  |  | c_DK1_Central | 7993 | 9.1653e-05
|  |  |  | c_DK1 | 7994 | 9.806e-05 |  |  |  |  | c_DK1_Central | 7994 | 9.382e-05
|  |  |  | c_DK1 | 7995 | 9.7039e-05 |  |  |  |  | c_DK1_Central | 7995 | 9.2653e-05
|  |  |  | c_DK1 | 7996 | 9.7379e-05 |  |  |  |  | c_DK1_Central | 7996 | 0.00010149
|  |  |  | c_DK1 | 7997 | 9.9568e-05 |  |  |  |  | c_DK1_Central | 7997 | 0.00012748
|  |  |  | c_DK1 | 7998 | 0.00010161 |  |  |  |  | c_DK1_Central | 7998 | 0.00018531
|  |  |  | c_DK1 | 7999 | 0.00010823 |  |  |  |  | c_DK1_Central | 7999 | 0.00022313
|  |  |  | c_DK1 | 8000 | 0.00011664 |  |  |  |  | c_DK1_Central | 8000 | 0.00021847
|  |  |  | c_DK1 | 8001 | 0.00012365 |  |  |  |  | c_DK1_Central | 8001 | 0.00019847
|  |  |  | c_DK1 | 8002 | 0.00012652 |  |  |  |  | c_DK1_Central | 8002 | 0.00018914
|  |  |  | c_DK1 | 8003 | 0.00012681 |  |  |  |  | c_DK1_Central | 8003 | 0.00018247
|  |  |  | c_DK1 | 8004 | 0.00012423 |  |  |  |  | c_DK1_Central | 8004 | 0.00017331
|  |  |  | c_DK1 | 8005 | 0.00012 |  |  |  |  | c_DK1_Central | 8005 | 0.00016764
|  |  |  | c_DK1 | 8006 | 0.00011844 |  |  |  |  | c_DK1_Central | 8006 | 0.00015731
|  |  |  | c_DK1 | 8007 | 0.00011791 |  |  |  |  | c_DK1_Central | 8007 | 0.00016131
|  |  |  | c_DK1 | 8008 | 0.00011976 |  |  |  |  | c_DK1_Central | 8008 | 0.00015881
|  |  |  | c_DK1 | 8009 | 0.00012851 |  |  |  |  | c_DK1_Central | 8009 | 0.00016431
|  |  |  | c_DK1 | 8010 | 0.00013591 |  |  |  |  | c_DK1_Central | 8010 | 0.00017031
|  |  |  | c_DK1 | 8011 | 0.00013236 |  |  |  |  | c_DK1_Central | 8011 | 0.00017281
|  |  |  | c_DK1 | 8012 | 0.00012438 |  |  |  |  | c_DK1_Central | 8012 | 0.00017331
|  |  |  | c_DK1 | 8013 | 0.00011805 |  |  |  |  | c_DK1_Central | 8013 | 0.00017164
|  |  |  | c_DK1 | 8014 | 0.00011173 |  |  |  |  | c_DK1_Central | 8014 | 0.00016031
|  |  |  | c_DK1 | 8015 | 0.00010531 |  |  |  |  | c_DK1_Central | 8015 | 0.00012965
|  |  |  | c_DK1 | 8016 | 9.9714e-05 |  |  |  |  | c_DK1_Central | 8016 | 9.9152e-05
|  |  |  | c_DK1 | 8017 | 9.7233e-05 |  |  |  |  | c_DK1_Central | 8017 | 9.5653e-05
|  |  |  | c_DK1 | 8018 | 9.4606e-05 |  |  |  |  | c_DK1_Central | 8018 | 0.00010232
|  |  |  | c_DK1 | 8019 | 9.3925e-05 |  |  |  |  | c_DK1_Central | 8019 | 0.00010315
|  |  |  | c_DK1 | 8020 | 9.2855e-05 |  |  |  |  | c_DK1_Central | 8020 | 0.00011715
|  |  |  | c_DK1 | 8021 | 9.5385e-05 |  |  |  |  | c_DK1_Central | 8021 | 0.00014998
|  |  |  | c_DK1 | 8022 | 9.7622e-05 |  |  |  |  | c_DK1_Central | 8022 | 0.00020964
|  |  |  | c_DK1 | 8023 | 0.00010502 |  |  |  |  | c_DK1_Central | 8023 | 0.00021913
|  |  |  | c_DK1 | 8024 | 0.00011168 |  |  |  |  | c_DK1_Central | 8024 | 0.00021597
|  |  |  | c_DK1 | 8025 | 0.00011961 |  |  |  |  | c_DK1_Central | 8025 | 0.0001963
|  |  |  | c_DK1 | 8026 | 0.00012088 |  |  |  |  | c_DK1_Central | 8026 | 0.00018814
|  |  |  | c_DK1 | 8027 | 0.00012092 |  |  |  |  | c_DK1_Central | 8027 | 0.00017997
|  |  |  | c_DK1 | 8028 | 0.0001201 |  |  |  |  | c_DK1_Central | 8028 | 0.00017447
|  |  |  | c_DK1 | 8029 | 0.00011805 |  |  |  |  | c_DK1_Central | 8029 | 0.00016997
|  |  |  | c_DK1 | 8030 | 0.00011776 |  |  |  |  | c_DK1_Central | 8030 | 0.00016231
|  |  |  | c_DK1 | 8031 | 0.00011947 |  |  |  |  | c_DK1_Central | 8031 | 0.00016331
|  |  |  | c_DK1 | 8032 | 0.00012015 |  |  |  |  | c_DK1_Central | 8032 | 0.00016248
|  |  |  | c_DK1 | 8033 | 0.00012963 |  |  |  |  | c_DK1_Central | 8033 | 0.00016781
|  |  |  | c_DK1 | 8034 | 0.00014053 |  |  |  |  | c_DK1_Central | 8034 | 0.00017814
|  |  |  | c_DK1 | 8035 | 0.000138 |  |  |  |  | c_DK1_Central | 8035 | 0.00018164
|  |  |  | c_DK1 | 8036 | 0.00012958 |  |  |  |  | c_DK1_Central | 8036 | 0.00018331
|  |  |  | c_DK1 | 8037 | 0.00012287 |  |  |  |  | c_DK1_Central | 8037 | 0.00018264
|  |  |  | c_DK1 | 8038 | 0.00011742 |  |  |  |  | c_DK1_Central | 8038 | 0.00017031
|  |  |  | c_DK1 | 8039 | 0.00011382 |  |  |  |  | c_DK1_Central | 8039 | 0.00013765
|  |  |  | c_DK1 | 8040 | 0.00010993 |  |  |  |  | c_DK1_Central | 8040 | 0.00010898
|  |  |  | c_DK1 | 8041 | 0.00010239 |  |  |  |  | c_DK1_Central | 8041 | 9.5819e-05
|  |  |  | c_DK1 | 8042 | 0.00010137 |  |  |  |  | c_DK1_Central | 8042 | 0.00010198
|  |  |  | c_DK1 | 8043 | 0.00010161 |  |  |  |  | c_DK1_Central | 8043 | 0.00010365
|  |  |  | c_DK1 | 8044 | 0.00010283 |  |  |  |  | c_DK1_Central | 8044 | 0.00011165
|  |  |  | c_DK1 | 8045 | 0.00010458 |  |  |  |  | c_DK1_Central | 8045 | 0.00013948
|  |  |  | c_DK1 | 8046 | 0.00011261 |  |  |  |  | c_DK1_Central | 8046 | 0.00020647
|  |  |  | c_DK1 | 8047 | 0.00013226 |  |  |  |  | c_DK1_Central | 8047 | 0.00023863
|  |  |  | c_DK1 | 8048 | 0.00015279 |  |  |  |  | c_DK1_Central | 8048 | 0.00023447
|  |  |  | c_DK1 | 8049 | 0.00015722 |  |  |  |  | c_DK1_Central | 8049 | 0.0002128
|  |  |  | c_DK1 | 8050 | 0.00015454 |  |  |  |  | c_DK1_Central | 8050 | 0.00020547
|  |  |  | c_DK1 | 8051 | 0.00015522 |  |  |  |  | c_DK1_Central | 8051 | 0.00019597
|  |  |  | c_DK1 | 8052 | 0.00015517 |  |  |  |  | c_DK1_Central | 8052 | 0.00018814
|  |  |  | c_DK1 | 8053 | 0.00014997 |  |  |  |  | c_DK1_Central | 8053 | 0.00018264
|  |  |  | c_DK1 | 8054 | 0.00015026 |  |  |  |  | c_DK1_Central | 8054 | 0.00017381
|  |  |  | c_DK1 | 8055 | 0.00014943 |  |  |  |  | c_DK1_Central | 8055 | 0.00017297
|  |  |  | c_DK1 | 8056 | 0.00014491 |  |  |  |  | c_DK1_Central | 8056 | 0.00017131
|  |  |  | c_DK1 | 8057 | 0.00015444 |  |  |  |  | c_DK1_Central | 8057 | 0.00017681
|  |  |  | c_DK1 | 8058 | 0.0001631 |  |  |  |  | c_DK1_Central | 8058 | 0.00018547
|  |  |  | c_DK1 | 8059 | 0.00015692 |  |  |  |  | c_DK1_Central | 8059 | 0.00018714
|  |  |  | c_DK1 | 8060 | 0.00014768 |  |  |  |  | c_DK1_Central | 8060 | 0.00018931
|  |  |  | c_DK1 | 8061 | 0.00013936 |  |  |  |  | c_DK1_Central | 8061 | 0.00018747
|  |  |  | c_DK1 | 8062 | 0.00013022 |  |  |  |  | c_DK1_Central | 8062 | 0.00017147
|  |  |  | c_DK1 | 8063 | 0.00012068 |  |  |  |  | c_DK1_Central | 8063 | 0.00013948
|  |  |  | c_DK1 | 8064 | 0.00011319 |  |  |  |  | c_DK1_Central | 8064 | 0.00010782
|  |  |  | c_DK1 | 8065 | 0.0001075 |  |  |  |  | c_DK1_Central | 8065 | 9.032e-05
|  |  |  | c_DK1 | 8066 | 0.00010448 |  |  |  |  | c_DK1_Central | 8066 | 9.6986e-05
|  |  |  | c_DK1 | 8067 | 0.00010443 |  |  |  |  | c_DK1_Central | 8067 | 9.8319e-05
|  |  |  | c_DK1 | 8068 | 0.00010696 |  |  |  |  | c_DK1_Central | 8068 | 0.00010565
|  |  |  | c_DK1 | 8069 | 0.00010983 |  |  |  |  | c_DK1_Central | 8069 | 0.00013331
|  |  |  | c_DK1 | 8070 | 0.0001182 |  |  |  |  | c_DK1_Central | 8070 | 0.0001978
|  |  |  | c_DK1 | 8071 | 0.00013114 |  |  |  |  | c_DK1_Central | 8071 | 0.00022997
|  |  |  | c_DK1 | 8072 | 0.00014948 |  |  |  |  | c_DK1_Central | 8072 | 0.00022663
|  |  |  | c_DK1 | 8073 | 0.00015819 |  |  |  |  | c_DK1_Central | 8073 | 0.00020647
|  |  |  | c_DK1 | 8074 | 0.00015571 |  |  |  |  | c_DK1_Central | 8074 | 0.00019847
|  |  |  | c_DK1 | 8075 | 0.00015999 |  |  |  |  | c_DK1_Central | 8075 | 0.00018864
|  |  |  | c_DK1 | 8076 | 0.00016072 |  |  |  |  | c_DK1_Central | 8076 | 0.00018131
|  |  |  | c_DK1 | 8077 | 0.0001596 |  |  |  |  | c_DK1_Central | 8077 | 0.00017581
|  |  |  | c_DK1 | 8078 | 0.00016023 |  |  |  |  | c_DK1_Central | 8078 | 0.00016648
|  |  |  | c_DK1 | 8079 | 0.00015877 |  |  |  |  | c_DK1_Central | 8079 | 0.00016514
|  |  |  | c_DK1 | 8080 | 0.00015736 |  |  |  |  | c_DK1_Central | 8080 | 0.00016331
|  |  |  | c_DK1 | 8081 | 0.00016466 |  |  |  |  | c_DK1_Central | 8081 | 0.00016831
|  |  |  | c_DK1 | 8082 | 0.00016753 |  |  |  |  | c_DK1_Central | 8082 | 0.00017597
|  |  |  | c_DK1 | 8083 | 0.00015843 |  |  |  |  | c_DK1_Central | 8083 | 0.00017697
|  |  |  | c_DK1 | 8084 | 0.00015362 |  |  |  |  | c_DK1_Central | 8084 | 0.00017947
|  |  |  | c_DK1 | 8085 | 0.00014471 |  |  |  |  | c_DK1_Central | 8085 | 0.00017881
|  |  |  | c_DK1 | 8086 | 0.00013742 |  |  |  |  | c_DK1_Central | 8086 | 0.00016281
|  |  |  | c_DK1 | 8087 | 0.00013046 |  |  |  |  | c_DK1_Central | 8087 | 0.00013215
|  |  |  | c_DK1 | 8088 | 0.00012379 |  |  |  |  | c_DK1_Central | 8088 | 0.00010165
|  |  |  | c_DK1 | 8089 | 0.0001109 |  |  |  |  | c_DK1_Central | 8089 | 7.8655e-05
|  |  |  | c_DK1 | 8090 | 0.00010526 |  |  |  |  | c_DK1_Central | 8090 | 8.4987e-05
|  |  |  | c_DK1 | 8091 | 0.00010404 |  |  |  |  | c_DK1_Central | 8091 | 8.5821e-05
|  |  |  | c_DK1 | 8092 | 0.0001075 |  |  |  |  | c_DK1_Central | 8092 | 9.332e-05
|  |  |  | c_DK1 | 8093 | 0.00010808 |  |  |  |  | c_DK1_Central | 8093 | 0.00012165
|  |  |  | c_DK1 | 8094 | 0.00011212 |  |  |  |  | c_DK1_Central | 8094 | 0.00018147
|  |  |  | c_DK1 | 8095 | 0.00012788 |  |  |  |  | c_DK1_Central | 8095 | 0.0002123
|  |  |  | c_DK1 | 8096 | 0.00014812 |  |  |  |  | c_DK1_Central | 8096 | 0.0002093
|  |  |  | c_DK1 | 8097 | 0.00015512 |  |  |  |  | c_DK1_Central | 8097 | 0.00018964
|  |  |  | c_DK1 | 8098 | 0.00015289 |  |  |  |  | c_DK1_Central | 8098 | 0.00018014
|  |  |  | c_DK1 | 8099 | 0.00015556 |  |  |  |  | c_DK1_Central | 8099 | 0.00017031
|  |  |  | c_DK1 | 8100 | 0.00015269 |  |  |  |  | c_DK1_Central | 8100 | 0.00016314
|  |  |  | c_DK1 | 8101 | 0.00014812 |  |  |  |  | c_DK1_Central | 8101 | 0.00015848
|  |  |  | c_DK1 | 8102 | 0.00014895 |  |  |  |  | c_DK1_Central | 8102 | 0.00014881
|  |  |  | c_DK1 | 8103 | 0.00015225 |  |  |  |  | c_DK1_Central | 8103 | 0.00014748
|  |  |  | c_DK1 | 8104 | 0.00014865 |  |  |  |  | c_DK1_Central | 8104 | 0.00014565
|  |  |  | c_DK1 | 8105 | 0.00015298 |  |  |  |  | c_DK1_Central | 8105 | 0.00015014
|  |  |  | c_DK1 | 8106 | 0.00016169 |  |  |  |  | c_DK1_Central | 8106 | 0.00015848
|  |  |  | c_DK1 | 8107 | 0.00015634 |  |  |  |  | c_DK1_Central | 8107 | 0.00016048
|  |  |  | c_DK1 | 8108 | 0.00015109 |  |  |  |  | c_DK1_Central | 8108 | 0.00016381
|  |  |  | c_DK1 | 8109 | 0.00014501 |  |  |  |  | c_DK1_Central | 8109 | 0.00016381
|  |  |  | c_DK1 | 8110 | 0.00013498 |  |  |  |  | c_DK1_Central | 8110 | 0.00014898
|  |  |  | c_DK1 | 8111 | 0.00012944 |  |  |  |  | c_DK1_Central | 8111 | 0.00011965
|  |  |  | c_DK1 | 8112 | 0.00012204 |  |  |  |  | c_DK1_Central | 8112 | 9.032e-05
|  |  |  | c_DK1 | 8113 | 0.00010701 |  |  |  |  | c_DK1_Central | 8113 | 7.2656e-05
|  |  |  | c_DK1 | 8114 | 0.00010404 |  |  |  |  | c_DK1_Central | 8114 | 7.9322e-05
|  |  |  | c_DK1 | 8115 | 0.00010487 |  |  |  |  | c_DK1_Central | 8115 | 7.9822e-05
|  |  |  | c_DK1 | 8116 | 0.00010657 |  |  |  |  | c_DK1_Central | 8116 | 8.7487e-05
|  |  |  | c_DK1 | 8117 | 0.00010648 |  |  |  |  | c_DK1_Central | 8117 | 0.00011732
|  |  |  | c_DK1 | 8118 | 0.00011407 |  |  |  |  | c_DK1_Central | 8118 | 0.00017547
|  |  |  | c_DK1 | 8119 | 0.00013216 |  |  |  |  | c_DK1_Central | 8119 | 0.00020564
|  |  |  | c_DK1 | 8120 | 0.00015376 |  |  |  |  | c_DK1_Central | 8120 | 0.0002033
|  |  |  | c_DK1 | 8121 | 0.00016038 |  |  |  |  | c_DK1_Central | 8121 | 0.00018331
|  |  |  | c_DK1 | 8122 | 0.00015892 |  |  |  |  | c_DK1_Central | 8122 | 0.00017247
|  |  |  | c_DK1 | 8123 | 0.00015984 |  |  |  |  | c_DK1_Central | 8123 | 0.00016181
|  |  |  | c_DK1 | 8124 | 0.00015678 |  |  |  |  | c_DK1_Central | 8124 | 0.00015498
|  |  |  | c_DK1 | 8125 | 0.00015634 |  |  |  |  | c_DK1_Central | 8125 | 0.00015031
|  |  |  | c_DK1 | 8126 | 0.00015868 |  |  |  |  | c_DK1_Central | 8126 | 0.00014081
|  |  |  | c_DK1 | 8127 | 0.00015658 |  |  |  |  | c_DK1_Central | 8127 | 0.00013915
|  |  |  | c_DK1 | 8128 | 0.00015415 |  |  |  |  | c_DK1_Central | 8128 | 0.00013748
|  |  |  | c_DK1 | 8129 | 0.00016179 |  |  |  |  | c_DK1_Central | 8129 | 0.00014181
|  |  |  | c_DK1 | 8130 | 0.00016675 |  |  |  |  | c_DK1_Central | 8130 | 0.00015064
|  |  |  | c_DK1 | 8131 | 0.00015975 |  |  |  |  | c_DK1_Central | 8131 | 0.00015314
|  |  |  | c_DK1 | 8132 | 0.00015138 |  |  |  |  | c_DK1_Central | 8132 | 0.00015764
|  |  |  | c_DK1 | 8133 | 0.00014583 |  |  |  |  | c_DK1_Central | 8133 | 0.00015781
|  |  |  | c_DK1 | 8134 | 0.00013819 |  |  |  |  | c_DK1_Central | 8134 | 0.00014348
|  |  |  | c_DK1 | 8135 | 0.0001325 |  |  |  |  | c_DK1_Central | 8135 | 0.00011398
|  |  |  | c_DK1 | 8136 | 0.00012535 |  |  |  |  | c_DK1_Central | 8136 | 8.5154e-05
|  |  |  | c_DK1 | 8137 | 0.00011382 |  |  |  |  | c_DK1_Central | 8137 | 6.749e-05
|  |  |  | c_DK1 | 8138 | 0.00010978 |  |  |  |  | c_DK1_Central | 8138 | 7.2823e-05
|  |  |  | c_DK1 | 8139 | 0.0001091 |  |  |  |  | c_DK1_Central | 8139 | 7.2823e-05
|  |  |  | c_DK1 | 8140 | 0.00010998 |  |  |  |  | c_DK1_Central | 8140 | 7.9322e-05
|  |  |  | c_DK1 | 8141 | 0.00011382 |  |  |  |  | c_DK1_Central | 8141 | 0.00010598
|  |  |  | c_DK1 | 8142 | 0.00012195 |  |  |  |  | c_DK1_Central | 8142 | 0.00016064
|  |  |  | c_DK1 | 8143 | 0.00013571 |  |  |  |  | c_DK1_Central | 8143 | 0.00019031
|  |  |  | c_DK1 | 8144 | 0.00015527 |  |  |  |  | c_DK1_Central | 8144 | 0.00019014
|  |  |  | c_DK1 | 8145 | 0.00016412 |  |  |  |  | c_DK1_Central | 8145 | 0.00017164
|  |  |  | c_DK1 | 8146 | 0.00016077 |  |  |  |  | c_DK1_Central | 8146 | 0.00016148
|  |  |  | c_DK1 | 8147 | 0.00016013 |  |  |  |  | c_DK1_Central | 8147 | 0.00015098
|  |  |  | c_DK1 | 8148 | 0.00015615 |  |  |  |  | c_DK1_Central | 8148 | 0.00014465
|  |  |  | c_DK1 | 8149 | 0.00014846 |  |  |  |  | c_DK1_Central | 8149 | 0.00014015
|  |  |  | c_DK1 | 8150 | 0.00014637 |  |  |  |  | c_DK1_Central | 8150 | 0.00013115
|  |  |  | c_DK1 | 8151 | 0.00014277 |  |  |  |  | c_DK1_Central | 8151 | 0.00012915
|  |  |  | c_DK1 | 8152 | 0.00014282 |  |  |  |  | c_DK1_Central | 8152 | 0.00012715
|  |  |  | c_DK1 | 8153 | 0.00014846 |  |  |  |  | c_DK1_Central | 8153 | 0.00013081
|  |  |  | c_DK1 | 8154 | 0.00015245 |  |  |  |  | c_DK1_Central | 8154 | 0.00013981
|  |  |  | c_DK1 | 8155 | 0.00014612 |  |  |  |  | c_DK1_Central | 8155 | 0.00014315
|  |  |  | c_DK1 | 8156 | 0.00014043 |  |  |  |  | c_DK1_Central | 8156 | 0.00014798
|  |  |  | c_DK1 | 8157 | 0.00013284 |  |  |  |  | c_DK1_Central | 8157 | 0.00014781
|  |  |  | c_DK1 | 8158 | 0.0001235 |  |  |  |  | c_DK1_Central | 8158 | 0.00013481
|  |  |  | c_DK1 | 8159 | 0.00011518 |  |  |  |  | c_DK1_Central | 8159 | 0.00010665
|  |  |  | c_DK1 | 8160 | 0.00010837 |  |  |  |  | c_DK1_Central | 8160 | 7.9155e-05
|  |  |  | c_DK1 | 8161 | 0.00010224 |  |  |  |  | c_DK1_Central | 8161 | 6.9323e-05
|  |  |  | c_DK1 | 8162 | 9.9666e-05 |  |  |  |  | c_DK1_Central | 8162 | 7.2823e-05
|  |  |  | c_DK1 | 8163 | 9.6698e-05 |  |  |  |  | c_DK1_Central | 8163 | 6.9323e-05
|  |  |  | c_DK1 | 8164 | 9.553e-05 |  |  |  |  | c_DK1_Central | 8164 | 7.8822e-05
|  |  |  | c_DK1 | 8165 | 9.7817e-05 |  |  |  |  | c_DK1_Central | 8165 | 0.00010548
|  |  |  | c_DK1 | 8166 | 0.00010176 |  |  |  |  | c_DK1_Central | 8166 | 0.00015498
|  |  |  | c_DK1 | 8167 | 0.0001092 |  |  |  |  | c_DK1_Central | 8167 | 0.00018864
|  |  |  | c_DK1 | 8168 | 0.00011791 |  |  |  |  | c_DK1_Central | 8168 | 0.00018614
|  |  |  | c_DK1 | 8169 | 0.0001254 |  |  |  |  | c_DK1_Central | 8169 | 0.00016564
|  |  |  | c_DK1 | 8170 | 0.0001291 |  |  |  |  | c_DK1_Central | 8170 | 0.00015514
|  |  |  | c_DK1 | 8171 | 0.00013362 |  |  |  |  | c_DK1_Central | 8171 | 0.00014864
|  |  |  | c_DK1 | 8172 | 0.00013065 |  |  |  |  | c_DK1_Central | 8172 | 0.00013948
|  |  |  | c_DK1 | 8173 | 0.00012662 |  |  |  |  | c_DK1_Central | 8173 | 0.00013581
|  |  |  | c_DK1 | 8174 | 0.00012623 |  |  |  |  | c_DK1_Central | 8174 | 0.00012382
|  |  |  | c_DK1 | 8175 | 0.00012637 |  |  |  |  | c_DK1_Central | 8175 | 0.00012781
|  |  |  | c_DK1 | 8176 | 0.00012769 |  |  |  |  | c_DK1_Central | 8176 | 0.00012581
|  |  |  | c_DK1 | 8177 | 0.00013498 |  |  |  |  | c_DK1_Central | 8177 | 0.00013031
|  |  |  | c_DK1 | 8178 | 0.00014116 |  |  |  |  | c_DK1_Central | 8178 | 0.00013648
|  |  |  | c_DK1 | 8179 | 0.00013421 |  |  |  |  | c_DK1_Central | 8179 | 0.00014065
|  |  |  | c_DK1 | 8180 | 0.00012404 |  |  |  |  | c_DK1_Central | 8180 | 0.00014248
|  |  |  | c_DK1 | 8181 | 0.00011815 |  |  |  |  | c_DK1_Central | 8181 | 0.00014298
|  |  |  | c_DK1 | 8182 | 0.0001112 |  |  |  |  | c_DK1_Central | 8182 | 0.00013265
|  |  |  | c_DK1 | 8183 | 0.00010584 |  |  |  |  | c_DK1_Central | 8183 | 0.00010632
|  |  |  | c_DK1 | 8184 | 9.9617e-05 |  |  |  |  | c_DK1_Central | 8184 | 7.7822e-05
|  |  |  | c_DK1 | 8185 | 9.6552e-05 |  |  |  |  | c_DK1_Central | 8185 | 6.8657e-05
|  |  |  | c_DK1 | 8186 | 9.592e-05 |  |  |  |  | c_DK1_Central | 8186 | 7.7655e-05
|  |  |  | c_DK1 | 8187 | 9.5676e-05 |  |  |  |  | c_DK1_Central | 8187 | 7.5989e-05
|  |  |  | c_DK1 | 8188 | 9.5676e-05 |  |  |  |  | c_DK1_Central | 8188 | 8.8987e-05
|  |  |  | c_DK1 | 8189 | 9.8352e-05 |  |  |  |  | c_DK1_Central | 8189 | 0.00011915
|  |  |  | c_DK1 | 8190 | 0.00010054 |  |  |  |  | c_DK1_Central | 8190 | 0.00016981
|  |  |  | c_DK1 | 8191 | 0.00010648 |  |  |  |  | c_DK1_Central | 8191 | 0.00017714
|  |  |  | c_DK1 | 8192 | 0.00011514 |  |  |  |  | c_DK1_Central | 8192 | 0.00017564
|  |  |  | c_DK1 | 8193 | 0.00012448 |  |  |  |  | c_DK1_Central | 8193 | 0.00015331
|  |  |  | c_DK1 | 8194 | 0.0001291 |  |  |  |  | c_DK1_Central | 8194 | 0.00014565
|  |  |  | c_DK1 | 8195 | 0.00013182 |  |  |  |  | c_DK1_Central | 8195 | 0.00013781
|  |  |  | c_DK1 | 8196 | 0.00013304 |  |  |  |  | c_DK1_Central | 8196 | 0.00013265
|  |  |  | c_DK1 | 8197 | 0.00013323 |  |  |  |  | c_DK1_Central | 8197 | 0.00012965
|  |  |  | c_DK1 | 8198 | 0.00013197 |  |  |  |  | c_DK1_Central | 8198 | 0.00012165
|  |  |  | c_DK1 | 8199 | 0.00013187 |  |  |  |  | c_DK1_Central | 8199 | 0.00012198
|  |  |  | c_DK1 | 8200 | 0.00013411 |  |  |  |  | c_DK1_Central | 8200 | 0.00011965
|  |  |  | c_DK1 | 8201 | 0.0001416 |  |  |  |  | c_DK1_Central | 8201 | 0.00012648
|  |  |  | c_DK1 | 8202 | 0.00014914 |  |  |  |  | c_DK1_Central | 8202 | 0.00013581
|  |  |  | c_DK1 | 8203 | 0.00014481 |  |  |  |  | c_DK1_Central | 8203 | 0.00013965
|  |  |  | c_DK1 | 8204 | 0.00013294 |  |  |  |  | c_DK1_Central | 8204 | 0.00014331
|  |  |  | c_DK1 | 8205 | 0.00012739 |  |  |  |  | c_DK1_Central | 8205 | 0.00014515
|  |  |  | c_DK1 | 8206 | 0.00012253 |  |  |  |  | c_DK1_Central | 8206 | 0.00013465
|  |  |  | c_DK1 | 8207 | 0.00011801 |  |  |  |  | c_DK1_Central | 8207 | 0.00010865
|  |  |  | c_DK1 | 8208 | 0.00011557 |  |  |  |  | c_DK1_Central | 8208 | 8.1155e-05
|  |  |  | c_DK1 | 8209 | 0.0001074 |  |  |  |  | c_DK1_Central | 8209 | 7.1489e-05
|  |  |  | c_DK1 | 8210 | 0.00010443 |  |  |  |  | c_DK1_Central | 8210 | 7.8488e-05
|  |  |  | c_DK1 | 8211 | 0.00010224 |  |  |  |  | c_DK1_Central | 8211 | 7.8988e-05
|  |  |  | c_DK1 | 8212 | 0.00010589 |  |  |  |  | c_DK1_Central | 8212 | 8.6487e-05
|  |  |  | c_DK1 | 8213 | 0.00010828 |  |  |  |  | c_DK1_Central | 8213 | 0.00011532
|  |  |  | c_DK1 | 8214 | 0.00011324 |  |  |  |  | c_DK1_Central | 8214 | 0.00017247
|  |  |  | c_DK1 | 8215 | 0.00013348 |  |  |  |  | c_DK1_Central | 8215 | 0.00020114
|  |  |  | c_DK1 | 8216 | 0.00015439 |  |  |  |  | c_DK1_Central | 8216 | 0.00019897
|  |  |  | c_DK1 | 8217 | 0.00016067 |  |  |  |  | c_DK1_Central | 8217 | 0.00017614
|  |  |  | c_DK1 | 8218 | 0.00015848 |  |  |  |  | c_DK1_Central | 8218 | 0.00016681
|  |  |  | c_DK1 | 8219 | 0.00015892 |  |  |  |  | c_DK1_Central | 8219 | 0.00015714
|  |  |  | c_DK1 | 8220 | 0.00015683 |  |  |  |  | c_DK1_Central | 8220 | 0.00014981
|  |  |  | c_DK1 | 8221 | 0.00015313 |  |  |  |  | c_DK1_Central | 8221 | 0.00014615
|  |  |  | c_DK1 | 8222 | 0.00015396 |  |  |  |  | c_DK1_Central | 8222 | 0.00013598
|  |  |  | c_DK1 | 8223 | 0.00015152 |  |  |  |  | c_DK1_Central | 8223 | 0.00013498
|  |  |  | c_DK1 | 8224 | 0.00014953 |  |  |  |  | c_DK1_Central | 8224 | 0.00013365
|  |  |  | c_DK1 | 8225 | 0.00015532 |  |  |  |  | c_DK1_Central | 8225 | 0.00013931
|  |  |  | c_DK1 | 8226 | 0.00016242 |  |  |  |  | c_DK1_Central | 8226 | 0.00014764
|  |  |  | c_DK1 | 8227 | 0.00015581 |  |  |  |  | c_DK1_Central | 8227 | 0.00015164
|  |  |  | c_DK1 | 8228 | 0.00014437 |  |  |  |  | c_DK1_Central | 8228 | 0.00015581
|  |  |  | c_DK1 | 8229 | 0.00013683 |  |  |  |  | c_DK1_Central | 8229 | 0.00015664
|  |  |  | c_DK1 | 8230 | 0.00013148 |  |  |  |  | c_DK1_Central | 8230 | 0.00014215
|  |  |  | c_DK1 | 8231 | 0.00012238 |  |  |  |  | c_DK1_Central | 8231 | 0.00011382
|  |  |  | c_DK1 | 8232 | 0.00011445 |  |  |  |  | c_DK1_Central | 8232 | 8.4488e-05
|  |  |  | c_DK1 | 8233 | 0.00010944 |  |  |  |  | c_DK1_Central | 8233 | 8.2821e-05
|  |  |  | c_DK1 | 8234 | 0.00010628 |  |  |  |  | c_DK1_Central | 8234 | 8.9154e-05
|  |  |  | c_DK1 | 8235 | 0.00010448 |  |  |  |  | c_DK1_Central | 8235 | 9.0153e-05
|  |  |  | c_DK1 | 8236 | 0.00010448 |  |  |  |  | c_DK1_Central | 8236 | 9.7486e-05
|  |  |  | c_DK1 | 8237 | 0.00010755 |  |  |  |  | c_DK1_Central | 8237 | 0.00012531
|  |  |  | c_DK1 | 8238 | 0.00011499 |  |  |  |  | c_DK1_Central | 8238 | 0.00018681
|  |  |  | c_DK1 | 8239 | 0.00013095 |  |  |  |  | c_DK1_Central | 8239 | 0.00021763
|  |  |  | c_DK1 | 8240 | 0.00015148 |  |  |  |  | c_DK1_Central | 8240 | 0.00021464
|  |  |  | c_DK1 | 8241 | 0.0001578 |  |  |  |  | c_DK1_Central | 8241 | 0.0001948
|  |  |  | c_DK1 | 8242 | 0.00015274 |  |  |  |  | c_DK1_Central | 8242 | 0.00018614
|  |  |  | c_DK1 | 8243 | 0.00015435 |  |  |  |  | c_DK1_Central | 8243 | 0.00017631
|  |  |  | c_DK1 | 8244 | 0.00015551 |  |  |  |  | c_DK1_Central | 8244 | 0.00016914
|  |  |  | c_DK1 | 8245 | 0.00015274 |  |  |  |  | c_DK1_Central | 8245 | 0.00016414
|  |  |  | c_DK1 | 8246 | 0.00015313 |  |  |  |  | c_DK1_Central | 8246 | 0.00015481
|  |  |  | c_DK1 | 8247 | 0.00015756 |  |  |  |  | c_DK1_Central | 8247 | 0.00015331
|  |  |  | c_DK1 | 8248 | 0.00015259 |  |  |  |  | c_DK1_Central | 8248 | 0.00015164
|  |  |  | c_DK1 | 8249 | 0.00015863 |  |  |  |  | c_DK1_Central | 8249 | 0.00015614
|  |  |  | c_DK1 | 8250 | 0.00016656 |  |  |  |  | c_DK1_Central | 8250 | 0.00016414
|  |  |  | c_DK1 | 8251 | 0.00016048 |  |  |  |  | c_DK1_Central | 8251 | 0.00016581
|  |  |  | c_DK1 | 8252 | 0.00015391 |  |  |  |  | c_DK1_Central | 8252 | 0.00016864
|  |  |  | c_DK1 | 8253 | 0.00014612 |  |  |  |  | c_DK1_Central | 8253 | 0.00016831
|  |  |  | c_DK1 | 8254 | 0.0001416 |  |  |  |  | c_DK1_Central | 8254 | 0.00015331
|  |  |  | c_DK1 | 8255 | 0.00012803 |  |  |  |  | c_DK1_Central | 8255 | 0.00012365
|  |  |  | c_DK1 | 8256 | 0.00012102 |  |  |  |  | c_DK1_Central | 8256 | 9.4319e-05
|  |  |  | c_DK1 | 8257 | 0.0001148 |  |  |  |  | c_DK1_Central | 8257 | 8.0322e-05
|  |  |  | c_DK1 | 8258 | 0.00011231 |  |  |  |  | c_DK1_Central | 8258 | 8.6987e-05
|  |  |  | c_DK1 | 8259 | 0.00011124 |  |  |  |  | c_DK1_Central | 8259 | 8.782e-05
|  |  |  | c_DK1 | 8260 | 0.00011227 |  |  |  |  | c_DK1_Central | 8260 | 9.5153e-05
|  |  |  | c_DK1 | 8261 | 0.00011689 |  |  |  |  | c_DK1_Central | 8261 | 0.00012348
|  |  |  | c_DK1 | 8262 | 0.00012185 |  |  |  |  | c_DK1_Central | 8262 | 0.00018397
|  |  |  | c_DK1 | 8263 | 0.0001326 |  |  |  |  | c_DK1_Central | 8263 | 0.0002148
|  |  |  | c_DK1 | 8264 | 0.00015036 |  |  |  |  | c_DK1_Central | 8264 | 0.00021197
|  |  |  | c_DK1 | 8265 | 0.00015809 |  |  |  |  | c_DK1_Central | 8265 | 0.00019231
|  |  |  | c_DK1 | 8266 | 0.00015658 |  |  |  |  | c_DK1_Central | 8266 | 0.00018281
|  |  |  | c_DK1 | 8267 | 0.00015814 |  |  |  |  | c_DK1_Central | 8267 | 0.00017297
|  |  |  | c_DK1 | 8268 | 0.00015697 |  |  |  |  | c_DK1_Central | 8268 | 0.00016581
|  |  |  | c_DK1 | 8269 | 0.00015133 |  |  |  |  | c_DK1_Central | 8269 | 0.00016098
|  |  |  | c_DK1 | 8270 | 0.00015162 |  |  |  |  | c_DK1_Central | 8270 | 0.00015148
|  |  |  | c_DK1 | 8271 | 0.00014968 |  |  |  |  | c_DK1_Central | 8271 | 0.00015014
|  |  |  | c_DK1 | 8272 | 0.0001399 |  |  |  |  | c_DK1_Central | 8272 | 0.00014814
|  |  |  | c_DK1 | 8273 | 0.0001417 |  |  |  |  | c_DK1_Central | 8273 | 0.00015281
|  |  |  | c_DK1 | 8274 | 0.00015654 |  |  |  |  | c_DK1_Central | 8274 | 0.00016114
|  |  |  | c_DK1 | 8275 | 0.00015366 |  |  |  |  | c_DK1_Central | 8275 | 0.00016298
|  |  |  | c_DK1 | 8276 | 0.00014715 |  |  |  |  | c_DK1_Central | 8276 | 0.00016614
|  |  |  | c_DK1 | 8277 | 0.00014155 |  |  |  |  | c_DK1_Central | 8277 | 0.00016614
|  |  |  | c_DK1 | 8278 | 0.00013099 |  |  |  |  | c_DK1_Central | 8278 | 0.00015114
|  |  |  | c_DK1 | 8279 | 0.00012146 |  |  |  |  | c_DK1_Central | 8279 | 0.00012165
|  |  |  | c_DK1 | 8280 | 0.00011776 |  |  |  |  | c_DK1_Central | 8280 | 9.2153e-05
|  |  |  | c_DK1 | 8281 | 0.00010545 |  |  |  |  | c_DK1_Central | 8281 | 8.4987e-05
|  |  |  | c_DK1 | 8282 | 0.0001021 |  |  |  |  | c_DK1_Central | 8282 | 9.1487e-05
|  |  |  | c_DK1 | 8283 | 0.00010239 |  |  |  |  | c_DK1_Central | 8283 | 9.232e-05
|  |  |  | c_DK1 | 8284 | 0.00010254 |  |  |  |  | c_DK1_Central | 8284 | 9.9652e-05
|  |  |  | c_DK1 | 8285 | 0.0001055 |  |  |  |  | c_DK1_Central | 8285 | 0.00012698
|  |  |  | c_DK1 | 8286 | 0.00011231 |  |  |  |  | c_DK1_Central | 8286 | 0.00018897
|  |  |  | c_DK1 | 8287 | 0.00012764 |  |  |  |  | c_DK1_Central | 8287 | 0.00021997
|  |  |  | c_DK1 | 8288 | 0.00014739 |  |  |  |  | c_DK1_Central | 8288 | 0.0002168
|  |  |  | c_DK1 | 8289 | 0.00015493 |  |  |  |  | c_DK1_Central | 8289 | 0.0001968
|  |  |  | c_DK1 | 8290 | 0.00015328 |  |  |  |  | c_DK1_Central | 8290 | 0.00018897
|  |  |  | c_DK1 | 8291 | 0.00015065 |  |  |  |  | c_DK1_Central | 8291 | 0.00017931
|  |  |  | c_DK1 | 8292 | 0.00014778 |  |  |  |  | c_DK1_Central | 8292 | 0.00017214
|  |  |  | c_DK1 | 8293 | 0.00014491 |  |  |  |  | c_DK1_Central | 8293 | 0.00016731
|  |  |  | c_DK1 | 8294 | 0.00014914 |  |  |  |  | c_DK1_Central | 8294 | 0.00015781
|  |  |  | c_DK1 | 8295 | 0.00014695 |  |  |  |  | c_DK1_Central | 8295 | 0.00015631
|  |  |  | c_DK1 | 8296 | 0.00014549 |  |  |  |  | c_DK1_Central | 8296 | 0.00015464
|  |  |  | c_DK1 | 8297 | 0.00015128 |  |  |  |  | c_DK1_Central | 8297 | 0.00015931
|  |  |  | c_DK1 | 8298 | 0.00015697 |  |  |  |  | c_DK1_Central | 8298 | 0.00016698
|  |  |  | c_DK1 | 8299 | 0.00014899 |  |  |  |  | c_DK1_Central | 8299 | 0.00016814
|  |  |  | c_DK1 | 8300 | 0.0001434 |  |  |  |  | c_DK1_Central | 8300 | 0.00017064
|  |  |  | c_DK1 | 8301 | 0.00013674 |  |  |  |  | c_DK1_Central | 8301 | 0.00017031
|  |  |  | c_DK1 | 8302 | 0.0001326 |  |  |  |  | c_DK1_Central | 8302 | 0.00015514
|  |  |  | c_DK1 | 8303 | 0.00011767 |  |  |  |  | c_DK1_Central | 8303 | 0.00012565
|  |  |  | c_DK1 | 8304 | 0.00011154 |  |  |  |  | c_DK1_Central | 8304 | 9.6319e-05
|  |  |  | c_DK1 | 8305 | 0.00010395 |  |  |  |  | c_DK1_Central | 8305 | 8.782e-05
|  |  |  | c_DK1 | 8306 | 0.00010083 |  |  |  |  | c_DK1_Central | 8306 | 9.3486e-05
|  |  |  | c_DK1 | 8307 | 0.00010098 |  |  |  |  | c_DK1_Central | 8307 | 9.4819e-05
|  |  |  | c_DK1 | 8308 | 0.00010156 |  |  |  |  | c_DK1_Central | 8308 | 0.00010082
|  |  |  | c_DK1 | 8309 | 0.00010322 |  |  |  |  | c_DK1_Central | 8309 | 0.00012615
|  |  |  | c_DK1 | 8310 | 0.00011129 |  |  |  |  | c_DK1_Central | 8310 | 0.00018864
|  |  |  | c_DK1 | 8311 | 0.00012691 |  |  |  |  | c_DK1_Central | 8311 | 0.00022097
|  |  |  | c_DK1 | 8312 | 0.00014685 |  |  |  |  | c_DK1_Central | 8312 | 0.0002198
|  |  |  | c_DK1 | 8313 | 0.00015396 |  |  |  |  | c_DK1_Central | 8313 | 0.00020064
|  |  |  | c_DK1 | 8314 | 0.00015279 |  |  |  |  | c_DK1_Central | 8314 | 0.00019314
|  |  |  | c_DK1 | 8315 | 0.00015459 |  |  |  |  | c_DK1_Central | 8315 | 0.00018314
|  |  |  | c_DK1 | 8316 | 0.00014899 |  |  |  |  | c_DK1_Central | 8316 | 0.00017581
|  |  |  | c_DK1 | 8317 | 0.00014155 |  |  |  |  | c_DK1_Central | 8317 | 0.00017064
|  |  |  | c_DK1 | 8318 | 0.00013722 |  |  |  |  | c_DK1_Central | 8318 | 0.00016181
|  |  |  | c_DK1 | 8319 | 0.00013284 |  |  |  |  | c_DK1_Central | 8319 | 0.00015964
|  |  |  | c_DK1 | 8320 | 0.00013289 |  |  |  |  | c_DK1_Central | 8320 | 0.00015781
|  |  |  | c_DK1 | 8321 | 0.00014126 |  |  |  |  | c_DK1_Central | 8321 | 0.00016231
|  |  |  | c_DK1 | 8322 | 0.00014637 |  |  |  |  | c_DK1_Central | 8322 | 0.00017064
|  |  |  | c_DK1 | 8323 | 0.00013936 |  |  |  |  | c_DK1_Central | 8323 | 0.00017214
|  |  |  | c_DK1 | 8324 | 0.00013002 |  |  |  |  | c_DK1_Central | 8324 | 0.00017514
|  |  |  | c_DK1 | 8325 | 0.0001217 |  |  |  |  | c_DK1_Central | 8325 | 0.00017364
|  |  |  | c_DK1 | 8326 | 0.00011329 |  |  |  |  | c_DK1_Central | 8326 | 0.00015914
|  |  |  | c_DK1 | 8327 | 0.0001058 |  |  |  |  | c_DK1_Central | 8327 | 0.00012865
|  |  |  | c_DK1 | 8328 | 9.9714e-05 |  |  |  |  | c_DK1_Central | 8328 | 9.8486e-05
|  |  |  | c_DK1 | 8329 | 9.6212e-05 |  |  |  |  | c_DK1_Central | 8329 | 8.9487e-05
|  |  |  | c_DK1 | 8330 | 9.2758e-05 |  |  |  |  | c_DK1_Central | 8330 | 9.1487e-05
|  |  |  | c_DK1 | 8331 | 9.1347e-05 |  |  |  |  | c_DK1_Central | 8331 | 9.0653e-05
|  |  |  | c_DK1 | 8332 | 9.0909e-05 |  |  |  |  | c_DK1_Central | 8332 | 9.9152e-05
|  |  |  | c_DK1 | 8333 | 9.3439e-05 |  |  |  |  | c_DK1_Central | 8333 | 0.00012415
|  |  |  | c_DK1 | 8334 | 9.5968e-05 |  |  |  |  | c_DK1_Central | 8334 | 0.00018064
|  |  |  | c_DK1 | 8335 | 0.00010181 |  |  |  |  | c_DK1_Central | 8335 | 0.00021763
|  |  |  | c_DK1 | 8336 | 0.00011071 |  |  |  |  | c_DK1_Central | 8336 | 0.00021297
|  |  |  | c_DK1 | 8337 | 0.00011956 |  |  |  |  | c_DK1_Central | 8337 | 0.0001933
|  |  |  | c_DK1 | 8338 | 0.00012243 |  |  |  |  | c_DK1_Central | 8338 | 0.00018464
|  |  |  | c_DK1 | 8339 | 0.00012457 |  |  |  |  | c_DK1_Central | 8339 | 0.00017864
|  |  |  | c_DK1 | 8340 | 0.00012448 |  |  |  |  | c_DK1_Central | 8340 | 0.00016931
|  |  |  | c_DK1 | 8341 | 0.00012204 |  |  |  |  | c_DK1_Central | 8341 | 0.00016381
|  |  |  | c_DK1 | 8342 | 0.00012092 |  |  |  |  | c_DK1_Central | 8342 | 0.00015381
|  |  |  | c_DK1 | 8343 | 0.00012146 |  |  |  |  | c_DK1_Central | 8343 | 0.00015781
|  |  |  | c_DK1 | 8344 | 0.00012452 |  |  |  |  | c_DK1_Central | 8344 | 0.00015514
|  |  |  | c_DK1 | 8345 | 0.00013036 |  |  |  |  | c_DK1_Central | 8345 | 0.00016048
|  |  |  | c_DK1 | 8346 | 0.0001361 |  |  |  |  | c_DK1_Central | 8346 | 0.00016614
|  |  |  | c_DK1 | 8347 | 0.00013304 |  |  |  |  | c_DK1_Central | 8347 | 0.00016848
|  |  |  | c_DK1 | 8348 | 0.00012336 |  |  |  |  | c_DK1_Central | 8348 | 0.00016881
|  |  |  | c_DK1 | 8349 | 0.00011387 |  |  |  |  | c_DK1_Central | 8349 | 0.00016714
|  |  |  | c_DK1 | 8350 | 0.00011003 |  |  |  |  | c_DK1_Central | 8350 | 0.00015614
|  |  |  | c_DK1 | 8351 | 0.00010409 |  |  |  |  | c_DK1_Central | 8351 | 0.00012648
|  |  |  | c_DK1 | 8352 | 9.772e-05 |  |  |  |  | c_DK1_Central | 8352 | 9.6819e-05
|  |  |  | c_DK1 | 8353 | 9.5336e-05 |  |  |  |  | c_DK1_Central | 8353 | 8.6654e-05
|  |  |  | c_DK1 | 8354 | 9.4752e-05 |  |  |  |  | c_DK1_Central | 8354 | 9.3653e-05
|  |  |  | c_DK1 | 8355 | 9.4071e-05 |  |  |  |  | c_DK1_Central | 8355 | 9.382e-05
|  |  |  | c_DK1 | 8356 | 9.1006e-05 |  |  |  |  | c_DK1_Central | 8356 | 0.00010748
|  |  |  | c_DK1 | 8357 | 9.1541e-05 |  |  |  |  | c_DK1_Central | 8357 | 0.00013865
|  |  |  | c_DK1 | 8358 | 8.9693e-05 |  |  |  |  | c_DK1_Central | 8358 | 0.00019447
|  |  |  | c_DK1 | 8359 | 9.446e-05 |  |  |  |  | c_DK1_Central | 8359 | 0.00020347
|  |  |  | c_DK1 | 8360 | 0.00010463 |  |  |  |  | c_DK1_Central | 8360 | 0.00020097
|  |  |  | c_DK1 | 8361 | 0.00011241 |  |  |  |  | c_DK1_Central | 8361 | 0.00018081
|  |  |  | c_DK1 | 8362 | 0.00011494 |  |  |  |  | c_DK1_Central | 8362 | 0.00017331
|  |  |  | c_DK1 | 8363 | 0.00012263 |  |  |  |  | c_DK1_Central | 8363 | 0.00016548
|  |  |  | c_DK1 | 8364 | 0.00012594 |  |  |  |  | c_DK1_Central | 8364 | 0.00016014
|  |  |  | c_DK1 | 8365 | 0.00012423 |  |  |  |  | c_DK1_Central | 8365 | 0.00015631
|  |  |  | c_DK1 | 8366 | 0.00012238 |  |  |  |  | c_DK1_Central | 8366 | 0.00014864
|  |  |  | c_DK1 | 8367 | 0.00012433 |  |  |  |  | c_DK1_Central | 8367 | 0.00014931
|  |  |  | c_DK1 | 8368 | 0.00012618 |  |  |  |  | c_DK1_Central | 8368 | 0.00014831
|  |  |  | c_DK1 | 8369 | 0.00013148 |  |  |  |  | c_DK1_Central | 8369 | 0.00015364
|  |  |  | c_DK1 | 8370 | 0.00013999 |  |  |  |  | c_DK1_Central | 8370 | 0.00016331
|  |  |  | c_DK1 | 8371 | 0.00013664 |  |  |  |  | c_DK1_Central | 8371 | 0.00016681
|  |  |  | c_DK1 | 8372 | 0.00013027 |  |  |  |  | c_DK1_Central | 8372 | 0.00016864
|  |  |  | c_DK1 | 8373 | 0.0001217 |  |  |  |  | c_DK1_Central | 8373 | 0.00016881
|  |  |  | c_DK1 | 8374 | 0.00011353 |  |  |  |  | c_DK1_Central | 8374 | 0.00015731
|  |  |  | c_DK1 | 8375 | 0.00010643 |  |  |  |  | c_DK1_Central | 8375 | 0.00012698
|  |  |  | c_DK1 | 8376 | 0.0001021 |  |  |  |  | c_DK1_Central | 8376 | 9.9485e-05
|  |  |  | c_DK1 | 8377 | 9.8595e-05 |  |  |  |  | c_DK1_Central | 8377 | 8.0821e-05
|  |  |  | c_DK1 | 8378 | 9.5385e-05 |  |  |  |  | c_DK1_Central | 8378 | 8.7487e-05
|  |  |  | c_DK1 | 8379 | 9.4217e-05 |  |  |  |  | c_DK1_Central | 8379 | 8.832e-05
|  |  |  | c_DK1 | 8380 | 9.5287e-05 |  |  |  |  | c_DK1_Central | 8380 | 9.6153e-05
|  |  |  | c_DK1 | 8381 | 9.5239e-05 |  |  |  |  | c_DK1_Central | 8381 | 0.00012432
|  |  |  | c_DK1 | 8382 | 0.00010492 |  |  |  |  | c_DK1_Central | 8382 | 0.00018514
|  |  |  | c_DK1 | 8383 | 0.00012058 |  |  |  |  | c_DK1_Central | 8383 | 0.00021497
|  |  |  | c_DK1 | 8384 | 0.00014252 |  |  |  |  | c_DK1_Central | 8384 | 0.00021197
|  |  |  | c_DK1 | 8385 | 0.00014744 |  |  |  |  | c_DK1_Central | 8385 | 0.00018981
|  |  |  | c_DK1 | 8386 | 0.00014773 |  |  |  |  | c_DK1_Central | 8386 | 0.00018131
|  |  |  | c_DK1 | 8387 | 0.00015026 |  |  |  |  | c_DK1_Central | 8387 | 0.00017197
|  |  |  | c_DK1 | 8388 | 0.00014934 |  |  |  |  | c_DK1_Central | 8388 | 0.00016448
|  |  |  | c_DK1 | 8389 | 0.00014924 |  |  |  |  | c_DK1_Central | 8389 | 0.00015998
|  |  |  | c_DK1 | 8390 | 0.00015269 |  |  |  |  | c_DK1_Central | 8390 | 0.00015064
|  |  |  | c_DK1 | 8391 | 0.00015104 |  |  |  |  | c_DK1_Central | 8391 | 0.00014964
|  |  |  | c_DK1 | 8392 | 0.00014617 |  |  |  |  | c_DK1_Central | 8392 | 0.00014814
|  |  |  | c_DK1 | 8393 | 0.00015104 |  |  |  |  | c_DK1_Central | 8393 | 0.00015381
|  |  |  | c_DK1 | 8394 | 0.00015765 |  |  |  |  | c_DK1_Central | 8394 | 0.00016198
|  |  |  | c_DK1 | 8395 | 0.00014997 |  |  |  |  | c_DK1_Central | 8395 | 0.00016498
|  |  |  | c_DK1 | 8396 | 0.0001397 |  |  |  |  | c_DK1_Central | 8396 | 0.00016831
|  |  |  | c_DK1 | 8397 | 0.00012968 |  |  |  |  | c_DK1_Central | 8397 | 0.00016798
|  |  |  | c_DK1 | 8398 | 0.00012102 |  |  |  |  | c_DK1_Central | 8398 | 0.00015298
|  |  |  | c_DK1 | 8399 | 0.000113 |  |  |  |  | c_DK1_Central | 8399 | 0.00012348
|  |  |  | c_DK1 | 8400 | 0.00010575 |  |  |  |  | c_DK1_Central | 8400 | 9.3486e-05
|  |  |  | c_DK1 | 8401 | 9.9179e-05 |  |  |  |  | c_DK1_Central | 8401 | 7.4822e-05
|  |  |  | c_DK1 | 8402 | 9.6698e-05 |  |  |  |  | c_DK1_Central | 8402 | 8.1321e-05
|  |  |  | c_DK1 | 8403 | 9.7428e-05 |  |  |  |  | c_DK1_Central | 8403 | 8.1988e-05
|  |  |  | c_DK1 | 8404 | 9.8984e-05 |  |  |  |  | c_DK1_Central | 8404 | 8.9653e-05
|  |  |  | c_DK1 | 8405 | 0.00010161 |  |  |  |  | c_DK1_Central | 8405 | 0.00011915
|  |  |  | c_DK1 | 8406 | 0.00010818 |  |  |  |  | c_DK1_Central | 8406 | 0.00017814
|  |  |  | c_DK1 | 8407 | 0.00012448 |  |  |  |  | c_DK1_Central | 8407 | 0.00020864
|  |  |  | c_DK1 | 8408 | 0.00014466 |  |  |  |  | c_DK1_Central | 8408 | 0.0002058
|  |  |  | c_DK1 | 8409 | 0.00015245 |  |  |  |  | c_DK1_Central | 8409 | 0.00018597
|  |  |  | c_DK1 | 8410 | 0.00015177 |  |  |  |  | c_DK1_Central | 8410 | 0.00017531
|  |  |  | c_DK1 | 8411 | 0.00015556 |  |  |  |  | c_DK1_Central | 8411 | 0.00016514
|  |  |  | c_DK1 | 8412 | 0.00015469 |  |  |  |  | c_DK1_Central | 8412 | 0.00015814
|  |  |  | c_DK1 | 8413 | 0.00015104 |  |  |  |  | c_DK1_Central | 8413 | 0.00015348
|  |  |  | c_DK1 | 8414 | 0.00015298 |  |  |  |  | c_DK1_Central | 8414 | 0.00014365
|  |  |  | c_DK1 | 8415 | 0.00015041 |  |  |  |  | c_DK1_Central | 8415 | 0.00014231
|  |  |  | c_DK1 | 8416 | 0.00014802 |  |  |  |  | c_DK1_Central | 8416 | 0.00014031
|  |  |  | c_DK1 | 8417 | 0.0001524 |  |  |  |  | c_DK1_Central | 8417 | 0.00014481
|  |  |  | c_DK1 | 8418 | 0.00015692 |  |  |  |  | c_DK1_Central | 8418 | 0.00015364
|  |  |  | c_DK1 | 8419 | 0.00015011 |  |  |  |  | c_DK1_Central | 8419 | 0.00015598
|  |  |  | c_DK1 | 8420 | 0.00014306 |  |  |  |  | c_DK1_Central | 8420 | 0.00016031
|  |  |  | c_DK1 | 8421 | 0.00013357 |  |  |  |  | c_DK1_Central | 8421 | 0.00016048
|  |  |  | c_DK1 | 8422 | 0.0001272 |  |  |  |  | c_DK1_Central | 8422 | 0.00014565
|  |  |  | c_DK1 | 8423 | 0.00011956 |  |  |  |  | c_DK1_Central | 8423 | 0.00011615
|  |  |  | c_DK1 | 8424 | 0.00011227 |  |  |  |  | c_DK1_Central | 8424 | 8.6987e-05
|  |  |  | c_DK1 | 8425 | 0.00010302 |  |  |  |  | c_DK1_Central | 8425 | 7.4156e-05
|  |  |  | c_DK1 | 8426 | 0.00010001 |  |  |  |  | c_DK1_Central | 8426 | 8.0821e-05
|  |  |  | c_DK1 | 8427 | 9.9422e-05 |  |  |  |  | c_DK1_Central | 8427 | 8.1321e-05
|  |  |  | c_DK1 | 8428 | 0.00010404 |  |  |  |  | c_DK1_Central | 8428 | 8.8987e-05
|  |  |  | c_DK1 | 8429 | 0.00010949 |  |  |  |  | c_DK1_Central | 8429 | 0.00011832
|  |  |  | c_DK1 | 8430 | 0.00011392 |  |  |  |  | c_DK1_Central | 8430 | 0.00017697
|  |  |  | c_DK1 | 8431 | 0.00013027 |  |  |  |  | c_DK1_Central | 8431 | 0.0002073
|  |  |  | c_DK1 | 8432 | 0.00014865 |  |  |  |  | c_DK1_Central | 8432 | 0.00020447
|  |  |  | c_DK1 | 8433 | 0.0001579 |  |  |  |  | c_DK1_Central | 8433 | 0.00018481
|  |  |  | c_DK1 | 8434 | 0.00015678 |  |  |  |  | c_DK1_Central | 8434 | 0.00017431
|  |  |  | c_DK1 | 8435 | 0.00015809 |  |  |  |  | c_DK1_Central | 8435 | 0.00016414
|  |  |  | c_DK1 | 8436 | 0.000156 |  |  |  |  | c_DK1_Central | 8436 | 0.00015698
|  |  |  | c_DK1 | 8437 | 0.00015294 |  |  |  |  | c_DK1_Central | 8437 | 0.00015248
|  |  |  | c_DK1 | 8438 | 0.00015658 |  |  |  |  | c_DK1_Central | 8438 | 0.00014281
|  |  |  | c_DK1 | 8439 | 0.00015274 |  |  |  |  | c_DK1_Central | 8439 | 0.00014131
|  |  |  | c_DK1 | 8440 | 0.00014651 |  |  |  |  | c_DK1_Central | 8440 | 0.00013948
|  |  |  | c_DK1 | 8441 | 0.00015084 |  |  |  |  | c_DK1_Central | 8441 | 0.00014381
|  |  |  | c_DK1 | 8442 | 0.00015911 |  |  |  |  | c_DK1_Central | 8442 | 0.00015281
|  |  |  | c_DK1 | 8443 | 0.00015245 |  |  |  |  | c_DK1_Central | 8443 | 0.00015514
|  |  |  | c_DK1 | 8444 | 0.00014408 |  |  |  |  | c_DK1_Central | 8444 | 0.00015914
|  |  |  | c_DK1 | 8445 | 0.00013659 |  |  |  |  | c_DK1_Central | 8445 | 0.00015948
|  |  |  | c_DK1 | 8446 | 0.00012847 |  |  |  |  | c_DK1_Central | 8446 | 0.00014481
|  |  |  | c_DK1 | 8447 | 0.00012107 |  |  |  |  | c_DK1_Central | 8447 | 0.00011565
|  |  |  | c_DK1 | 8448 | 0.00011518 |  |  |  |  | c_DK1_Central | 8448 | 8.6487e-05
|  |  |  | c_DK1 | 8449 | 0.00010691 |  |  |  |  | c_DK1_Central | 8449 | 7.4656e-05
|  |  |  | c_DK1 | 8450 | 0.00010424 |  |  |  |  | c_DK1_Central | 8450 | 8.1321e-05
|  |  |  | c_DK1 | 8451 | 0.0001057 |  |  |  |  | c_DK1_Central | 8451 | 8.1821e-05
|  |  |  | c_DK1 | 8452 | 0.00010886 |  |  |  |  | c_DK1_Central | 8452 | 8.982e-05
|  |  |  | c_DK1 | 8453 | 0.00010901 |  |  |  |  | c_DK1_Central | 8453 | 0.00011982
|  |  |  | c_DK1 | 8454 | 0.00011548 |  |  |  |  | c_DK1_Central | 8454 | 0.00017881
|  |  |  | c_DK1 | 8455 | 0.00012754 |  |  |  |  | c_DK1_Central | 8455 | 0.00020947
|  |  |  | c_DK1 | 8456 | 0.00014442 |  |  |  |  | c_DK1_Central | 8456 | 0.00020697
|  |  |  | c_DK1 | 8457 | 0.00015751 |  |  |  |  | c_DK1_Central | 8457 | 0.00018664
|  |  |  | c_DK1 | 8458 | 0.00015561 |  |  |  |  | c_DK1_Central | 8458 | 0.00017597
|  |  |  | c_DK1 | 8459 | 0.00015688 |  |  |  |  | c_DK1_Central | 8459 | 0.00016548
|  |  |  | c_DK1 | 8460 | 0.00015517 |  |  |  |  | c_DK1_Central | 8460 | 0.00015831
|  |  |  | c_DK1 | 8461 | 0.00015118 |  |  |  |  | c_DK1_Central | 8461 | 0.00015364
|  |  |  | c_DK1 | 8462 | 0.00015118 |  |  |  |  | c_DK1_Central | 8462 | 0.00014381
|  |  |  | c_DK1 | 8463 | 0.00014783 |  |  |  |  | c_DK1_Central | 8463 | 0.00014248
|  |  |  | c_DK1 | 8464 | 0.00014345 |  |  |  |  | c_DK1_Central | 8464 | 0.00014065
|  |  |  | c_DK1 | 8465 | 0.00014861 |  |  |  |  | c_DK1_Central | 8465 | 0.00014498
|  |  |  | c_DK1 | 8466 | 0.0001561 |  |  |  |  | c_DK1_Central | 8466 | 0.00015398
|  |  |  | c_DK1 | 8467 | 0.00014953 |  |  |  |  | c_DK1_Central | 8467 | 0.00015648
|  |  |  | c_DK1 | 8468 | 0.00014218 |  |  |  |  | c_DK1_Central | 8468 | 0.00016081
|  |  |  | c_DK1 | 8469 | 0.00013411 |  |  |  |  | c_DK1_Central | 8469 | 0.00016114
|  |  |  | c_DK1 | 8470 | 0.00012691 |  |  |  |  | c_DK1_Central | 8470 | 0.00014631
|  |  |  | c_DK1 | 8471 | 0.00011956 |  |  |  |  | c_DK1_Central | 8471 | 0.00011665
|  |  |  | c_DK1 | 8472 | 0.00011475 |  |  |  |  | c_DK1_Central | 8472 | 8.7154e-05
|  |  |  | c_DK1 | 8473 | 0.00010341 |  |  |  |  | c_DK1_Central | 8473 | 7.4156e-05
|  |  |  | c_DK1 | 8474 | 9.9957e-05 |  |  |  |  | c_DK1_Central | 8474 | 7.9988e-05
|  |  |  | c_DK1 | 8475 | 9.9957e-05 |  |  |  |  | c_DK1_Central | 8475 | 8.0155e-05
|  |  |  | c_DK1 | 8476 | 0.0001001 |  |  |  |  | c_DK1_Central | 8476 | 8.7154e-05
|  |  |  | c_DK1 | 8477 | 0.00010448 |  |  |  |  | c_DK1_Central | 8477 | 0.00011615
|  |  |  | c_DK1 | 8478 | 0.00011372 |  |  |  |  | c_DK1_Central | 8478 | 0.00017397
|  |  |  | c_DK1 | 8479 | 0.0001273 |  |  |  |  | c_DK1_Central | 8479 | 0.00020614
|  |  |  | c_DK1 | 8480 | 0.00014374 |  |  |  |  | c_DK1_Central | 8480 | 0.0002058
|  |  |  | c_DK1 | 8481 | 0.00015031 |  |  |  |  | c_DK1_Central | 8481 | 0.00018697
|  |  |  | c_DK1 | 8482 | 0.00014768 |  |  |  |  | c_DK1_Central | 8482 | 0.00017547
|  |  |  | c_DK1 | 8483 | 0.00014754 |  |  |  |  | c_DK1_Central | 8483 | 0.00016431
|  |  |  | c_DK1 | 8484 | 0.00014539 |  |  |  |  | c_DK1_Central | 8484 | 0.00015714
|  |  |  | c_DK1 | 8485 | 0.00013922 |  |  |  |  | c_DK1_Central | 8485 | 0.00015231
|  |  |  | c_DK1 | 8486 | 0.00013513 |  |  |  |  | c_DK1_Central | 8486 | 0.00014315
|  |  |  | c_DK1 | 8487 | 0.00013338 |  |  |  |  | c_DK1_Central | 8487 | 0.00014115
|  |  |  | c_DK1 | 8488 | 0.00013284 |  |  |  |  | c_DK1_Central | 8488 | 0.00013931
|  |  |  | c_DK1 | 8489 | 0.00013868 |  |  |  |  | c_DK1_Central | 8489 | 0.00014315
|  |  |  | c_DK1 | 8490 | 0.00014306 |  |  |  |  | c_DK1_Central | 8490 | 0.00015298
|  |  |  | c_DK1 | 8491 | 0.00013771 |  |  |  |  | c_DK1_Central | 8491 | 0.00015664
|  |  |  | c_DK1 | 8492 | 0.00012735 |  |  |  |  | c_DK1_Central | 8492 | 0.00016131
|  |  |  | c_DK1 | 8493 | 0.00012044 |  |  |  |  | c_DK1_Central | 8493 | 0.00016098
|  |  |  | c_DK1 | 8494 | 0.00011572 |  |  |  |  | c_DK1_Central | 8494 | 0.00014715
|  |  |  | c_DK1 | 8495 | 0.00010954 |  |  |  |  | c_DK1_Central | 8495 | 0.00011632
|  |  |  | c_DK1 | 8496 | 0.00010307 |  |  |  |  | c_DK1_Central | 8496 | 8.6654e-05
|  |  |  | c_DK1 | 8497 | 9.4217e-05 |  |  |  |  | c_DK1_Central | 8497 | 7.4489e-05
|  |  |  | c_DK1 | 8498 | 8.8428e-05 |  |  |  |  | c_DK1_Central | 8498 | 7.8155e-05
|  |  |  | c_DK1 | 8499 | 8.7309e-05 |  |  |  |  | c_DK1_Central | 8499 | 7.4822e-05
|  |  |  | c_DK1 | 8500 | 8.7844e-05 |  |  |  |  | c_DK1_Central | 8500 | 8.4821e-05
|  |  |  | c_DK1 | 8501 | 8.8622e-05 |  |  |  |  | c_DK1_Central | 8501 | 0.00011298
|  |  |  | c_DK1 | 8502 | 9.3876e-05 |  |  |  |  | c_DK1_Central | 8502 | 0.00016514
|  |  |  | c_DK1 | 8503 | 0.00010078 |  |  |  |  | c_DK1_Central | 8503 | 0.00020047
|  |  |  | c_DK1 | 8504 | 0.00011455 |  |  |  |  | c_DK1_Central | 8504 | 0.00019797
|  |  |  | c_DK1 | 8505 | 0.00012326 |  |  |  |  | c_DK1_Central | 8505 | 0.00017697
|  |  |  | c_DK1 | 8506 | 0.00012054 |  |  |  |  | c_DK1_Central | 8506 | 0.00016564
|  |  |  | c_DK1 | 8507 | 0.00012112 |  |  |  |  | c_DK1_Central | 8507 | 0.00015814
|  |  |  | c_DK1 | 8508 | 0.00012058 |  |  |  |  | c_DK1_Central | 8508 | 0.00014898
|  |  |  | c_DK1 | 8509 | 0.00011732 |  |  |  |  | c_DK1_Central | 8509 | 0.00014465
|  |  |  | c_DK1 | 8510 | 0.00011747 |  |  |  |  | c_DK1_Central | 8510 | 0.00013231
|  |  |  | c_DK1 | 8511 | 0.00011718 |  |  |  |  | c_DK1_Central | 8511 | 0.00013615
|  |  |  | c_DK1 | 8512 | 0.00011786 |  |  |  |  | c_DK1_Central | 8512 | 0.00013465
|  |  |  | c_DK1 | 8513 | 0.00012394 |  |  |  |  | c_DK1_Central | 8513 | 0.00013948
|  |  |  | c_DK1 | 8514 | 0.00013099 |  |  |  |  | c_DK1_Central | 8514 | 0.00014581
|  |  |  | c_DK1 | 8515 | 0.00012895 |  |  |  |  | c_DK1_Central | 8515 | 0.00015048
|  |  |  | c_DK1 | 8516 | 0.00012029 |  |  |  |  | c_DK1_Central | 8516 | 0.00015248
|  |  |  | c_DK1 | 8517 | 0.00011334 |  |  |  |  | c_DK1_Central | 8517 | 0.00015298
|  |  |  | c_DK1 | 8518 | 0.00010944 |  |  |  |  | c_DK1_Central | 8518 | 0.00014148
|  |  |  | c_DK1 | 8519 | 0.00010361 |  |  |  |  | c_DK1_Central | 8519 | 0.00011365
|  |  |  | c_DK1 | 8520 | 9.6114e-05 |  |  |  |  | c_DK1_Central | 8520 | 8.3488e-05
|  |  |  | c_DK1 | 8521 | 8.9304e-05 |  |  |  |  | c_DK1_Central | 8521 | 7.8488e-05
|  |  |  | c_DK1 | 8522 | 8.7504e-05 |  |  |  |  | c_DK1_Central | 8522 | 8.8487e-05
|  |  |  | c_DK1 | 8523 | 8.7795e-05 |  |  |  |  | c_DK1_Central | 8523 | 8.6487e-05
|  |  |  | c_DK1 | 8524 | 8.726e-05 |  |  |  |  | c_DK1_Central | 8524 | 0.00010049
|  |  |  | c_DK1 | 8525 | 8.8185e-05 |  |  |  |  | c_DK1_Central | 8525 | 0.00013365
|  |  |  | c_DK1 | 8526 | 9.0277e-05 |  |  |  |  | c_DK1_Central | 8526 | 0.00018947
|  |  |  | c_DK1 | 8527 | 9.5093e-05 |  |  |  |  | c_DK1_Central | 8527 | 0.00019764
|  |  |  | c_DK1 | 8528 | 0.00010331 |  |  |  |  | c_DK1_Central | 8528 | 0.0001953
|  |  |  | c_DK1 | 8529 | 0.0001127 |  |  |  |  | c_DK1_Central | 8529 | 0.00017197
|  |  |  | c_DK1 | 8530 | 0.00011694 |  |  |  |  | c_DK1_Central | 8530 | 0.00016331
|  |  |  | c_DK1 | 8531 | 0.00011849 |  |  |  |  | c_DK1_Central | 8531 | 0.00015464
|  |  |  | c_DK1 | 8532 | 0.00011864 |  |  |  |  | c_DK1_Central | 8532 | 0.00014881
|  |  |  | c_DK1 | 8533 | 0.00011723 |  |  |  |  | c_DK1_Central | 8533 | 0.00014515
|  |  |  | c_DK1 | 8534 | 0.0001163 |  |  |  |  | c_DK1_Central | 8534 | 0.00013681
|  |  |  | c_DK1 | 8535 | 0.00011796 |  |  |  |  | c_DK1_Central | 8535 | 0.00013765
|  |  |  | c_DK1 | 8536 | 0.00011912 |  |  |  |  | c_DK1_Central | 8536 | 0.00013565
|  |  |  | c_DK1 | 8537 | 0.00012715 |  |  |  |  | c_DK1_Central | 8537 | 0.00014315
|  |  |  | c_DK1 | 8538 | 0.00013348 |  |  |  |  | c_DK1_Central | 8538 | 0.00015331
|  |  |  | c_DK1 | 8539 | 0.00012856 |  |  |  |  | c_DK1_Central | 8539 | 0.00015781
|  |  |  | c_DK1 | 8540 | 0.00012044 |  |  |  |  | c_DK1_Central | 8540 | 0.00016148
|  |  |  | c_DK1 | 8541 | 0.0001148 |  |  |  |  | c_DK1_Central | 8541 | 0.00016298
|  |  |  | c_DK1 | 8542 | 0.00011022 |  |  |  |  | c_DK1_Central | 8542 | 0.00015114
|  |  |  | c_DK1 | 8543 | 0.00010385 |  |  |  |  | c_DK1_Central | 8543 | 0.00012232
|  |  |  | c_DK1 | 8544 | 9.913e-05 |  |  |  |  | c_DK1_Central | 8544 | 9.1986e-05
|  |  |  | c_DK1 | 8545 | 9.5287e-05 |  |  |  |  | c_DK1_Central | 8545 | 7.5489e-05
|  |  |  | c_DK1 | 8546 | 9.1347e-05 |  |  |  |  | c_DK1_Central | 8546 | 8.3154e-05
|  |  |  | c_DK1 | 8547 | 8.8963e-05 |  |  |  |  | c_DK1_Central | 8547 | 8.3488e-05
|  |  |  | c_DK1 | 8548 | 8.8768e-05 |  |  |  |  | c_DK1_Central | 8548 | 9.1653e-05
|  |  |  | c_DK1 | 8549 | 9.0179e-05 |  |  |  |  | c_DK1_Central | 8549 | 0.00012165
|  |  |  | c_DK1 | 8550 | 9.8012e-05 |  |  |  |  | c_DK1_Central | 8550 | 0.00018114
|  |  |  | c_DK1 | 8551 | 0.00010404 |  |  |  |  | c_DK1_Central | 8551 | 0.00021097
|  |  |  | c_DK1 | 8552 | 0.0001148 |  |  |  |  | c_DK1_Central | 8552 | 0.00020847
|  |  |  | c_DK1 | 8553 | 0.00012248 |  |  |  |  | c_DK1_Central | 8553 | 0.00018531
|  |  |  | c_DK1 | 8554 | 0.00012764 |  |  |  |  | c_DK1_Central | 8554 | 0.00017531
|  |  |  | c_DK1 | 8555 | 0.00013134 |  |  |  |  | c_DK1_Central | 8555 | 0.00016531
|  |  |  | c_DK1 | 8556 | 0.00013134 |  |  |  |  | c_DK1_Central | 8556 | 0.00015731
|  |  |  | c_DK1 | 8557 | 0.00012934 |  |  |  |  | c_DK1_Central | 8557 | 0.00015364
|  |  |  | c_DK1 | 8558 | 0.00013041 |  |  |  |  | c_DK1_Central | 8558 | 0.00014315
|  |  |  | c_DK1 | 8559 | 0.0001273 |  |  |  |  | c_DK1_Central | 8559 | 0.00014248
|  |  |  | c_DK1 | 8560 | 0.00012545 |  |  |  |  | c_DK1_Central | 8560 | 0.00014115
|  |  |  | c_DK1 | 8561 | 0.00013085 |  |  |  |  | c_DK1_Central | 8561 | 0.00014715
|  |  |  | c_DK1 | 8562 | 0.00013571 |  |  |  |  | c_DK1_Central | 8562 | 0.00015564
|  |  |  | c_DK1 | 8563 | 0.00012944 |  |  |  |  | c_DK1_Central | 8563 | 0.00015998
|  |  |  | c_DK1 | 8564 | 0.00012341 |  |  |  |  | c_DK1_Central | 8564 | 0.00016431
|  |  |  | c_DK1 | 8565 | 0.00011771 |  |  |  |  | c_DK1_Central | 8565 | 0.00016498
|  |  |  | c_DK1 | 8566 | 0.00011183 |  |  |  |  | c_DK1_Central | 8566 | 0.00014981
|  |  |  | c_DK1 | 8567 | 0.00010609 |  |  |  |  | c_DK1_Central | 8567 | 0.00011965
|  |  |  | c_DK1 | 8568 | 9.9374e-05 |  |  |  |  | c_DK1_Central | 8568 | 8.932e-05
|  |  |  | c_DK1 | 8569 | 9.0228e-05 |  |  |  |  | c_DK1_Central | 8569 | 7.5656e-05
|  |  |  | c_DK1 | 8570 | 8.4147e-05 |  |  |  |  | c_DK1_Central | 8570 | 8.2321e-05
|  |  |  | c_DK1 | 8571 | 8.1763e-05 |  |  |  |  | c_DK1_Central | 8571 | 8.2821e-05
|  |  |  | c_DK1 | 8572 | 8.3563e-05 |  |  |  |  | c_DK1_Central | 8572 | 9.0987e-05
|  |  |  | c_DK1 | 8573 | 8.6336e-05 |  |  |  |  | c_DK1_Central | 8573 | 0.00012165
|  |  |  | c_DK1 | 8574 | 8.872e-05 |  |  |  |  | c_DK1_Central | 8574 | 0.00018114
|  |  |  | c_DK1 | 8575 | 9.1347e-05 |  |  |  |  | c_DK1_Central | 8575 | 0.00021247
|  |  |  | c_DK1 | 8576 | 0.00010025 |  |  |  |  | c_DK1_Central | 8576 | 0.0002098
|  |  |  | c_DK1 | 8577 | 0.00011012 |  |  |  |  | c_DK1_Central | 8577 | 0.00018947
|  |  |  | c_DK1 | 8578 | 0.00011684 |  |  |  |  | c_DK1_Central | 8578 | 0.00017814
|  |  |  | c_DK1 | 8579 | 0.00011874 |  |  |  |  | c_DK1_Central | 8579 | 0.00016748
|  |  |  | c_DK1 | 8580 | 0.00011903 |  |  |  |  | c_DK1_Central | 8580 | 0.00016014
|  |  |  | c_DK1 | 8581 | 0.00011689 |  |  |  |  | c_DK1_Central | 8581 | 0.00015548
|  |  |  | c_DK1 | 8582 | 0.00011655 |  |  |  |  | c_DK1_Central | 8582 | 0.00014548
|  |  |  | c_DK1 | 8583 | 0.00011835 |  |  |  |  | c_DK1_Central | 8583 | 0.00014415
|  |  |  | c_DK1 | 8584 | 0.00012083 |  |  |  |  | c_DK1_Central | 8584 | 0.00014248
|  |  |  | c_DK1 | 8585 | 0.0001289 |  |  |  |  | c_DK1_Central | 8585 | 0.00014698
|  |  |  | c_DK1 | 8586 | 0.00013605 |  |  |  |  | c_DK1_Central | 8586 | 0.00015631
|  |  |  | c_DK1 | 8587 | 0.00011329 |  |  |  |  | c_DK1_Central | 8587 | 0.00015864
|  |  |  | c_DK1 | 8588 | 0.0001037 |  |  |  |  | c_DK1_Central | 8588 | 0.00016314
|  |  |  | c_DK1 | 8589 | 0.00010064 |  |  |  |  | c_DK1_Central | 8589 | 0.00016331
|  |  |  | c_DK1 | 8590 | 9.772e-05 |  |  |  |  | c_DK1_Central | 8590 | 0.00014848
|  |  |  | c_DK1 | 8591 | 9.2952e-05 |  |  |  |  | c_DK1_Central | 8591 | 0.00011798
|  |  |  | c_DK1 | 8592 | 8.9158e-05 |  |  |  |  | c_DK1_Central | 8592 | 8.8154e-05
|  |  |  | c_DK1 | 8593 | 8.9741e-05 |  |  |  |  | c_DK1_Central | 8593 | 7.8822e-05
|  |  |  | c_DK1 | 8594 | 8.7017e-05 |  |  |  |  | c_DK1_Central | 8594 | 8.5654e-05
|  |  |  | c_DK1 | 8595 | 8.3612e-05 |  |  |  |  | c_DK1_Central | 8595 | 8.6154e-05
|  |  |  | c_DK1 | 8596 | 8.1617e-05 |  |  |  |  | c_DK1_Central | 8596 | 9.4153e-05
|  |  |  | c_DK1 | 8597 | 8.3028e-05 |  |  |  |  | c_DK1_Central | 8597 | 0.00012398
|  |  |  | c_DK1 | 8598 | 8.4293e-05 |  |  |  |  | c_DK1_Central | 8598 | 0.00018414
|  |  |  | c_DK1 | 8599 | 8.8087e-05 |  |  |  |  | c_DK1_Central | 8599 | 0.0002158
|  |  |  | c_DK1 | 8600 | 9.266e-05 |  |  |  |  | c_DK1_Central | 8600 | 0.0002128
|  |  |  | c_DK1 | 8601 | 9.8839e-05 |  |  |  |  | c_DK1_Central | 8601 | 0.00019297
|  |  |  | c_DK1 | 8602 | 0.00010618 |  |  |  |  | c_DK1_Central | 8602 | 0.00018247
|  |  |  | c_DK1 | 8603 | 0.0001093 |  |  |  |  | c_DK1_Central | 8603 | 0.00017197
|  |  |  | c_DK1 | 8604 | 0.00011051 |  |  |  |  | c_DK1_Central | 8604 | 0.00016464
|  |  |  | c_DK1 | 8605 | 0.00010837 |  |  |  |  | c_DK1_Central | 8605 | 0.00015998
|  |  |  | c_DK1 | 8606 | 0.00010687 |  |  |  |  | c_DK1_Central | 8606 | 0.00015014
|  |  |  | c_DK1 | 8607 | 0.00010677 |  |  |  |  | c_DK1_Central | 8607 | 0.00014864
|  |  |  | c_DK1 | 8608 | 0.00010706 |  |  |  |  | c_DK1_Central | 8608 | 0.00014715
|  |  |  | c_DK1 | 8609 | 0.00011304 |  |  |  |  | c_DK1_Central | 8609 | 0.00015164
|  |  |  | c_DK1 | 8610 | 0.00011966 |  |  |  |  | c_DK1_Central | 8610 | 0.00016048
|  |  |  | c_DK1 | 8611 | 0.00011762 |  |  |  |  | c_DK1_Central | 8611 | 0.00016264
|  |  |  | c_DK1 | 8612 | 0.00011129 |  |  |  |  | c_DK1_Central | 8612 | 0.00016664
|  |  |  | c_DK1 | 8613 | 0.00010828 |  |  |  |  | c_DK1_Central | 8613 | 0.00016648
|  |  |  | c_DK1 | 8614 | 0.0001038 |  |  |  |  | c_DK1_Central | 8614 | 0.00015131
|  |  |  | c_DK1 | 8615 | 9.9568e-05 |  |  |  |  | c_DK1_Central | 8615 | 0.00012115
|  |  |  | c_DK1 | 8616 | 9.4412e-05 |  |  |  |  | c_DK1_Central | 8616 | 9.1153e-05
|  |  |  | c_DK1 | 8617 | 8.9255e-05 |  |  |  |  | c_DK1_Central | 8617 | 8.7987e-05
|  |  |  | c_DK1 | 8618 | 8.5752e-05 |  |  |  |  | c_DK1_Central | 8618 | 9.4486e-05
|  |  |  | c_DK1 | 8619 | 8.6287e-05 |  |  |  |  | c_DK1_Central | 8619 | 9.5653e-05
|  |  |  | c_DK1 | 8620 | 8.6336e-05 |  |  |  |  | c_DK1_Central | 8620 | 0.00010265
|  |  |  | c_DK1 | 8621 | 8.6482e-05 |  |  |  |  | c_DK1_Central | 8621 | 0.00012948
|  |  |  | c_DK1 | 8622 | 8.8233e-05 |  |  |  |  | c_DK1_Central | 8622 | 0.00019264
|  |  |  | c_DK1 | 8623 | 9.2563e-05 |  |  |  |  | c_DK1_Central | 8623 | 0.00022363
|  |  |  | c_DK1 | 8624 | 9.9666e-05 |  |  |  |  | c_DK1_Central | 8624 | 0.00022047
|  |  |  | c_DK1 | 8625 | 0.00010813 |  |  |  |  | c_DK1_Central | 8625 | 0.00020064
|  |  |  | c_DK1 | 8626 | 0.00011217 |  |  |  |  | c_DK1_Central | 8626 | 0.0001933
|  |  |  | c_DK1 | 8627 | 0.00011591 |  |  |  |  | c_DK1_Central | 8627 | 0.00018381
|  |  |  | c_DK1 | 8628 | 0.00011489 |  |  |  |  | c_DK1_Central | 8628 | 0.00017681
|  |  |  | c_DK1 | 8629 | 0.00011178 |  |  |  |  | c_DK1_Central | 8629 | 0.00017131
|  |  |  | c_DK1 | 8630 | 0.00010818 |  |  |  |  | c_DK1_Central | 8630 | 0.00016231
|  |  |  | c_DK1 | 8631 | 0.00010691 |  |  |  |  | c_DK1_Central | 8631 | 0.00016081
|  |  |  | c_DK1 | 8632 | 0.00010716 |  |  |  |  | c_DK1_Central | 8632 | 0.00015898
|  |  |  | c_DK1 | 8633 | 0.00011445 |  |  |  |  | c_DK1_Central | 8633 | 0.00016381
|  |  |  | c_DK1 | 8634 | 0.00012015 |  |  |  |  | c_DK1_Central | 8634 | 0.00017097
|  |  |  | c_DK1 | 8635 | 0.00011844 |  |  |  |  | c_DK1_Central | 8635 | 0.00017214
|  |  |  | c_DK1 | 8636 | 0.00011416 |  |  |  |  | c_DK1_Central | 8636 | 0.00017431
|  |  |  | c_DK1 | 8637 | 0.00010978 |  |  |  |  | c_DK1_Central | 8637 | 0.00017364
|  |  |  | c_DK1 | 8638 | 0.00010594 |  |  |  |  | c_DK1_Central | 8638 | 0.00015831
|  |  |  | c_DK1 | 8639 | 0.00010224 |  |  |  |  | c_DK1_Central | 8639 | 0.00012865
|  |  |  | c_DK1 | 8640 | 9.7039e-05 |  |  |  |  | c_DK1_Central | 8640 | 9.8985e-05
|  |  |  | c_DK1 | 8641 | 9.052e-05 |  |  |  |  | c_DK1_Central | 8641 | 9.6486e-05
|  |  |  | c_DK1 | 8642 | 8.8768e-05 |  |  |  |  | c_DK1_Central | 8642 | 0.00010215
|  |  |  | c_DK1 | 8643 | 8.8331e-05 |  |  |  |  | c_DK1_Central | 8643 | 0.00010382
|  |  |  | c_DK1 | 8644 | 8.9158e-05 |  |  |  |  | c_DK1_Central | 8644 | 0.00011032
|  |  |  | c_DK1 | 8645 | 9.1006e-05 |  |  |  |  | c_DK1_Central | 8645 | 0.00013698
|  |  |  | c_DK1 | 8646 | 9.4898e-05 |  |  |  |  | c_DK1_Central | 8646 | 0.0002033
|  |  |  | c_DK1 | 8647 | 0.00010229 |  |  |  |  | c_DK1_Central | 8647 | 0.00023747
|  |  |  | c_DK1 | 8648 | 0.00011061 |  |  |  |  | c_DK1_Central | 8648 | 0.0002363
|  |  |  | c_DK1 | 8649 | 0.00012015 |  |  |  |  | c_DK1_Central | 8649 | 0.00021663
|  |  |  | c_DK1 | 8650 | 0.00012584 |  |  |  |  | c_DK1_Central | 8650 | 0.0002088
|  |  |  | c_DK1 | 8651 | 0.00012929 |  |  |  |  | c_DK1_Central | 8651 | 0.0001983
|  |  |  | c_DK1 | 8652 | 0.00012881 |  |  |  |  | c_DK1_Central | 8652 | 0.00019031
|  |  |  | c_DK1 | 8653 | 0.00012511 |  |  |  |  | c_DK1_Central | 8653 | 0.00018447
|  |  |  | c_DK1 | 8654 | 0.00012399 |  |  |  |  | c_DK1_Central | 8654 | 0.00017581
|  |  |  | c_DK1 | 8655 | 0.00012248 |  |  |  |  | c_DK1_Central | 8655 | 0.00017364
|  |  |  | c_DK1 | 8656 | 0.00012345 |  |  |  |  | c_DK1_Central | 8656 | 0.00017197
|  |  |  | c_DK1 | 8657 | 0.0001308 |  |  |  |  | c_DK1_Central | 8657 | 0.00017697
|  |  |  | c_DK1 | 8658 | 0.00013936 |  |  |  |  | c_DK1_Central | 8658 | 0.00018514
|  |  |  | c_DK1 | 8659 | 0.00013494 |  |  |  |  | c_DK1_Central | 8659 | 0.00018681
|  |  |  | c_DK1 | 8660 | 0.00012696 |  |  |  |  | c_DK1_Central | 8660 | 0.00018947
|  |  |  | c_DK1 | 8661 | 0.00011849 |  |  |  |  | c_DK1_Central | 8661 | 0.00018764
|  |  |  | c_DK1 | 8662 | 0.00011265 |  |  |  |  | c_DK1_Central | 8662 | 0.00017181
|  |  |  | c_DK1 | 8663 | 0.00010604 |  |  |  |  | c_DK1_Central | 8663 | 0.00013915
|  |  |  | c_DK1 | 8664 | 9.8936e-05 |  |  |  |  | c_DK1_Central | 8664 | 0.00010715
|  |  |  | c_DK1 | 8665 | 9.5774e-05 |  |  |  |  | c_DK1_Central | 8665 | 0.00010632
|  |  |  | c_DK1 | 8666 | 9.1979e-05 |  |  |  |  | c_DK1_Central | 8666 | 0.00010832
|  |  |  | c_DK1 | 8667 | 8.9936e-05 |  |  |  |  | c_DK1_Central | 8667 | 0.00010782
|  |  |  | c_DK1 | 8668 | 9.0228e-05 |  |  |  |  | c_DK1_Central | 8668 | 0.00011698
|  |  |  | c_DK1 | 8669 | 9.1493e-05 |  |  |  |  | c_DK1_Central | 8669 | 0.00014398
|  |  |  | c_DK1 | 8670 | 9.3876e-05 |  |  |  |  | c_DK1_Central | 8670 | 0.0002068
|  |  |  | c_DK1 | 8671 | 9.8449e-05 |  |  |  |  | c_DK1_Central | 8671 | 0.00024763
|  |  |  | c_DK1 | 8672 | 0.0001075 |  |  |  |  | c_DK1_Central | 8672 | 0.00024196
|  |  |  | c_DK1 | 8673 | 0.00011874 |  |  |  |  | c_DK1_Central | 8673 | 0.0002218
|  |  |  | c_DK1 | 8674 | 0.00012204 |  |  |  |  | c_DK1_Central | 8674 | 0.0002123
|  |  |  | c_DK1 | 8675 | 0.00012297 |  |  |  |  | c_DK1_Central | 8675 | 0.00020547
|  |  |  | c_DK1 | 8676 | 0.00012263 |  |  |  |  | c_DK1_Central | 8676 | 0.00019564
|  |  |  | c_DK1 | 8677 | 0.00012146 |  |  |  |  | c_DK1_Central | 8677 | 0.00018931
|  |  |  | c_DK1 | 8678 | 0.00012107 |  |  |  |  | c_DK1_Central | 8678 | 0.00017897
|  |  |  | c_DK1 | 8679 | 0.00012034 |  |  |  |  | c_DK1_Central | 8679 | 0.00018297
|  |  |  | c_DK1 | 8680 | 0.00012068 |  |  |  |  | c_DK1_Central | 8680 | 0.00018014
|  |  |  | c_DK1 | 8681 | 0.00012769 |  |  |  |  | c_DK1_Central | 8681 | 0.00018631
|  |  |  | c_DK1 | 8682 | 0.00013552 |  |  |  |  | c_DK1_Central | 8682 | 0.00019231
|  |  |  | c_DK1 | 8683 | 0.00013279 |  |  |  |  | c_DK1_Central | 8683 | 0.0001943
|  |  |  | c_DK1 | 8684 | 0.00012433 |  |  |  |  | c_DK1_Central | 8684 | 0.00019447
|  |  |  | c_DK1 | 8685 | 0.00011718 |  |  |  |  | c_DK1_Central | 8685 | 0.00019181
|  |  |  | c_DK1 | 8686 | 0.00011158 |  |  |  |  | c_DK1_Central | 8686 | 0.00017897
|  |  |  | c_DK1 | 8687 | 0.00010808 |  |  |  |  | c_DK1_Central | 8687 | 0.00014615
|  |  |  | c_DK1 | 8688 | 0.00010317 |  |  |  |  | c_DK1_Central | 8688 | 0.00011365
|  |  |  | c_DK1 | 8689 | 9.5822e-05 |  |  |  |  | c_DK1_Central | 8689 | 9.8819e-05
|  |  |  | c_DK1 | 8690 | 9.3682e-05 |  |  |  |  | c_DK1_Central | 8690 | 0.00010532
|  |  |  | c_DK1 | 8691 | 9.2174e-05 |  |  |  |  | c_DK1_Central | 8691 | 0.00010632
|  |  |  | c_DK1 | 8692 | 9.2563e-05 |  |  |  |  | c_DK1_Central | 8692 | 0.00012065
|  |  |  | c_DK1 | 8693 | 9.2417e-05 |  |  |  |  | c_DK1_Central | 8693 | 0.00015364
|  |  |  | c_DK1 | 8694 | 9.1006e-05 |  |  |  |  | c_DK1_Central | 8694 | 0.00021447
|  |  |  | c_DK1 | 8695 | 9.6893e-05 |  |  |  |  | c_DK1_Central | 8695 | 0.00022447
|  |  |  | c_DK1 | 8696 | 0.00010424 |  |  |  |  | c_DK1_Central | 8696 | 0.00022097
|  |  |  | c_DK1 | 8697 | 0.00010954 |  |  |  |  | c_DK1_Central | 8697 | 0.0002013
|  |  |  | c_DK1 | 8698 | 0.00011582 |  |  |  |  | c_DK1_Central | 8698 | 0.0001933
|  |  |  | c_DK1 | 8699 | 0.00011937 |  |  |  |  | c_DK1_Central | 8699 | 0.00018514
|  |  |  | c_DK1 | 8700 | 0.00012112 |  |  |  |  | c_DK1_Central | 8700 | 0.00017947
|  |  |  | c_DK1 | 8701 | 0.00012141 |  |  |  |  | c_DK1_Central | 8701 | 0.00017497
|  |  |  | c_DK1 | 8702 | 0.00011854 |  |  |  |  | c_DK1_Central | 8702 | 0.00016748
|  |  |  | c_DK1 | 8703 | 0.0001181 |  |  |  |  | c_DK1_Central | 8703 | 0.00016831
|  |  |  | c_DK1 | 8704 | 0.00012151 |  |  |  |  | c_DK1_Central | 8704 | 0.00016764
|  |  |  | c_DK1 | 8705 | 0.00012958 |  |  |  |  | c_DK1_Central | 8705 | 0.00017281
|  |  |  | c_DK1 | 8706 | 0.00013873 |  |  |  |  | c_DK1_Central | 8706 | 0.00018331
|  |  |  | c_DK1 | 8707 | 0.00013581 |  |  |  |  | c_DK1_Central | 8707 | 0.00018681
|  |  |  | c_DK1 | 8708 | 0.00012555 |  |  |  |  | c_DK1_Central | 8708 | 0.00018797
|  |  |  | c_DK1 | 8709 | 0.00011976 |  |  |  |  | c_DK1_Central | 8709 | 0.00018731
|  |  |  | c_DK1 | 8710 | 0.00011523 |  |  |  |  | c_DK1_Central | 8710 | 0.00017464
|  |  |  | c_DK1 | 8711 | 0.00011188 |  |  |  |  | c_DK1_Central | 8711 | 0.00014115
|  |  |  | c_DK1 | 8712 | 0.00010691 |  |  |  |  | c_DK1_Central | 8712 | 0.00011232
|  |  |  | c_DK1 | 8713 | 0.00010254 |  |  |  |  | c_DK1_Central | 8713 | 8.3654e-05
|  |  |  | c_DK1 | 8714 | 0.0001002 |  |  |  |  | c_DK1_Central | 8714 | 8.9987e-05
|  |  |  | c_DK1 | 8715 | 9.8693e-05 |  |  |  |  | c_DK1_Central | 8715 | 9.1153e-05
|  |  |  | c_DK1 | 8716 | 9.5725e-05 |  |  |  |  | c_DK1_Central | 8716 | 9.8819e-05
|  |  |  | c_DK1 | 8717 | 9.8449e-05 |  |  |  |  | c_DK1_Central | 8717 | 0.00012615
|  |  |  | c_DK1 | 8718 | 0.00010336 |  |  |  |  | c_DK1_Central | 8718 | 0.00018797
|  |  |  | c_DK1 | 8719 | 0.00011309 |  |  |  |  | c_DK1_Central | 8719 | 0.00021813
|  |  |  | c_DK1 | 8720 | 0.00011616 |  |  |  |  | c_DK1_Central | 8720 | 0.0002148
|  |  |  | c_DK1 | 8721 | 0.00012574 |  |  |  |  | c_DK1_Central | 8721 | 0.00019297
|  |  |  | c_DK1 | 8722 | 0.00013041 |  |  |  |  | c_DK1_Central | 8722 | 0.00018497
|  |  |  | c_DK1 | 8723 | 0.00013099 |  |  |  |  | c_DK1_Central | 8723 | 0.00017597
|  |  |  | c_DK1 | 8724 | 0.00012876 |  |  |  |  | c_DK1_Central | 8724 | 0.00016848
|  |  |  | c_DK1 | 8725 | 0.00012618 |  |  |  |  | c_DK1_Central | 8725 | 0.00016381
|  |  |  | c_DK1 | 8726 | 0.00012584 |  |  |  |  | c_DK1_Central | 8726 | 0.00015464
|  |  |  | c_DK1 | 8727 | 0.00012389 |  |  |  |  | c_DK1_Central | 8727 | 0.00015364
|  |  |  | c_DK1 | 8728 | 0.00012667 |  |  |  |  | c_DK1_Central | 8728 | 0.00015214
|  |  |  | c_DK1 | 8729 | 0.00013523 |  |  |  |  | c_DK1_Central | 8729 | 0.00015748
|  |  |  | c_DK1 | 8730 | 0.00014384 |  |  |  |  | c_DK1_Central | 8730 | 0.00016598
|  |  |  | c_DK1 | 8731 | 0.0001381 |  |  |  |  | c_DK1_Central | 8731 | 0.00016814
|  |  |  | c_DK1 | 8732 | 0.00013635 |  |  |  |  | c_DK1_Central | 8732 | 0.00017114
|  |  |  | c_DK1 | 8733 | 0.00013022 |  |  |  |  | c_DK1_Central | 8733 | 0.00017047
|  |  |  | c_DK1 | 8734 | 0.00012068 |  |  |  |  | c_DK1_Central | 8734 | 0.00015564
|  |  |  | c_DK1 | 8735 | 0.00011017 |  |  |  |  | c_DK1_Central | 8735 | 0.00012598
|  |  |  | c_DK1 | 8736 | 0.00010156 |  |  |  |  | c_DK1_Central | 8736 | 9.5986e-05
|  |  |  | c_DK1 | 8737 | 9.5141e-05 |  |  |  |  | c_DK1_Central | 8737 | 7.8988e-05
|  |  |  | c_DK1 | 8738 | 9.1006e-05 |  |  |  |  | c_DK1_Central | 8738 | 8.5654e-05
|  |  |  | c_DK1 | 8739 | 8.9255e-05 |  |  |  |  | c_DK1_Central | 8739 | 8.6321e-05
|  |  |  | c_DK1 | 8740 | 8.7358e-05 |  |  |  |  | c_DK1_Central | 8740 | 9.382e-05
|  |  |  | c_DK1 | 8741 | 8.9887e-05 |  |  |  |  | c_DK1_Central | 8741 | 0.00012298
|  |  |  | c_DK1 | 8742 | 9.3731e-05 |  |  |  |  | c_DK1_Central | 8742 | 0.00018331
|  |  |  | c_DK1 | 8743 | 9.733e-05 |  |  |  |  | c_DK1_Central | 8743 | 0.00021414
|  |  |  | c_DK1 | 8744 | 0.00010604 |  |  |  |  | c_DK1_Central | 8744 | 0.0002113
|  |  |  | c_DK1 | 8745 | 0.00011348 |  |  |  |  | c_DK1_Central | 8745 | 0.00019147
|  |  |  | c_DK1 | 8746 | 0.0001201 |  |  |  |  | c_DK1_Central | 8746 | 0.00018164
|  |  |  | c_DK1 | 8747 | 0.00012102 |  |  |  |  | c_DK1_Central | 8747 | 0.00017131
|  |  |  | c_DK1 | 8748 | 0.00012156 |  |  |  |  | c_DK1_Central | 8748 | 0.00016431
|  |  |  | c_DK1 | 8749 | 0.00012005 |  |  |  |  | c_DK1_Central | 8749 | 0.00015931
|  |  |  | c_DK1 | 8750 | 0.00011635 |  |  |  |  | c_DK1_Central | 8750 | 0.00014981
|  |  |  | c_DK1 | 8751 | 0.00011392 |  |  |  |  | c_DK1_Central | 8751 | 0.00014831
|  |  |  | c_DK1 | 8752 | 0.00011606 |  |  |  |  | c_DK1_Central | 8752 | 0.00014648
|  |  |  | c_DK1 | 8753 | 0.00012438 |  |  |  |  | c_DK1_Central | 8753 | 0.00015114
|  |  |  | c_DK1 | 8754 | 0.00013138 |  |  |  |  | c_DK1_Central | 8754 | 0.00015948
|  |  |  | c_DK1 | 8755 | 0.00012642 |  |  |  |  | c_DK1_Central | 8755 | 0.00016164
|  |  |  | c_DK1 | 8756 | 0.0001147 |  |  |  |  | c_DK1_Central | 8756 | 0.00016514
|  |  |  | c_DK1 | 8757 | 0.00010735 |  |  |  |  | c_DK1_Central | 8757 | 0.00016531
|  |  |  | c_DK1 | 8758 | 0.00010142 |  |  |  |  | c_DK1_Central | 8758 | 0.00015031
|  |  |  | c_DK1 | 8759 | 9.6601e-05 |  |  |  |  | c_DK1_Central | 8759 | 0.00012048
|  |  |  | c_DK1 | 8760 | 9.3244e-05 |  |  |  |  | c_DK1_Central | 8760 | 9.0987e-05
|  |  |  | c_DK2 | 1 | 0.00010339 |  |  |  |  | c_DK1_LargeDecentral | 1 | 8.782e-05
|  |  |  | c_DK2 | 2 | 0.00010056 |  |  |  |  | c_DK1_LargeDecentral | 2 | 7.9155e-05
|  |  |  | c_DK2 | 3 | 9.8698e-05 |  |  |  |  | c_DK1_LargeDecentral | 3 | 7.9488e-05
|  |  |  | c_DK2 | 4 | 9.4673e-05 |  |  |  |  | c_DK1_LargeDecentral | 4 | 8.732e-05
|  |  |  | c_DK2 | 5 | 9.2362e-05 |  |  |  |  | c_DK1_LargeDecentral | 5 | 0.00011698
|  |  |  | c_DK2 | 6 | 9.2139e-05 |  |  |  |  | c_DK1_LargeDecentral | 6 | 0.00017497
|  |  |  | c_DK2 | 7 | 9.4002e-05 |  |  |  |  | c_DK1_LargeDecentral | 7 | 0.0002053
|  |  |  | c_DK2 | 8 | 9.4897e-05 |  |  |  |  | c_DK1_LargeDecentral | 8 | 0.0002028
|  |  |  | c_DK2 | 9 | 9.7878e-05 |  |  |  |  | c_DK1_LargeDecentral | 9 | 0.00018297
|  |  |  | c_DK2 | 10 | 0.00010384 |  |  |  |  | c_DK1_LargeDecentral | 10 | 0.00017214
|  |  |  | c_DK2 | 11 | 0.00011286 |  |  |  |  | c_DK1_LargeDecentral | 11 | 0.00016181
|  |  |  | c_DK2 | 12 | 0.00011905 |  |  |  |  | c_DK1_LargeDecentral | 12 | 0.00015464
|  |  |  | c_DK2 | 13 | 0.00012285 |  |  |  |  | c_DK1_LargeDecentral | 13 | 0.00015014
|  |  |  | c_DK2 | 14 | 0.00012382 |  |  |  |  | c_DK1_LargeDecentral | 14 | 0.00014031
|  |  |  | c_DK2 | 15 | 0.00012456 |  |  |  |  | c_DK1_LargeDecentral | 15 | 0.00013898
|  |  |  | c_DK2 | 16 | 0.00012546 |  |  |  |  | c_DK1_LargeDecentral | 16 | 0.00013715
|  |  |  | c_DK2 | 17 | 0.00013179 |  |  |  |  | c_DK1_LargeDecentral | 17 | 0.00014131
|  |  |  | c_DK2 | 18 | 0.0001429 |  |  |  |  | c_DK1_LargeDecentral | 18 | 0.00015031
|  |  |  | c_DK2 | 19 | 0.00013917 |  |  |  |  | c_DK1_LargeDecentral | 19 | 0.00015298
|  |  |  | c_DK2 | 20 | 0.00013157 |  |  |  |  | c_DK1_LargeDecentral | 20 | 0.00015731
|  |  |  | c_DK2 | 21 | 0.000123 |  |  |  |  | c_DK1_LargeDecentral | 21 | 0.00015764
|  |  |  | c_DK2 | 22 | 0.00011592 |  |  |  |  | c_DK1_LargeDecentral | 22 | 0.00014315
|  |  |  | c_DK2 | 23 | 0.00010846 |  |  |  |  | c_DK1_LargeDecentral | 23 | 0.00011398
|  |  |  | c_DK2 | 24 | 0.00010243 |  |  |  |  | c_DK1_LargeDecentral | 24 | 8.4987e-05
|  |  |  | c_DK2 | 25 | 9.7804e-05 |  |  |  |  | c_DK1_LargeDecentral | 25 | 8.5487e-05
|  |  |  | c_DK2 | 26 | 9.3629e-05 |  |  |  |  | c_DK1_LargeDecentral | 26 | 9.182e-05
|  |  |  | c_DK2 | 27 | 9.1989e-05 |  |  |  |  | c_DK1_LargeDecentral | 27 | 9.2986e-05
|  |  |  | c_DK2 | 28 | 9.4375e-05 |  |  |  |  | c_DK1_LargeDecentral | 28 | 9.9985e-05
|  |  |  | c_DK2 | 29 | 9.7356e-05 |  |  |  |  | c_DK1_LargeDecentral | 29 | 0.00012715
|  |  |  | c_DK2 | 30 | 0.00010354 |  |  |  |  | c_DK1_LargeDecentral | 30 | 0.00018897
|  |  |  | c_DK2 | 31 | 0.00011793 |  |  |  |  | c_DK1_LargeDecentral | 31 | 0.00021997
|  |  |  | c_DK2 | 32 | 0.00013396 |  |  |  |  | c_DK1_LargeDecentral | 32 | 0.00021663
|  |  |  | c_DK2 | 33 | 0.00014342 |  |  |  |  | c_DK1_LargeDecentral | 33 | 0.00019714
|  |  |  | c_DK2 | 34 | 0.00014663 |  |  |  |  | c_DK1_LargeDecentral | 34 | 0.00018914
|  |  |  | c_DK2 | 35 | 0.00014886 |  |  |  |  | c_DK1_LargeDecentral | 35 | 0.00017981
|  |  |  | c_DK2 | 36 | 0.000147 |  |  |  |  | c_DK1_LargeDecentral | 36 | 0.00017264
|  |  |  | c_DK2 | 37 | 0.00014715 |  |  |  |  | c_DK1_LargeDecentral | 37 | 0.00016781
|  |  |  | c_DK2 | 38 | 0.00014782 |  |  |  |  | c_DK1_LargeDecentral | 38 | 0.00015848
|  |  |  | c_DK2 | 39 | 0.00014663 |  |  |  |  | c_DK1_LargeDecentral | 39 | 0.00015698
|  |  |  | c_DK2 | 40 | 0.00014596 |  |  |  |  | c_DK1_LargeDecentral | 40 | 0.00015514
|  |  |  | c_DK2 | 41 | 0.00015527 |  |  |  |  | c_DK1_LargeDecentral | 41 | 0.00015981
|  |  |  | c_DK2 | 42 | 0.00016332 |  |  |  |  | c_DK1_LargeDecentral | 42 | 0.00016748
|  |  |  | c_DK2 | 43 | 0.00015818 |  |  |  |  | c_DK1_LargeDecentral | 43 | 0.00016864
|  |  |  | c_DK2 | 44 | 0.00014879 |  |  |  |  | c_DK1_LargeDecentral | 44 | 0.00017097
|  |  |  | c_DK2 | 45 | 0.00013955 |  |  |  |  | c_DK1_LargeDecentral | 45 | 0.00017047
|  |  |  | c_DK2 | 46 | 0.00013075 |  |  |  |  | c_DK1_LargeDecentral | 46 | 0.00015531
|  |  |  | c_DK2 | 47 | 0.00012091 |  |  |  |  | c_DK1_LargeDecentral | 47 | 0.00012598
|  |  |  | c_DK2 | 48 | 0.00011197 |  |  |  |  | c_DK1_LargeDecentral | 48 | 9.6652e-05
|  |  |  | c_DK2 | 49 | 0.0001031 |  |  |  |  | c_DK1_LargeDecentral | 49 | 9.5486e-05
|  |  |  | c_DK2 | 50 | 9.7505e-05 |  |  |  |  | c_DK1_LargeDecentral | 50 | 0.00010215
|  |  |  | c_DK2 | 51 | 9.758e-05 |  |  |  |  | c_DK1_LargeDecentral | 51 | 0.00010382
|  |  |  | c_DK2 | 52 | 9.8922e-05 |  |  |  |  | c_DK1_LargeDecentral | 52 | 0.00011098
|  |  |  | c_DK2 | 53 | 0.00010138 |  |  |  |  | c_DK1_LargeDecentral | 53 | 0.00013881
|  |  |  | c_DK2 | 54 | 0.00010742 |  |  |  |  | c_DK1_LargeDecentral | 54 | 0.00020547
|  |  |  | c_DK2 | 55 | 0.00012285 |  |  |  |  | c_DK1_LargeDecentral | 55 | 0.00023813
|  |  |  | c_DK2 | 56 | 0.00014268 |  |  |  |  | c_DK1_LargeDecentral | 56 | 0.0002348
|  |  |  | c_DK2 | 57 | 0.00015095 |  |  |  |  | c_DK1_LargeDecentral | 57 | 0.00021447
|  |  |  | c_DK2 | 58 | 0.00015222 |  |  |  |  | c_DK1_LargeDecentral | 58 | 0.00020697
|  |  |  | c_DK2 | 59 | 0.0001511 |  |  |  |  | c_DK1_LargeDecentral | 59 | 0.00019697
|  |  |  | c_DK2 | 60 | 0.00014976 |  |  |  |  | c_DK1_LargeDecentral | 60 | 0.00018931
|  |  |  | c_DK2 | 61 | 0.00014924 |  |  |  |  | c_DK1_LargeDecentral | 61 | 0.00018381
|  |  |  | c_DK2 | 62 | 0.00014827 |  |  |  |  | c_DK1_LargeDecentral | 62 | 0.00017447
|  |  |  | c_DK2 | 63 | 0.00014633 |  |  |  |  | c_DK1_LargeDecentral | 63 | 0.00017297
|  |  |  | c_DK2 | 64 | 0.00014476 |  |  |  |  | c_DK1_LargeDecentral | 64 | 0.00017131
|  |  |  | c_DK2 | 65 | 0.00015438 |  |  |  |  | c_DK1_LargeDecentral | 65 | 0.00017664
|  |  |  | c_DK2 | 66 | 0.0001672 |  |  |  |  | c_DK1_LargeDecentral | 66 | 0.00018397
|  |  |  | c_DK2 | 67 | 0.00016169 |  |  |  |  | c_DK1_LargeDecentral | 67 | 0.00018514
|  |  |  | c_DK2 | 68 | 0.00015222 |  |  |  |  | c_DK1_LargeDecentral | 68 | 0.00018697
|  |  |  | c_DK2 | 69 | 0.00014387 |  |  |  |  | c_DK1_LargeDecentral | 69 | 0.00018581
|  |  |  | c_DK2 | 70 | 0.00013597 |  |  |  |  | c_DK1_LargeDecentral | 70 | 0.00016948
|  |  |  | c_DK2 | 71 | 0.00012613 |  |  |  |  | c_DK1_LargeDecentral | 71 | 0.00013781
|  |  |  | c_DK2 | 72 | 0.00011666 |  |  |  |  | c_DK1_LargeDecentral | 72 | 0.00010682
|  |  |  | c_DK2 | 73 | 0.00010429 |  |  |  |  | c_DK1_LargeDecentral | 73 | 8.8487e-05
|  |  |  | c_DK2 | 74 | 9.8325e-05 |  |  |  |  | c_DK1_LargeDecentral | 74 | 9.3986e-05
|  |  |  | c_DK2 | 75 | 9.5791e-05 |  |  |  |  | c_DK1_LargeDecentral | 75 | 9.5486e-05
|  |  |  | c_DK2 | 76 | 9.7431e-05 |  |  |  |  | c_DK1_LargeDecentral | 76 | 0.00010132
|  |  |  | c_DK2 | 77 | 0.00010026 |  |  |  |  | c_DK1_LargeDecentral | 77 | 0.00012715
|  |  |  | c_DK2 | 78 | 0.0001072 |  |  |  |  | c_DK1_LargeDecentral | 78 | 0.00018997
|  |  |  | c_DK2 | 79 | 0.00012315 |  |  |  |  | c_DK1_LargeDecentral | 79 | 0.0002223
|  |  |  | c_DK2 | 80 | 0.00014156 |  |  |  |  | c_DK1_LargeDecentral | 80 | 0.00022113
|  |  |  | c_DK2 | 81 | 0.00014953 |  |  |  |  | c_DK1_LargeDecentral | 81 | 0.00020214
|  |  |  | c_DK2 | 82 | 0.00015155 |  |  |  |  | c_DK1_LargeDecentral | 82 | 0.0001943
|  |  |  | c_DK2 | 83 | 0.00015207 |  |  |  |  | c_DK1_LargeDecentral | 83 | 0.00018414
|  |  |  | c_DK2 | 84 | 0.00014939 |  |  |  |  | c_DK1_LargeDecentral | 84 | 0.00017697
|  |  |  | c_DK2 | 85 | 0.00014648 |  |  |  |  | c_DK1_LargeDecentral | 85 | 0.00017164
|  |  |  | c_DK2 | 86 | 0.00014588 |  |  |  |  | c_DK1_LargeDecentral | 86 | 0.00016281
|  |  |  | c_DK2 | 87 | 0.00014312 |  |  |  |  | c_DK1_LargeDecentral | 87 | 0.00016064
|  |  |  | c_DK2 | 88 | 0.00014268 |  |  |  |  | c_DK1_LargeDecentral | 88 | 0.00015881
|  |  |  | c_DK2 | 89 | 0.00015289 |  |  |  |  | c_DK1_LargeDecentral | 89 | 0.00016364
|  |  |  | c_DK2 | 90 | 0.00016273 |  |  |  |  | c_DK1_LargeDecentral | 90 | 0.00017164
|  |  |  | c_DK2 | 91 | 0.00015721 |  |  |  |  | c_DK1_LargeDecentral | 91 | 0.00017347
|  |  |  | c_DK2 | 92 | 0.00014767 |  |  |  |  | c_DK1_LargeDecentral | 92 | 0.00017647
|  |  |  | c_DK2 | 93 | 0.00013709 |  |  |  |  | c_DK1_LargeDecentral | 93 | 0.00017481
|  |  |  | c_DK2 | 94 | 0.00012665 |  |  |  |  | c_DK1_LargeDecentral | 94 | 0.00016014
|  |  |  | c_DK2 | 95 | 0.00011666 |  |  |  |  | c_DK1_LargeDecentral | 95 | 0.00012931
|  |  |  | c_DK2 | 96 | 0.00010854 |  |  |  |  | c_DK1_LargeDecentral | 96 | 9.9152e-05
|  |  |  | c_DK2 | 97 | 0.00010086 |  |  |  |  | c_DK1_LargeDecentral | 97 | 8.832e-05
|  |  |  | c_DK2 | 98 | 9.4673e-05 |  |  |  |  | c_DK1_LargeDecentral | 98 | 9.0487e-05
|  |  |  | c_DK2 | 99 | 9.2288e-05 |  |  |  |  | c_DK1_LargeDecentral | 99 | 8.932e-05
|  |  |  | c_DK2 | 100 | 9.1691e-05 |  |  |  |  | c_DK1_LargeDecentral | 100 | 9.7819e-05
|  |  |  | c_DK2 | 101 | 9.2735e-05 |  |  |  |  | c_DK1_LargeDecentral | 101 | 0.00012315
|  |  |  | c_DK2 | 102 | 9.4673e-05 |  |  |  |  | c_DK1_LargeDecentral | 102 | 0.00017931
|  |  |  | c_DK2 | 103 | 9.922e-05 |  |  |  |  | c_DK1_LargeDecentral | 103 | 0.00021647
|  |  |  | c_DK2 | 104 | 0.00010682 |  |  |  |  | c_DK1_LargeDecentral | 104 | 0.0002118
|  |  |  | c_DK2 | 105 | 0.00011599 |  |  |  |  | c_DK1_LargeDecentral | 105 | 0.00019197
|  |  |  | c_DK2 | 106 | 0.00012479 |  |  |  |  | c_DK1_LargeDecentral | 106 | 0.00018297
|  |  |  | c_DK2 | 107 | 0.0001312 |  |  |  |  | c_DK1_LargeDecentral | 107 | 0.00017664
|  |  |  | c_DK2 | 108 | 0.00013105 |  |  |  |  | c_DK1_LargeDecentral | 108 | 0.00016764
|  |  |  | c_DK2 | 109 | 0.0001312 |  |  |  |  | c_DK1_LargeDecentral | 109 | 0.00016231
|  |  |  | c_DK2 | 110 | 0.00012971 |  |  |  |  | c_DK1_LargeDecentral | 110 | 0.00015198
|  |  |  | c_DK2 | 111 | 0.0001271 |  |  |  |  | c_DK1_LargeDecentral | 111 | 0.00015581
|  |  |  | c_DK2 | 112 | 0.00012866 |  |  |  |  | c_DK1_LargeDecentral | 112 | 0.00015348
|  |  |  | c_DK2 | 113 | 0.00013738 |  |  |  |  | c_DK1_LargeDecentral | 113 | 0.00015864
|  |  |  | c_DK2 | 114 | 0.00014797 |  |  |  |  | c_DK1_LargeDecentral | 114 | 0.00016448
|  |  |  | c_DK2 | 115 | 0.00014685 |  |  |  |  | c_DK1_LargeDecentral | 115 | 0.00016698
|  |  |  | c_DK2 | 116 | 0.00013813 |  |  |  |  | c_DK1_LargeDecentral | 116 | 0.00016748
|  |  |  | c_DK2 | 117 | 0.00012926 |  |  |  |  | c_DK1_LargeDecentral | 117 | 0.00016581
|  |  |  | c_DK2 | 118 | 0.00012166 |  |  |  |  | c_DK1_LargeDecentral | 118 | 0.00015481
|  |  |  | c_DK2 | 119 | 0.00011435 |  |  |  |  | c_DK1_LargeDecentral | 119 | 0.00012548
|  |  |  | c_DK2 | 120 | 0.00010734 |  |  |  |  | c_DK1_LargeDecentral | 120 | 9.5653e-05
|  |  |  | c_DK2 | 121 | 0.00010466 |  |  |  |  | c_DK1_LargeDecentral | 121 | 9.2486e-05
|  |  |  | c_DK2 | 122 | 9.7878e-05 |  |  |  |  | c_DK1_LargeDecentral | 122 | 9.9152e-05
|  |  |  | c_DK2 | 123 | 9.3406e-05 |  |  |  |  | c_DK1_LargeDecentral | 123 | 9.9985e-05
|  |  |  | c_DK2 | 124 | 9.1691e-05 |  |  |  |  | c_DK1_LargeDecentral | 124 | 0.00011365
|  |  |  | c_DK2 | 125 | 9.2064e-05 |  |  |  |  | c_DK1_LargeDecentral | 125 | 0.00014581
|  |  |  | c_DK2 | 126 | 9.3927e-05 |  |  |  |  | c_DK1_LargeDecentral | 126 | 0.0002038
|  |  |  | c_DK2 | 127 | 0.00010243 |  |  |  |  | c_DK1_LargeDecentral | 127 | 0.00021314
|  |  |  | c_DK2 | 128 | 0.00011144 |  |  |  |  | c_DK1_LargeDecentral | 128 | 0.0002103
|  |  |  | c_DK2 | 129 | 0.00011979 |  |  |  |  | c_DK1_LargeDecentral | 129 | 0.00019064
|  |  |  | c_DK2 | 130 | 0.00012814 |  |  |  |  | c_DK1_LargeDecentral | 130 | 0.00018297
|  |  |  | c_DK2 | 131 | 0.00013336 |  |  |  |  | c_DK1_LargeDecentral | 131 | 0.00017481
|  |  |  | c_DK2 | 132 | 0.00013522 |  |  |  |  | c_DK1_LargeDecentral | 132 | 0.00016931
|  |  |  | c_DK2 | 133 | 0.00013321 |  |  |  |  | c_DK1_LargeDecentral | 133 | 0.00016531
|  |  |  | c_DK2 | 134 | 0.00013112 |  |  |  |  | c_DK1_LargeDecentral | 134 | 0.00015764
|  |  |  | c_DK2 | 135 | 0.00013157 |  |  |  |  | c_DK1_LargeDecentral | 135 | 0.00015864
|  |  |  | c_DK2 | 136 | 0.00013455 |  |  |  |  | c_DK1_LargeDecentral | 136 | 0.00015764
|  |  |  | c_DK2 | 137 | 0.00014484 |  |  |  |  | c_DK1_LargeDecentral | 137 | 0.00016298
|  |  |  | c_DK2 | 138 | 0.00015736 |  |  |  |  | c_DK1_LargeDecentral | 138 | 0.00017297
|  |  |  | c_DK2 | 139 | 0.00015513 |  |  |  |  | c_DK1_LargeDecentral | 139 | 0.00017631
|  |  |  | c_DK2 | 140 | 0.00014626 |  |  |  |  | c_DK1_LargeDecentral | 140 | 0.00017797
|  |  |  | c_DK2 | 141 | 0.00013612 |  |  |  |  | c_DK1_LargeDecentral | 141 | 0.00017731
|  |  |  | c_DK2 | 142 | 0.00012747 |  |  |  |  | c_DK1_LargeDecentral | 142 | 0.00016548
|  |  |  | c_DK2 | 143 | 0.0001192 |  |  |  |  | c_DK1_LargeDecentral | 143 | 0.00013381
|  |  |  | c_DK2 | 144 | 0.00011226 |  |  |  |  | c_DK1_LargeDecentral | 144 | 0.00010582
|  |  |  | c_DK2 | 145 | 0.00010093 |  |  |  |  | c_DK1_LargeDecentral | 145 | 8.5987e-05
|  |  |  | c_DK2 | 146 | 9.6686e-05 |  |  |  |  | c_DK1_LargeDecentral | 146 | 9.232e-05
|  |  |  | c_DK2 | 147 | 9.4822e-05 |  |  |  |  | c_DK1_LargeDecentral | 147 | 9.3653e-05
|  |  |  | c_DK2 | 148 | 9.6536e-05 |  |  |  |  | c_DK1_LargeDecentral | 148 | 0.00010115
|  |  |  | c_DK2 | 149 | 9.9369e-05 |  |  |  |  | c_DK1_LargeDecentral | 149 | 0.00012815
|  |  |  | c_DK2 | 150 | 0.00010399 |  |  |  |  | c_DK1_LargeDecentral | 150 | 0.00019097
|  |  |  | c_DK2 | 151 | 0.00011979 |  |  |  |  | c_DK1_LargeDecentral | 151 | 0.00022113
|  |  |  | c_DK2 | 152 | 0.00014074 |  |  |  |  | c_DK1_LargeDecentral | 152 | 0.00021747
|  |  |  | c_DK2 | 153 | 0.00014968 |  |  |  |  | c_DK1_LargeDecentral | 153 | 0.00019614
|  |  |  | c_DK2 | 154 | 0.0001511 |  |  |  |  | c_DK1_LargeDecentral | 154 | 0.00018831
|  |  |  | c_DK2 | 155 | 0.00014916 |  |  |  |  | c_DK1_LargeDecentral | 155 | 0.00017947
|  |  |  | c_DK2 | 156 | 0.00014439 |  |  |  |  | c_DK1_LargeDecentral | 156 | 0.00017197
|  |  |  | c_DK2 | 157 | 0.00014447 |  |  |  |  | c_DK1_LargeDecentral | 157 | 0.00016698
|  |  |  | c_DK2 | 158 | 0.00014745 |  |  |  |  | c_DK1_LargeDecentral | 158 | 0.00015814
|  |  |  | c_DK2 | 159 | 0.0001476 |  |  |  |  | c_DK1_LargeDecentral | 159 | 0.00015731
|  |  |  | c_DK2 | 160 | 0.00014804 |  |  |  |  | c_DK1_LargeDecentral | 160 | 0.00015564
|  |  |  | c_DK2 | 161 | 0.00015669 |  |  |  |  | c_DK1_LargeDecentral | 161 | 0.00016081
|  |  |  | c_DK2 | 162 | 0.00016705 |  |  |  |  | c_DK1_LargeDecentral | 162 | 0.00016914
|  |  |  | c_DK2 | 163 | 0.00016131 |  |  |  |  | c_DK1_LargeDecentral | 163 | 0.00017131
|  |  |  | c_DK2 | 164 | 0.00015117 |  |  |  |  | c_DK1_LargeDecentral | 164 | 0.00017397
|  |  |  | c_DK2 | 165 | 0.00014007 |  |  |  |  | c_DK1_LargeDecentral | 165 | 0.00017297
|  |  |  | c_DK2 | 166 | 0.00013075 |  |  |  |  | c_DK1_LargeDecentral | 166 | 0.00015781
|  |  |  | c_DK2 | 167 | 0.00011994 |  |  |  |  | c_DK1_LargeDecentral | 167 | 0.00012815
|  |  |  | c_DK2 | 168 | 0.0001107 |  |  |  |  | c_DK1_LargeDecentral | 168 | 9.7986e-05
|  |  |  | c_DK2 | 169 | 0.00010257 |  |  |  |  | c_DK1_LargeDecentral | 169 | 8.6821e-05
|  |  |  | c_DK2 | 170 | 9.84e-05 |  |  |  |  | c_DK1_LargeDecentral | 170 | 9.2986e-05
|  |  |  | c_DK2 | 171 | 9.7133e-05 |  |  |  |  | c_DK1_LargeDecentral | 171 | 9.4319e-05
|  |  |  | c_DK2 | 172 | 9.7729e-05 |  |  |  |  | c_DK1_LargeDecentral | 172 | 0.00010132
|  |  |  | c_DK2 | 173 | 9.9667e-05 |  |  |  |  | c_DK1_LargeDecentral | 173 | 0.00012831
|  |  |  | c_DK2 | 174 | 0.00010734 |  |  |  |  | c_DK1_LargeDecentral | 174 | 0.00019097
|  |  |  | c_DK2 | 175 | 0.00012427 |  |  |  |  | c_DK1_LargeDecentral | 175 | 0.00022197
|  |  |  | c_DK2 | 176 | 0.00014454 |  |  |  |  | c_DK1_LargeDecentral | 176 | 0.0002188
|  |  |  | c_DK2 | 177 | 0.00015229 |  |  |  |  | c_DK1_LargeDecentral | 177 | 0.00019897
|  |  |  | c_DK2 | 178 | 0.00015334 |  |  |  |  | c_DK1_LargeDecentral | 178 | 0.00019147
|  |  |  | c_DK2 | 179 | 0.00015386 |  |  |  |  | c_DK1_LargeDecentral | 179 | 0.00018197
|  |  |  | c_DK2 | 180 | 0.00015274 |  |  |  |  | c_DK1_LargeDecentral | 180 | 0.00017497
|  |  |  | c_DK2 | 181 | 0.00015259 |  |  |  |  | c_DK1_LargeDecentral | 181 | 0.00016964
|  |  |  | c_DK2 | 182 | 0.00015311 |  |  |  |  | c_DK1_LargeDecentral | 182 | 0.00016048
|  |  |  | c_DK2 | 183 | 0.00015177 |  |  |  |  | c_DK1_LargeDecentral | 183 | 0.00015914
|  |  |  | c_DK2 | 184 | 0.00015192 |  |  |  |  | c_DK1_LargeDecentral | 184 | 0.00015714
|  |  |  | c_DK2 | 185 | 0.00015952 |  |  |  |  | c_DK1_LargeDecentral | 185 | 0.00016181
|  |  |  | c_DK2 | 186 | 0.00016854 |  |  |  |  | c_DK1_LargeDecentral | 186 | 0.00016931
|  |  |  | c_DK2 | 187 | 0.00016452 |  |  |  |  | c_DK1_LargeDecentral | 187 | 0.00017064
|  |  |  | c_DK2 | 188 | 0.00015445 |  |  |  |  | c_DK1_LargeDecentral | 188 | 0.00017264
|  |  |  | c_DK2 | 189 | 0.00014409 |  |  |  |  | c_DK1_LargeDecentral | 189 | 0.00017231
|  |  |  | c_DK2 | 190 | 0.00013291 |  |  |  |  | c_DK1_LargeDecentral | 190 | 0.00015681
|  |  |  | c_DK2 | 191 | 0.000123 |  |  |  |  | c_DK1_LargeDecentral | 191 | 0.00012731
|  |  |  | c_DK2 | 192 | 0.00011435 |  |  |  |  | c_DK1_LargeDecentral | 192 | 9.7986e-05
|  |  |  | c_DK2 | 193 | 0.00010652 |  |  |  |  | c_DK1_LargeDecentral | 193 | 9.3653e-05
|  |  |  | c_DK2 | 194 | 0.00010407 |  |  |  |  | c_DK1_LargeDecentral | 194 | 9.9985e-05
|  |  |  | c_DK2 | 195 | 0.00010399 |  |  |  |  | c_DK1_LargeDecentral | 195 | 0.00010165
|  |  |  | c_DK2 | 196 | 0.00010556 |  |  |  |  | c_DK1_LargeDecentral | 196 | 0.00010898
|  |  |  | c_DK2 | 197 | 0.00010831 |  |  |  |  | c_DK1_LargeDecentral | 197 | 0.00013631
|  |  |  | c_DK2 | 198 | 0.0001148 |  |  |  |  | c_DK1_LargeDecentral | 198 | 0.0002018
|  |  |  | c_DK2 | 199 | 0.00012904 |  |  |  |  | c_DK1_LargeDecentral | 199 | 0.00023413
|  |  |  | c_DK2 | 200 | 0.00014961 |  |  |  |  | c_DK1_LargeDecentral | 200 | 0.0002308
|  |  |  | c_DK2 | 201 | 0.00015885 |  |  |  |  | c_DK1_LargeDecentral | 201 | 0.0002108
|  |  |  | c_DK2 | 202 | 0.00015885 |  |  |  |  | c_DK1_LargeDecentral | 202 | 0.0002033
|  |  |  | c_DK2 | 203 | 0.00015826 |  |  |  |  | c_DK1_LargeDecentral | 203 | 0.00019364
|  |  |  | c_DK2 | 204 | 0.00015848 |  |  |  |  | c_DK1_LargeDecentral | 204 | 0.00018597
|  |  |  | c_DK2 | 205 | 0.00015826 |  |  |  |  | c_DK1_LargeDecentral | 205 | 0.00018081
|  |  |  | c_DK2 | 206 | 0.00015885 |  |  |  |  | c_DK1_LargeDecentral | 206 | 0.00017131
|  |  |  | c_DK2 | 207 | 0.00015766 |  |  |  |  | c_DK1_LargeDecentral | 207 | 0.00016997
|  |  |  | c_DK2 | 208 | 0.00015654 |  |  |  |  | c_DK1_LargeDecentral | 208 | 0.00016831
|  |  |  | c_DK2 | 209 | 0.00016392 |  |  |  |  | c_DK1_LargeDecentral | 209 | 0.00017347
|  |  |  | c_DK2 | 210 | 0.0001713 |  |  |  |  | c_DK1_LargeDecentral | 210 | 0.00018081
|  |  |  | c_DK2 | 211 | 0.00016608 |  |  |  |  | c_DK1_LargeDecentral | 211 | 0.00018181
|  |  |  | c_DK2 | 212 | 0.0001587 |  |  |  |  | c_DK1_LargeDecentral | 212 | 0.00018364
|  |  |  | c_DK2 | 213 | 0.00015289 |  |  |  |  | c_DK1_LargeDecentral | 213 | 0.00018264
|  |  |  | c_DK2 | 214 | 0.00014163 |  |  |  |  | c_DK1_LargeDecentral | 214 | 0.00016631
|  |  |  | c_DK2 | 215 | 0.00013083 |  |  |  |  | c_DK1_LargeDecentral | 215 | 0.00013565
|  |  |  | c_DK2 | 216 | 0.00012121 |  |  |  |  | c_DK1_LargeDecentral | 216 | 0.00010482
|  |  |  | c_DK2 | 217 | 0.00010779 |  |  |  |  | c_DK1_LargeDecentral | 217 | 9.9152e-05
|  |  |  | c_DK2 | 218 | 0.00010325 |  |  |  |  | c_DK1_LargeDecentral | 218 | 0.00010582
|  |  |  | c_DK2 | 219 | 0.00010183 |  |  |  |  | c_DK1_LargeDecentral | 219 | 0.00010748
|  |  |  | c_DK2 | 220 | 0.00010459 |  |  |  |  | c_DK1_LargeDecentral | 220 | 0.00011532
|  |  |  | c_DK2 | 221 | 0.00010705 |  |  |  |  | c_DK1_LargeDecentral | 221 | 0.00014365
|  |  |  | c_DK2 | 222 | 0.00011271 |  |  |  |  | c_DK1_LargeDecentral | 222 | 0.00021164
|  |  |  | c_DK2 | 223 | 0.00012896 |  |  |  |  | c_DK1_LargeDecentral | 223 | 0.00024546
|  |  |  | c_DK2 | 224 | 0.00015065 |  |  |  |  | c_DK1_LargeDecentral | 224 | 0.0002418
|  |  |  | c_DK2 | 225 | 0.00015841 |  |  |  |  | c_DK1_LargeDecentral | 225 | 0.00022147
|  |  |  | c_DK2 | 226 | 0.00015833 |  |  |  |  | c_DK1_LargeDecentral | 226 | 0.0002138
|  |  |  | c_DK2 | 227 | 0.00015893 |  |  |  |  | c_DK1_LargeDecentral | 227 | 0.00020364
|  |  |  | c_DK2 | 228 | 0.00015818 |  |  |  |  | c_DK1_LargeDecentral | 228 | 0.00019547
|  |  |  | c_DK2 | 229 | 0.00015654 |  |  |  |  | c_DK1_LargeDecentral | 229 | 0.00018981
|  |  |  | c_DK2 | 230 | 0.00015468 |  |  |  |  | c_DK1_LargeDecentral | 230 | 0.00018031
|  |  |  | c_DK2 | 231 | 0.00015363 |  |  |  |  | c_DK1_LargeDecentral | 231 | 0.00017914
|  |  |  | c_DK2 | 232 | 0.00015393 |  |  |  |  | c_DK1_LargeDecentral | 232 | 0.00017747
|  |  |  | c_DK2 | 233 | 0.00016228 |  |  |  |  | c_DK1_LargeDecentral | 233 | 0.00018281
|  |  |  | c_DK2 | 234 | 0.00017234 |  |  |  |  | c_DK1_LargeDecentral | 234 | 0.00019031
|  |  |  | c_DK2 | 235 | 0.00016683 |  |  |  |  | c_DK1_LargeDecentral | 235 | 0.00019131
|  |  |  | c_DK2 | 236 | 0.00015945 |  |  |  |  | c_DK1_LargeDecentral | 236 | 0.00019297
|  |  |  | c_DK2 | 237 | 0.00015386 |  |  |  |  | c_DK1_LargeDecentral | 237 | 0.00019181
|  |  |  | c_DK2 | 238 | 0.0001479 |  |  |  |  | c_DK1_LargeDecentral | 238 | 0.00017497
|  |  |  | c_DK2 | 239 | 0.0001382 |  |  |  |  | c_DK1_LargeDecentral | 239 | 0.00014231
|  |  |  | c_DK2 | 240 | 0.00012792 |  |  |  |  | c_DK1_LargeDecentral | 240 | 0.00011065
|  |  |  | c_DK2 | 241 | 0.0001057 |  |  |  |  | c_DK1_LargeDecentral | 241 | 9.0653e-05
|  |  |  | c_DK2 | 242 | 0.0001022 |  |  |  |  | c_DK1_LargeDecentral | 242 | 9.6319e-05
|  |  |  | c_DK2 | 243 | 0.00010086 |  |  |  |  | c_DK1_LargeDecentral | 243 | 9.7652e-05
|  |  |  | c_DK2 | 244 | 0.00010123 |  |  |  |  | c_DK1_LargeDecentral | 244 | 0.00010382
|  |  |  | c_DK2 | 245 | 0.00010481 |  |  |  |  | c_DK1_LargeDecentral | 245 | 0.00012981
|  |  |  | c_DK2 | 246 | 0.00011025 |  |  |  |  | c_DK1_LargeDecentral | 246 | 0.00019364
|  |  |  | c_DK2 | 247 | 0.00012546 |  |  |  |  | c_DK1_LargeDecentral | 247 | 0.00022647
|  |  |  | c_DK2 | 248 | 0.00014499 |  |  |  |  | c_DK1_LargeDecentral | 248 | 0.00022547
|  |  |  | c_DK2 | 249 | 0.00015162 |  |  |  |  | c_DK1_LargeDecentral | 249 | 0.0002063
|  |  |  | c_DK2 | 250 | 0.00015185 |  |  |  |  | c_DK1_LargeDecentral | 250 | 0.0001983
|  |  |  | c_DK2 | 251 | 0.00015244 |  |  |  |  | c_DK1_LargeDecentral | 251 | 0.00018831
|  |  |  | c_DK2 | 252 | 0.00015125 |  |  |  |  | c_DK1_LargeDecentral | 252 | 0.00018081
|  |  |  | c_DK2 | 253 | 0.00014924 |  |  |  |  | c_DK1_LargeDecentral | 253 | 0.00017531
|  |  |  | c_DK2 | 254 | 0.00014708 |  |  |  |  | c_DK1_LargeDecentral | 254 | 0.00016648
|  |  |  | c_DK2 | 255 | 0.00014402 |  |  |  |  | c_DK1_LargeDecentral | 255 | 0.00016414
|  |  |  | c_DK2 | 256 | 0.00014305 |  |  |  |  | c_DK1_LargeDecentral | 256 | 0.00016248
|  |  |  | c_DK2 | 257 | 0.00015132 |  |  |  |  | c_DK1_LargeDecentral | 257 | 0.00016731
|  |  |  | c_DK2 | 258 | 0.00016101 |  |  |  |  | c_DK1_LargeDecentral | 258 | 0.00017531
|  |  |  | c_DK2 | 259 | 0.00015654 |  |  |  |  | c_DK1_LargeDecentral | 259 | 0.00017731
|  |  |  | c_DK2 | 260 | 0.00014737 |  |  |  |  | c_DK1_LargeDecentral | 260 | 0.00017997
|  |  |  | c_DK2 | 261 | 0.0001394 |  |  |  |  | c_DK1_LargeDecentral | 261 | 0.00017847
|  |  |  | c_DK2 | 262 | 0.00013075 |  |  |  |  | c_DK1_LargeDecentral | 262 | 0.00016331
|  |  |  | c_DK2 | 263 | 0.00012002 |  |  |  |  | c_DK1_LargeDecentral | 263 | 0.00013215
|  |  |  | c_DK2 | 264 | 0.00011249 |  |  |  |  | c_DK1_LargeDecentral | 264 | 0.00010132
|  |  |  | c_DK2 | 265 | 0.00010392 |  |  |  |  | c_DK1_LargeDecentral | 265 | 8.982e-05
|  |  |  | c_DK2 | 266 | 9.9742e-05 |  |  |  |  | c_DK1_LargeDecentral | 266 | 9.182e-05
|  |  |  | c_DK2 | 267 | 9.8325e-05 |  |  |  |  | c_DK1_LargeDecentral | 267 | 9.082e-05
|  |  |  | c_DK2 | 268 | 9.7655e-05 |  |  |  |  | c_DK1_LargeDecentral | 268 | 9.9319e-05
|  |  |  | c_DK2 | 269 | 9.7953e-05 |  |  |  |  | c_DK1_LargeDecentral | 269 | 0.00012481
|  |  |  | c_DK2 | 270 | 9.9667e-05 |  |  |  |  | c_DK1_LargeDecentral | 270 | 0.00018147
|  |  |  | c_DK2 | 271 | 0.00010496 |  |  |  |  | c_DK1_LargeDecentral | 271 | 0.00021897
|  |  |  | c_DK2 | 272 | 0.00011331 |  |  |  |  | c_DK1_LargeDecentral | 272 | 0.0002143
|  |  |  | c_DK2 | 273 | 0.00012203 |  |  |  |  | c_DK1_LargeDecentral | 273 | 0.00019447
|  |  |  | c_DK2 | 274 | 0.00012904 |  |  |  |  | c_DK1_LargeDecentral | 274 | 0.00018531
|  |  |  | c_DK2 | 275 | 0.00013396 |  |  |  |  | c_DK1_LargeDecentral | 275 | 0.00017931
|  |  |  | c_DK2 | 276 | 0.00013552 |  |  |  |  | c_DK1_LargeDecentral | 276 | 0.00016997
|  |  |  | c_DK2 | 277 | 0.00013433 |  |  |  |  | c_DK1_LargeDecentral | 277 | 0.00016431
|  |  |  | c_DK2 | 278 | 0.00013261 |  |  |  |  | c_DK1_LargeDecentral | 278 | 0.00015431
|  |  |  | c_DK2 | 279 | 0.00013165 |  |  |  |  | c_DK1_LargeDecentral | 279 | 0.00015831
|  |  |  | c_DK2 | 280 | 0.00013351 |  |  |  |  | c_DK1_LargeDecentral | 280 | 0.00015581
|  |  |  | c_DK2 | 281 | 0.00014201 |  |  |  |  | c_DK1_LargeDecentral | 281 | 0.00016098
|  |  |  | c_DK2 | 282 | 0.00015229 |  |  |  |  | c_DK1_LargeDecentral | 282 | 0.00016681
|  |  |  | c_DK2 | 283 | 0.00014909 |  |  |  |  | c_DK1_LargeDecentral | 283 | 0.00016948
|  |  |  | c_DK2 | 284 | 0.0001397 |  |  |  |  | c_DK1_LargeDecentral | 284 | 0.00016964
|  |  |  | c_DK2 | 285 | 0.00013083 |  |  |  |  | c_DK1_LargeDecentral | 285 | 0.00016798
|  |  |  | c_DK2 | 286 | 0.00012292 |  |  |  |  | c_DK1_LargeDecentral | 286 | 0.00015698
|  |  |  | c_DK2 | 287 | 0.00011532 |  |  |  |  | c_DK1_LargeDecentral | 287 | 0.00012698
|  |  |  | c_DK2 | 288 | 0.00010764 |  |  |  |  | c_DK1_LargeDecentral | 288 | 9.7152e-05
|  |  |  | c_DK2 | 289 | 0.00010295 |  |  |  |  | c_DK1_LargeDecentral | 289 | 8.3654e-05
|  |  |  | c_DK2 | 290 | 9.7058e-05 |  |  |  |  | c_DK1_LargeDecentral | 290 | 9.1487e-05
|  |  |  | c_DK2 | 291 | 9.348e-05 |  |  |  |  | c_DK1_LargeDecentral | 291 | 9.1153e-05
|  |  |  | c_DK2 | 292 | 9.184e-05 |  |  |  |  | c_DK1_LargeDecentral | 292 | 0.00010482
|  |  |  | c_DK2 | 293 | 9.2139e-05 |  |  |  |  | c_DK1_LargeDecentral | 293 | 0.00013631
|  |  |  | c_DK2 | 294 | 9.4002e-05 |  |  |  |  | c_DK1_LargeDecentral | 294 | 0.00019214
|  |  |  | c_DK2 | 295 | 9.8251e-05 |  |  |  |  | c_DK1_LargeDecentral | 295 | 0.00020064
|  |  |  | c_DK2 | 296 | 0.00010533 |  |  |  |  | c_DK1_LargeDecentral | 296 | 0.0001983
|  |  |  | c_DK2 | 297 | 0.0001142 |  |  |  |  | c_DK1_LargeDecentral | 297 | 0.00017714
|  |  |  | c_DK2 | 298 | 0.00012263 |  |  |  |  | c_DK1_LargeDecentral | 298 | 0.00016914
|  |  |  | c_DK2 | 299 | 0.00012874 |  |  |  |  | c_DK1_LargeDecentral | 299 | 0.00016131
|  |  |  | c_DK2 | 300 | 0.00013179 |  |  |  |  | c_DK1_LargeDecentral | 300 | 0.00015598
|  |  |  | c_DK2 | 301 | 0.00013165 |  |  |  |  | c_DK1_LargeDecentral | 301 | 0.00015198
|  |  |  | c_DK2 | 302 | 0.00013083 |  |  |  |  | c_DK1_LargeDecentral | 302 | 0.00014415
|  |  |  | c_DK2 | 303 | 0.0001303 |  |  |  |  | c_DK1_LargeDecentral | 303 | 0.00014498
|  |  |  | c_DK2 | 304 | 0.00013269 |  |  |  |  | c_DK1_LargeDecentral | 304 | 0.00014348
|  |  |  | c_DK2 | 305 | 0.00014208 |  |  |  |  | c_DK1_LargeDecentral | 305 | 0.00014948
|  |  |  | c_DK2 | 306 | 0.00015408 |  |  |  |  | c_DK1_LargeDecentral | 306 | 0.00015931
|  |  |  | c_DK2 | 307 | 0.00015147 |  |  |  |  | c_DK1_LargeDecentral | 307 | 0.00016314
|  |  |  | c_DK2 | 308 | 0.00014283 |  |  |  |  | c_DK1_LargeDecentral | 308 | 0.00016564
|  |  |  | c_DK2 | 309 | 0.00013314 |  |  |  |  | c_DK1_LargeDecentral | 309 | 0.00016598
|  |  |  | c_DK2 | 310 | 0.00012456 |  |  |  |  | c_DK1_LargeDecentral | 310 | 0.00015448
|  |  |  | c_DK2 | 311 | 0.00011614 |  |  |  |  | c_DK1_LargeDecentral | 311 | 0.00012481
|  |  |  | c_DK2 | 312 | 0.00010921 |  |  |  |  | c_DK1_LargeDecentral | 312 | 9.6652e-05
|  |  |  | c_DK2 | 313 | 0.00010533 |  |  |  |  | c_DK1_LargeDecentral | 313 | 9.1986e-05
|  |  |  | c_DK2 | 314 | 0.00010101 |  |  |  |  | c_DK1_LargeDecentral | 314 | 9.7986e-05
|  |  |  | c_DK2 | 315 | 9.8549e-05 |  |  |  |  | c_DK1_LargeDecentral | 315 | 9.9485e-05
|  |  |  | c_DK2 | 316 | 0.00010205 |  |  |  |  | c_DK1_LargeDecentral | 316 | 0.00010715
|  |  |  | c_DK2 | 317 | 0.00010526 |  |  |  |  | c_DK1_LargeDecentral | 317 | 0.00013381
|  |  |  | c_DK2 | 318 | 0.00011353 |  |  |  |  | c_DK1_LargeDecentral | 318 | 0.0001988
|  |  |  | c_DK2 | 319 | 0.00013008 |  |  |  |  | c_DK1_LargeDecentral | 319 | 0.0002298
|  |  |  | c_DK2 | 320 | 0.00014834 |  |  |  |  | c_DK1_LargeDecentral | 320 | 0.0002258
|  |  |  | c_DK2 | 321 | 0.00015408 |  |  |  |  | c_DK1_LargeDecentral | 321 | 0.00020464
|  |  |  | c_DK2 | 322 | 0.00015483 |  |  |  |  | c_DK1_LargeDecentral | 322 | 0.00019764
|  |  |  | c_DK2 | 323 | 0.00015647 |  |  |  |  | c_DK1_LargeDecentral | 323 | 0.00018847
|  |  |  | c_DK2 | 324 | 0.00015356 |  |  |  |  | c_DK1_LargeDecentral | 324 | 0.00018131
|  |  |  | c_DK2 | 325 | 0.00015222 |  |  |  |  | c_DK1_LargeDecentral | 325 | 0.00017581
|  |  |  | c_DK2 | 326 | 0.00015095 |  |  |  |  | c_DK1_LargeDecentral | 326 | 0.00016714
|  |  |  | c_DK2 | 327 | 0.00015132 |  |  |  |  | c_DK1_LargeDecentral | 327 | 0.00016631
|  |  |  | c_DK2 | 328 | 0.0001508 |  |  |  |  | c_DK1_LargeDecentral | 328 | 0.00016481
|  |  |  | c_DK2 | 329 | 0.00015885 |  |  |  |  | c_DK1_LargeDecentral | 329 | 0.00016997
|  |  |  | c_DK2 | 330 | 0.00017063 |  |  |  |  | c_DK1_LargeDecentral | 330 | 0.00017831
|  |  |  | c_DK2 | 331 | 0.00016504 |  |  |  |  | c_DK1_LargeDecentral | 331 | 0.00017981
|  |  |  | c_DK2 | 332 | 0.00015706 |  |  |  |  | c_DK1_LargeDecentral | 332 | 0.00018164
|  |  |  | c_DK2 | 333 | 0.00014655 |  |  |  |  | c_DK1_LargeDecentral | 333 | 0.00018014
|  |  |  | c_DK2 | 334 | 0.00013492 |  |  |  |  | c_DK1_LargeDecentral | 334 | 0.00016481
|  |  |  | c_DK2 | 335 | 0.00012322 |  |  |  |  | c_DK1_LargeDecentral | 335 | 0.00013431
|  |  |  | c_DK2 | 336 | 0.00011413 |  |  |  |  | c_DK1_LargeDecentral | 336 | 0.00010382
|  |  |  | c_DK2 | 337 | 0.00010697 |  |  |  |  | c_DK1_LargeDecentral | 337 | 8.8487e-05
|  |  |  | c_DK2 | 338 | 0.0001019 |  |  |  |  | c_DK1_LargeDecentral | 338 | 9.4819e-05
|  |  |  | c_DK2 | 339 | 9.9667e-05 |  |  |  |  | c_DK1_LargeDecentral | 339 | 9.5986e-05
|  |  |  | c_DK2 | 340 | 0.00010153 |  |  |  |  | c_DK1_LargeDecentral | 340 | 0.00010315
|  |  |  | c_DK2 | 341 | 0.00010503 |  |  |  |  | c_DK1_LargeDecentral | 341 | 0.00012998
|  |  |  | c_DK2 | 342 | 0.00011241 |  |  |  |  | c_DK1_LargeDecentral | 342 | 0.00019364
|  |  |  | c_DK2 | 343 | 0.00012941 |  |  |  |  | c_DK1_LargeDecentral | 343 | 0.00022463
|  |  |  | c_DK2 | 344 | 0.00015073 |  |  |  |  | c_DK1_LargeDecentral | 344 | 0.00022147
|  |  |  | c_DK2 | 345 | 0.00015639 |  |  |  |  | c_DK1_LargeDecentral | 345 | 0.00020164
|  |  |  | c_DK2 | 346 | 0.00015386 |  |  |  |  | c_DK1_LargeDecentral | 346 | 0.0001943
|  |  |  | c_DK2 | 347 | 0.00015736 |  |  |  |  | c_DK1_LargeDecentral | 347 | 0.00018464
|  |  |  | c_DK2 | 348 | 0.00015483 |  |  |  |  | c_DK1_LargeDecentral | 348 | 0.00017747
|  |  |  | c_DK2 | 349 | 0.0001549 |  |  |  |  | c_DK1_LargeDecentral | 349 | 0.00017231
|  |  |  | c_DK2 | 350 | 0.00015572 |  |  |  |  | c_DK1_LargeDecentral | 350 | 0.00016298
|  |  |  | c_DK2 | 351 | 0.0001549 |  |  |  |  | c_DK1_LargeDecentral | 351 | 0.00016181
|  |  |  | c_DK2 | 352 | 0.00015274 |  |  |  |  | c_DK1_LargeDecentral | 352 | 0.00015964
|  |  |  | c_DK2 | 353 | 0.0001587 |  |  |  |  | c_DK1_LargeDecentral | 353 | 0.00016464
|  |  |  | c_DK2 | 354 | 0.00016884 |  |  |  |  | c_DK1_LargeDecentral | 354 | 0.00017197
|  |  |  | c_DK2 | 355 | 0.00016362 |  |  |  |  | c_DK1_LargeDecentral | 355 | 0.00017297
|  |  |  | c_DK2 | 356 | 0.00015468 |  |  |  |  | c_DK1_LargeDecentral | 356 | 0.00017497
|  |  |  | c_DK2 | 357 | 0.00014655 |  |  |  |  | c_DK1_LargeDecentral | 357 | 0.00017447
|  |  |  | c_DK2 | 358 | 0.0001385 |  |  |  |  | c_DK1_LargeDecentral | 358 | 0.00015898
|  |  |  | c_DK2 | 359 | 0.00012889 |  |  |  |  | c_DK1_LargeDecentral | 359 | 0.00012931
|  |  |  | c_DK2 | 360 | 0.00012017 |  |  |  |  | c_DK1_LargeDecentral | 360 | 9.9485e-05
|  |  |  | c_DK2 | 361 | 0.0001025 |  |  |  |  | c_DK1_LargeDecentral | 361 | 7.9155e-05
|  |  |  | c_DK2 | 362 | 9.758e-05 |  |  |  |  | c_DK1_LargeDecentral | 362 | 8.5821e-05
|  |  |  | c_DK2 | 363 | 9.6387e-05 |  |  |  |  | c_DK1_LargeDecentral | 363 | 8.6487e-05
|  |  |  | c_DK2 | 364 | 9.9145e-05 |  |  |  |  | c_DK1_LargeDecentral | 364 | 9.4319e-05
|  |  |  | c_DK2 | 365 | 0.00010116 |  |  |  |  | c_DK1_LargeDecentral | 365 | 0.00012348
|  |  |  | c_DK2 | 366 | 0.00010645 |  |  |  |  | c_DK1_LargeDecentral | 366 | 0.00018381
|  |  |  | c_DK2 | 367 | 0.00012292 |  |  |  |  | c_DK1_LargeDecentral | 367 | 0.0002148
|  |  |  | c_DK2 | 368 | 0.00014275 |  |  |  |  | c_DK1_LargeDecentral | 368 | 0.00021197
|  |  |  | c_DK2 | 369 | 0.00014991 |  |  |  |  | c_DK1_LargeDecentral | 369 | 0.00019214
|  |  |  | c_DK2 | 370 | 0.00015095 |  |  |  |  | c_DK1_LargeDecentral | 370 | 0.00018197
|  |  |  | c_DK2 | 371 | 0.00015281 |  |  |  |  | c_DK1_LargeDecentral | 371 | 0.00017181
|  |  |  | c_DK2 | 372 | 0.0001517 |  |  |  |  | c_DK1_LargeDecentral | 372 | 0.00016448
|  |  |  | c_DK2 | 373 | 0.00015013 |  |  |  |  | c_DK1_LargeDecentral | 373 | 0.00015998
|  |  |  | c_DK2 | 374 | 0.00014827 |  |  |  |  | c_DK1_LargeDecentral | 374 | 0.00015031
|  |  |  | c_DK2 | 375 | 0.00014827 |  |  |  |  | c_DK1_LargeDecentral | 375 | 0.00014881
|  |  |  | c_DK2 | 376 | 0.00014931 |  |  |  |  | c_DK1_LargeDecentral | 376 | 0.00014698
|  |  |  | c_DK2 | 377 | 0.00015542 |  |  |  |  | c_DK1_LargeDecentral | 377 | 0.00015164
|  |  |  | c_DK2 | 378 | 0.00016489 |  |  |  |  | c_DK1_LargeDecentral | 378 | 0.00016031
|  |  |  | c_DK2 | 379 | 0.0001596 |  |  |  |  | c_DK1_LargeDecentral | 379 | 0.00016248
|  |  |  | c_DK2 | 380 | 0.00014976 |  |  |  |  | c_DK1_LargeDecentral | 380 | 0.00016598
|  |  |  | c_DK2 | 381 | 0.00013984 |  |  |  |  | c_DK1_LargeDecentral | 381 | 0.00016564
|  |  |  | c_DK2 | 382 | 0.00013038 |  |  |  |  | c_DK1_LargeDecentral | 382 | 0.00015098
|  |  |  | c_DK2 | 383 | 0.00012106 |  |  |  |  | c_DK1_LargeDecentral | 383 | 0.00012098
|  |  |  | c_DK2 | 384 | 0.00011294 |  |  |  |  | c_DK1_LargeDecentral | 384 | 9.132e-05
|  |  |  | c_DK2 | 385 | 0.00010272 |  |  |  |  | c_DK1_LargeDecentral | 385 | 9.132e-05
|  |  |  | c_DK2 | 386 | 9.7729e-05 |  |  |  |  | c_DK1_LargeDecentral | 386 | 9.7652e-05
|  |  |  | c_DK2 | 387 | 9.6387e-05 |  |  |  |  | c_DK1_LargeDecentral | 387 | 9.9152e-05
|  |  |  | c_DK2 | 388 | 9.8773e-05 |  |  |  |  | c_DK1_LargeDecentral | 388 | 0.00010632
|  |  |  | c_DK2 | 389 | 0.00010161 |  |  |  |  | c_DK1_LargeDecentral | 389 | 0.00013315
|  |  |  | c_DK2 | 390 | 0.0001069 |  |  |  |  | c_DK1_LargeDecentral | 390 | 0.00019764
|  |  |  | c_DK2 | 391 | 0.00012046 |  |  |  |  | c_DK1_LargeDecentral | 391 | 0.00022913
|  |  |  | c_DK2 | 392 | 0.0001391 |  |  |  |  | c_DK1_LargeDecentral | 392 | 0.0002258
|  |  |  | c_DK2 | 393 | 0.00014864 |  |  |  |  | c_DK1_LargeDecentral | 393 | 0.00020597
|  |  |  | c_DK2 | 394 | 0.00015058 |  |  |  |  | c_DK1_LargeDecentral | 394 | 0.0001988
|  |  |  | c_DK2 | 395 | 0.00015229 |  |  |  |  | c_DK1_LargeDecentral | 395 | 0.00018931
|  |  |  | c_DK2 | 396 | 0.0001511 |  |  |  |  | c_DK1_LargeDecentral | 396 | 0.00018181
|  |  |  | c_DK2 | 397 | 0.00014968 |  |  |  |  | c_DK1_LargeDecentral | 397 | 0.00017664
|  |  |  | c_DK2 | 398 | 0.00014804 |  |  |  |  | c_DK1_LargeDecentral | 398 | 0.00016731
|  |  |  | c_DK2 | 399 | 0.00015103 |  |  |  |  | c_DK1_LargeDecentral | 399 | 0.00016598
|  |  |  | c_DK2 | 400 | 0.0001514 |  |  |  |  | c_DK1_LargeDecentral | 400 | 0.00016414
|  |  |  | c_DK2 | 401 | 0.00015729 |  |  |  |  | c_DK1_LargeDecentral | 401 | 0.00016914
|  |  |  | c_DK2 | 402 | 0.00016653 |  |  |  |  | c_DK1_LargeDecentral | 402 | 0.00017631
|  |  |  | c_DK2 | 403 | 0.00016019 |  |  |  |  | c_DK1_LargeDecentral | 403 | 0.00017731
|  |  |  | c_DK2 | 404 | 0.00015028 |  |  |  |  | c_DK1_LargeDecentral | 404 | 0.00017914
|  |  |  | c_DK2 | 405 | 0.00014148 |  |  |  |  | c_DK1_LargeDecentral | 405 | 0.00017847
|  |  |  | c_DK2 | 406 | 0.00013306 |  |  |  |  | c_DK1_LargeDecentral | 406 | 0.00016264
|  |  |  | c_DK2 | 407 | 0.00012359 |  |  |  |  | c_DK1_LargeDecentral | 407 | 0.00013231
|  |  |  | c_DK2 | 408 | 0.0001154 |  |  |  |  | c_DK1_LargeDecentral | 408 | 0.00010232
|  |  |  | c_DK2 | 409 | 0.00010734 |  |  |  |  | c_DK1_LargeDecentral | 409 | 0.00010049
|  |  |  | c_DK2 | 410 | 0.00010175 |  |  |  |  | c_DK1_LargeDecentral | 410 | 0.00010632
|  |  |  | c_DK2 | 411 | 9.9145e-05 |  |  |  |  | c_DK1_LargeDecentral | 411 | 0.00010815
|  |  |  | c_DK2 | 412 | 0.00010086 |  |  |  |  | c_DK1_LargeDecentral | 412 | 0.00011482
|  |  |  | c_DK2 | 413 | 0.00010332 |  |  |  |  | c_DK1_LargeDecentral | 413 | 0.00014231
|  |  |  | c_DK2 | 414 | 0.0001113 |  |  |  |  | c_DK1_LargeDecentral | 414 | 0.00021047
|  |  |  | c_DK2 | 415 | 0.00012926 |  |  |  |  | c_DK1_LargeDecentral | 415 | 0.0002463
|  |  |  | c_DK2 | 416 | 0.0001508 |  |  |  |  | c_DK1_LargeDecentral | 416 | 0.00024463
|  |  |  | c_DK2 | 417 | 0.0001587 |  |  |  |  | c_DK1_LargeDecentral | 417 | 0.00022497
|  |  |  | c_DK2 | 418 | 0.00015923 |  |  |  |  | c_DK1_LargeDecentral | 418 | 0.00021647
|  |  |  | c_DK2 | 419 | 0.00015773 |  |  |  |  | c_DK1_LargeDecentral | 419 | 0.0002058
|  |  |  | c_DK2 | 420 | 0.00015468 |  |  |  |  | c_DK1_LargeDecentral | 420 | 0.00019764
|  |  |  | c_DK2 | 421 | 0.0001511 |  |  |  |  | c_DK1_LargeDecentral | 421 | 0.00019164
|  |  |  | c_DK2 | 422 | 0.00014834 |  |  |  |  | c_DK1_LargeDecentral | 422 | 0.00018281
|  |  |  | c_DK2 | 423 | 0.00014544 |  |  |  |  | c_DK1_LargeDecentral | 423 | 0.00018047
|  |  |  | c_DK2 | 424 | 0.00014253 |  |  |  |  | c_DK1_LargeDecentral | 424 | 0.00017881
|  |  |  | c_DK2 | 425 | 0.00015125 |  |  |  |  | c_DK1_LargeDecentral | 425 | 0.00018431
|  |  |  | c_DK2 | 426 | 0.00016489 |  |  |  |  | c_DK1_LargeDecentral | 426 | 0.0001928
|  |  |  | c_DK2 | 427 | 0.00016303 |  |  |  |  | c_DK1_LargeDecentral | 427 | 0.00019414
|  |  |  | c_DK2 | 428 | 0.00015356 |  |  |  |  | c_DK1_LargeDecentral | 428 | 0.00019714
|  |  |  | c_DK2 | 429 | 0.00014447 |  |  |  |  | c_DK1_LargeDecentral | 429 | 0.0001948
|  |  |  | c_DK2 | 430 | 0.0001344 |  |  |  |  | c_DK1_LargeDecentral | 430 | 0.00017831
|  |  |  | c_DK2 | 431 | 0.00012605 |  |  |  |  | c_DK1_LargeDecentral | 431 | 0.00014448
|  |  |  | c_DK2 | 432 | 0.000118 |  |  |  |  | c_DK1_LargeDecentral | 432 | 0.00011165
|  |  |  | c_DK2 | 433 | 0.00010824 |  |  |  |  | c_DK1_LargeDecentral | 433 | 0.00010865
|  |  |  | c_DK2 | 434 | 0.00010161 |  |  |  |  | c_DK1_LargeDecentral | 434 | 0.00011065
|  |  |  | c_DK2 | 435 | 9.676e-05 |  |  |  |  | c_DK1_LargeDecentral | 435 | 0.00010998
|  |  |  | c_DK2 | 436 | 9.4226e-05 |  |  |  |  | c_DK1_LargeDecentral | 436 | 0.00011898
|  |  |  | c_DK2 | 437 | 9.4524e-05 |  |  |  |  | c_DK1_LargeDecentral | 437 | 0.00014581
|  |  |  | c_DK2 | 438 | 9.6536e-05 |  |  |  |  | c_DK1_LargeDecentral | 438 | 0.0002083
|  |  |  | c_DK2 | 439 | 0.00010161 |  |  |  |  | c_DK1_LargeDecentral | 439 | 0.00024896
|  |  |  | c_DK2 | 440 | 0.00011696 |  |  |  |  | c_DK1_LargeDecentral | 440 | 0.0002433
|  |  |  | c_DK2 | 441 | 0.0001271 |  |  |  |  | c_DK1_LargeDecentral | 441 | 0.0002233
|  |  |  | c_DK2 | 442 | 0.00013701 |  |  |  |  | c_DK1_LargeDecentral | 442 | 0.00021447
|  |  |  | c_DK2 | 443 | 0.00014208 |  |  |  |  | c_DK1_LargeDecentral | 443 | 0.00020747
|  |  |  | c_DK2 | 444 | 0.00014327 |  |  |  |  | c_DK1_LargeDecentral | 444 | 0.00019747
|  |  |  | c_DK2 | 445 | 0.00014186 |  |  |  |  | c_DK1_LargeDecentral | 445 | 0.00019164
|  |  |  | c_DK2 | 446 | 0.0001391 |  |  |  |  | c_DK1_LargeDecentral | 446 | 0.00018097
|  |  |  | c_DK2 | 447 | 0.00013806 |  |  |  |  | c_DK1_LargeDecentral | 447 | 0.00018531
|  |  |  | c_DK2 | 448 | 0.00013962 |  |  |  |  | c_DK1_LargeDecentral | 448 | 0.00018197
|  |  |  | c_DK2 | 449 | 0.00014603 |  |  |  |  | c_DK1_LargeDecentral | 449 | 0.00018797
|  |  |  | c_DK2 | 450 | 0.00015699 |  |  |  |  | c_DK1_LargeDecentral | 450 | 0.00019364
|  |  |  | c_DK2 | 451 | 0.00015595 |  |  |  |  | c_DK1_LargeDecentral | 451 | 0.00019564
|  |  |  | c_DK2 | 452 | 0.00014678 |  |  |  |  | c_DK1_LargeDecentral | 452 | 0.00019564
|  |  |  | c_DK2 | 453 | 0.00013709 |  |  |  |  | c_DK1_LargeDecentral | 453 | 0.0001928
|  |  |  | c_DK2 | 454 | 0.00012971 |  |  |  |  | c_DK1_LargeDecentral | 454 | 0.00017981
|  |  |  | c_DK2 | 455 | 0.00012277 |  |  |  |  | c_DK1_LargeDecentral | 455 | 0.00014764
|  |  |  | c_DK2 | 456 | 0.00011607 |  |  |  |  | c_DK1_LargeDecentral | 456 | 0.00011565
|  |  |  | c_DK2 | 457 | 0.00010995 |  |  |  |  | c_DK1_LargeDecentral | 457 | 0.00011282
|  |  |  | c_DK2 | 458 | 0.00010511 |  |  |  |  | c_DK1_LargeDecentral | 458 | 0.00011898
|  |  |  | c_DK2 | 459 | 0.00010295 |  |  |  |  | c_DK1_LargeDecentral | 459 | 0.00012065
|  |  |  | c_DK2 | 460 | 0.00010161 |  |  |  |  | c_DK1_LargeDecentral | 460 | 0.00013465
|  |  |  | c_DK2 | 461 | 0.00010116 |  |  |  |  | c_DK1_LargeDecentral | 461 | 0.00016614
|  |  |  | c_DK2 | 462 | 0.0001031 |  |  |  |  | c_DK1_LargeDecentral | 462 | 0.00023013
|  |  |  | c_DK2 | 463 | 0.00010787 |  |  |  |  | c_DK1_LargeDecentral | 463 | 0.00024196
|  |  |  | c_DK2 | 464 | 0.00011696 |  |  |  |  | c_DK1_LargeDecentral | 464 | 0.00023763
|  |  |  | c_DK2 | 465 | 0.00012538 |  |  |  |  | c_DK1_LargeDecentral | 465 | 0.0002193
|  |  |  | c_DK2 | 466 | 0.0001344 |  |  |  |  | c_DK1_LargeDecentral | 466 | 0.00021114
|  |  |  | c_DK2 | 467 | 0.00013999 |  |  |  |  | c_DK1_LargeDecentral | 467 | 0.0002028
|  |  |  | c_DK2 | 468 | 0.00014141 |  |  |  |  | c_DK1_LargeDecentral | 468 | 0.0001973
|  |  |  | c_DK2 | 469 | 0.0001385 |  |  |  |  | c_DK1_LargeDecentral | 469 | 0.00019231
|  |  |  | c_DK2 | 470 | 0.00013619 |  |  |  |  | c_DK1_LargeDecentral | 470 | 0.00018397
|  |  |  | c_DK2 | 471 | 0.00013478 |  |  |  |  | c_DK1_LargeDecentral | 471 | 0.00018414
|  |  |  | c_DK2 | 472 | 0.00013552 |  |  |  |  | c_DK1_LargeDecentral | 472 | 0.00018364
|  |  |  | c_DK2 | 473 | 0.00014186 |  |  |  |  | c_DK1_LargeDecentral | 473 | 0.00018981
|  |  |  | c_DK2 | 474 | 0.00015542 |  |  |  |  | c_DK1_LargeDecentral | 474 | 0.00019947
|  |  |  | c_DK2 | 475 | 0.00015527 |  |  |  |  | c_DK1_LargeDecentral | 475 | 0.0002018
|  |  |  | c_DK2 | 476 | 0.00014767 |  |  |  |  | c_DK1_LargeDecentral | 476 | 0.0002028
|  |  |  | c_DK2 | 477 | 0.00013895 |  |  |  |  | c_DK1_LargeDecentral | 477 | 0.0002008
|  |  |  | c_DK2 | 478 | 0.00013045 |  |  |  |  | c_DK1_LargeDecentral | 478 | 0.00018781
|  |  |  | c_DK2 | 479 | 0.00012277 |  |  |  |  | c_DK1_LargeDecentral | 479 | 0.00015481
|  |  |  | c_DK2 | 480 | 0.00011704 |  |  |  |  | c_DK1_LargeDecentral | 480 | 0.00012398
|  |  |  | c_DK2 | 481 | 0.00010884 |  |  |  |  | c_DK1_LargeDecentral | 481 | 0.00010698
|  |  |  | c_DK2 | 482 | 0.00010556 |  |  |  |  | c_DK1_LargeDecentral | 482 | 0.00011315
|  |  |  | c_DK2 | 483 | 0.00010414 |  |  |  |  | c_DK1_LargeDecentral | 483 | 0.00011515
|  |  |  | c_DK2 | 484 | 0.00010682 |  |  |  |  | c_DK1_LargeDecentral | 484 | 0.00012365
|  |  |  | c_DK2 | 485 | 0.0001098 |  |  |  |  | c_DK1_LargeDecentral | 485 | 0.00015198
|  |  |  | c_DK2 | 486 | 0.0001151 |  |  |  |  | c_DK1_LargeDecentral | 486 | 0.00022197
|  |  |  | c_DK2 | 487 | 0.00012933 |  |  |  |  | c_DK1_LargeDecentral | 487 | 0.0002563
|  |  |  | c_DK2 | 488 | 0.00014857 |  |  |  |  | c_DK1_LargeDecentral | 488 | 0.0002518
|  |  |  | c_DK2 | 489 | 0.00015572 |  |  |  |  | c_DK1_LargeDecentral | 489 | 0.0002308
|  |  |  | c_DK2 | 490 | 0.00015759 |  |  |  |  | c_DK1_LargeDecentral | 490 | 0.00022313
|  |  |  | c_DK2 | 491 | 0.00016116 |  |  |  |  | c_DK1_LargeDecentral | 491 | 0.00021297
|  |  |  | c_DK2 | 492 | 0.00015788 |  |  |  |  | c_DK1_LargeDecentral | 492 | 0.0002048
|  |  |  | c_DK2 | 493 | 0.00015527 |  |  |  |  | c_DK1_LargeDecentral | 493 | 0.00019897
|  |  |  | c_DK2 | 494 | 0.0001546 |  |  |  |  | c_DK1_LargeDecentral | 494 | 0.00018947
|  |  |  | c_DK2 | 495 | 0.00015505 |  |  |  |  | c_DK1_LargeDecentral | 495 | 0.00018847
|  |  |  | c_DK2 | 496 | 0.00015438 |  |  |  |  | c_DK1_LargeDecentral | 496 | 0.00018681
|  |  |  | c_DK2 | 497 | 0.00016213 |  |  |  |  | c_DK1_LargeDecentral | 497 | 0.00019264
|  |  |  | c_DK2 | 498 | 0.00017488 |  |  |  |  | c_DK1_LargeDecentral | 498 | 0.00020147
|  |  |  | c_DK2 | 499 | 0.00016854 |  |  |  |  | c_DK1_LargeDecentral | 499 | 0.00020314
|  |  |  | c_DK2 | 500 | 0.00015714 |  |  |  |  | c_DK1_LargeDecentral | 500 | 0.00020464
|  |  |  | c_DK2 | 501 | 0.00014655 |  |  |  |  | c_DK1_LargeDecentral | 501 | 0.0002018
|  |  |  | c_DK2 | 502 | 0.00013642 |  |  |  |  | c_DK1_LargeDecentral | 502 | 0.00018481
|  |  |  | c_DK2 | 503 | 0.00012576 |  |  |  |  | c_DK1_LargeDecentral | 503 | 0.00015198
|  |  |  | c_DK2 | 504 | 0.00011696 |  |  |  |  | c_DK1_LargeDecentral | 504 | 0.00011898
|  |  |  | c_DK2 | 505 | 0.00010727 |  |  |  |  | c_DK1_LargeDecentral | 505 | 0.00010815
|  |  |  | c_DK2 | 506 | 0.00010086 |  |  |  |  | c_DK1_LargeDecentral | 506 | 0.00011482
|  |  |  | c_DK2 | 507 | 9.84e-05 |  |  |  |  | c_DK1_LargeDecentral | 507 | 0.00011665
|  |  |  | c_DK2 | 508 | 9.9965e-05 |  |  |  |  | c_DK1_LargeDecentral | 508 | 0.00012465
|  |  |  | c_DK2 | 509 | 0.00010287 |  |  |  |  | c_DK1_LargeDecentral | 509 | 0.00015314
|  |  |  | c_DK2 | 510 | 0.00011212 |  |  |  |  | c_DK1_LargeDecentral | 510 | 0.0002233
|  |  |  | c_DK2 | 511 | 0.00013097 |  |  |  |  | c_DK1_LargeDecentral | 511 | 0.00025863
|  |  |  | c_DK2 | 512 | 0.00014983 |  |  |  |  | c_DK1_LargeDecentral | 512 | 0.0002543
|  |  |  | c_DK2 | 513 | 0.00015699 |  |  |  |  | c_DK1_LargeDecentral | 513 | 0.00023547
|  |  |  | c_DK2 | 514 | 0.00015744 |  |  |  |  | c_DK1_LargeDecentral | 514 | 0.00022713
|  |  |  | c_DK2 | 515 | 0.00015878 |  |  |  |  | c_DK1_LargeDecentral | 515 | 0.0002163
|  |  |  | c_DK2 | 516 | 0.00015766 |  |  |  |  | c_DK1_LargeDecentral | 516 | 0.00020814
|  |  |  | c_DK2 | 517 | 0.00015662 |  |  |  |  | c_DK1_LargeDecentral | 517 | 0.00020214
|  |  |  | c_DK2 | 518 | 0.00015624 |  |  |  |  | c_DK1_LargeDecentral | 518 | 0.00019214
|  |  |  | c_DK2 | 519 | 0.00015617 |  |  |  |  | c_DK1_LargeDecentral | 519 | 0.00019081
|  |  |  | c_DK2 | 520 | 0.00015408 |  |  |  |  | c_DK1_LargeDecentral | 520 | 0.00018914
|  |  |  | c_DK2 | 521 | 0.0001599 |  |  |  |  | c_DK1_LargeDecentral | 521 | 0.00019447
|  |  |  | c_DK2 | 522 | 0.00017152 |  |  |  |  | c_DK1_LargeDecentral | 522 | 0.00020214
|  |  |  | c_DK2 | 523 | 0.00016735 |  |  |  |  | c_DK1_LargeDecentral | 523 | 0.0002028
|  |  |  | c_DK2 | 524 | 0.000159 |  |  |  |  | c_DK1_LargeDecentral | 524 | 0.0002043
|  |  |  | c_DK2 | 525 | 0.00014946 |  |  |  |  | c_DK1_LargeDecentral | 525 | 0.00020247
|  |  |  | c_DK2 | 526 | 0.00013999 |  |  |  |  | c_DK1_LargeDecentral | 526 | 0.00018447
|  |  |  | c_DK2 | 527 | 0.00012844 |  |  |  |  | c_DK1_LargeDecentral | 527 | 0.00015181
|  |  |  | c_DK2 | 528 | 0.00011994 |  |  |  |  | c_DK1_LargeDecentral | 528 | 0.00011898
|  |  |  | c_DK2 | 529 | 0.0001098 |  |  |  |  | c_DK1_LargeDecentral | 529 | 0.00011648
|  |  |  | c_DK2 | 530 | 0.00010414 |  |  |  |  | c_DK1_LargeDecentral | 530 | 0.00012232
|  |  |  | c_DK2 | 531 | 0.00010168 |  |  |  |  | c_DK1_LargeDecentral | 531 | 0.00012415
|  |  |  | c_DK2 | 532 | 0.00010339 |  |  |  |  | c_DK1_LargeDecentral | 532 | 0.00013265
|  |  |  | c_DK2 | 533 | 0.00010615 |  |  |  |  | c_DK1_LargeDecentral | 533 | 0.00016014
|  |  |  | c_DK2 | 534 | 0.00011301 |  |  |  |  | c_DK1_LargeDecentral | 534 | 0.00023063
|  |  |  | c_DK2 | 535 | 0.00013015 |  |  |  |  | c_DK1_LargeDecentral | 535 | 0.00026696
|  |  |  | c_DK2 | 536 | 0.00015319 |  |  |  |  | c_DK1_LargeDecentral | 536 | 0.00026196
|  |  |  | c_DK2 | 537 | 0.0001599 |  |  |  |  | c_DK1_LargeDecentral | 537 | 0.0002458
|  |  |  | c_DK2 | 538 | 0.00015997 |  |  |  |  | c_DK1_LargeDecentral | 538 | 0.0002363
|  |  |  | c_DK2 | 539 | 0.00016049 |  |  |  |  | c_DK1_LargeDecentral | 539 | 0.00022563
|  |  |  | c_DK2 | 540 | 0.00015811 |  |  |  |  | c_DK1_LargeDecentral | 540 | 0.00021747
|  |  |  | c_DK2 | 541 | 0.0001558 |  |  |  |  | c_DK1_LargeDecentral | 541 | 0.00021164
|  |  |  | c_DK2 | 542 | 0.00015445 |  |  |  |  | c_DK1_LargeDecentral | 542 | 0.00020047
|  |  |  | c_DK2 | 543 | 0.00015304 |  |  |  |  | c_DK1_LargeDecentral | 543 | 0.0001993
|  |  |  | c_DK2 | 544 | 0.00015155 |  |  |  |  | c_DK1_LargeDecentral | 544 | 0.00019747
|  |  |  | c_DK2 | 545 | 0.00015885 |  |  |  |  | c_DK1_LargeDecentral | 545 | 0.0002023
|  |  |  | c_DK2 | 546 | 0.00017167 |  |  |  |  | c_DK1_LargeDecentral | 546 | 0.0002103
|  |  |  | c_DK2 | 547 | 0.00016675 |  |  |  |  | c_DK1_LargeDecentral | 547 | 0.00021064
|  |  |  | c_DK2 | 548 | 0.00015848 |  |  |  |  | c_DK1_LargeDecentral | 548 | 0.00021197
|  |  |  | c_DK2 | 549 | 0.00015132 |  |  |  |  | c_DK1_LargeDecentral | 549 | 0.00020864
|  |  |  | c_DK2 | 550 | 0.00014424 |  |  |  |  | c_DK1_LargeDecentral | 550 | 0.00018997
|  |  |  | c_DK2 | 551 | 0.000135 |  |  |  |  | c_DK1_LargeDecentral | 551 | 0.00015898
|  |  |  | c_DK2 | 552 | 0.00012613 |  |  |  |  | c_DK1_LargeDecentral | 552 | 0.00012631
|  |  |  | c_DK2 | 553 | 0.00011062 |  |  |  |  | c_DK1_LargeDecentral | 553 | 0.00012332
|  |  |  | c_DK2 | 554 | 0.00010481 |  |  |  |  | c_DK1_LargeDecentral | 554 | 0.00012931
|  |  |  | c_DK2 | 555 | 0.00010243 |  |  |  |  | c_DK1_LargeDecentral | 555 | 0.00013148
|  |  |  | c_DK2 | 556 | 0.00010503 |  |  |  |  | c_DK1_LargeDecentral | 556 | 0.00013998
|  |  |  | c_DK2 | 557 | 0.00010884 |  |  |  |  | c_DK1_LargeDecentral | 557 | 0.00016781
|  |  |  | c_DK2 | 558 | 0.00011502 |  |  |  |  | c_DK1_LargeDecentral | 558 | 0.00023963
|  |  |  | c_DK2 | 559 | 0.00013306 |  |  |  |  | c_DK1_LargeDecentral | 559 | 0.00027729
|  |  |  | c_DK2 | 560 | 0.00015535 |  |  |  |  | c_DK1_LargeDecentral | 560 | 0.00027163
|  |  |  | c_DK2 | 561 | 0.00016191 |  |  |  |  | c_DK1_LargeDecentral | 561 | 0.00025646
|  |  |  | c_DK2 | 562 | 0.00016183 |  |  |  |  | c_DK1_LargeDecentral | 562 | 0.00024663
|  |  |  | c_DK2 | 563 | 0.00016303 |  |  |  |  | c_DK1_LargeDecentral | 563 | 0.00023547
|  |  |  | c_DK2 | 564 | 0.00016049 |  |  |  |  | c_DK1_LargeDecentral | 564 | 0.00022747
|  |  |  | c_DK2 | 565 | 0.00015766 |  |  |  |  | c_DK1_LargeDecentral | 565 | 0.00022113
|  |  |  | c_DK2 | 566 | 0.00016109 |  |  |  |  | c_DK1_LargeDecentral | 566 | 0.0002093
|  |  |  | c_DK2 | 567 | 0.00015997 |  |  |  |  | c_DK1_LargeDecentral | 567 | 0.00020847
|  |  |  | c_DK2 | 568 | 0.00015818 |  |  |  |  | c_DK1_LargeDecentral | 568 | 0.00020647
|  |  |  | c_DK2 | 569 | 0.00016489 |  |  |  |  | c_DK1_LargeDecentral | 569 | 0.0002113
|  |  |  | c_DK2 | 570 | 0.00017712 |  |  |  |  | c_DK1_LargeDecentral | 570 | 0.0002193
|  |  |  | c_DK2 | 571 | 0.00017123 |  |  |  |  | c_DK1_LargeDecentral | 571 | 0.0002193
|  |  |  | c_DK2 | 572 | 0.0001628 |  |  |  |  | c_DK1_LargeDecentral | 572 | 0.00022063
|  |  |  | c_DK2 | 573 | 0.00015639 |  |  |  |  | c_DK1_LargeDecentral | 573 | 0.00021663
|  |  |  | c_DK2 | 574 | 0.00014968 |  |  |  |  | c_DK1_LargeDecentral | 574 | 0.0001973
|  |  |  | c_DK2 | 575 | 0.00014052 |  |  |  |  | c_DK1_LargeDecentral | 575 | 0.00016598
|  |  |  | c_DK2 | 576 | 0.00013112 |  |  |  |  | c_DK1_LargeDecentral | 576 | 0.00013315
|  |  |  | c_DK2 | 577 | 0.00011271 |  |  |  |  | c_DK1_LargeDecentral | 577 | 0.00012615
|  |  |  | c_DK2 | 578 | 0.00010652 |  |  |  |  | c_DK1_LargeDecentral | 578 | 0.00013065
|  |  |  | c_DK2 | 579 | 0.00010541 |  |  |  |  | c_DK1_LargeDecentral | 579 | 0.00013281
|  |  |  | c_DK2 | 580 | 0.00010846 |  |  |  |  | c_DK1_LargeDecentral | 580 | 0.00014065
|  |  |  | c_DK2 | 581 | 0.00011115 |  |  |  |  | c_DK1_LargeDecentral | 581 | 0.00016764
|  |  |  | c_DK2 | 582 | 0.00011704 |  |  |  |  | c_DK1_LargeDecentral | 582 | 0.0002398
|  |  |  | c_DK2 | 583 | 0.00013217 |  |  |  |  | c_DK1_LargeDecentral | 583 | 0.00027996
|  |  |  | c_DK2 | 584 | 0.00015557 |  |  |  |  | c_DK1_LargeDecentral | 584 | 0.00027546
|  |  |  | c_DK2 | 585 | 0.00016221 |  |  |  |  | c_DK1_LargeDecentral | 585 | 0.00026163
|  |  |  | c_DK2 | 586 | 0.00016303 |  |  |  |  | c_DK1_LargeDecentral | 586 | 0.0002518
|  |  |  | c_DK2 | 587 | 0.00016541 |  |  |  |  | c_DK1_LargeDecentral | 587 | 0.00023963
|  |  |  | c_DK2 | 588 | 0.00016347 |  |  |  |  | c_DK1_LargeDecentral | 588 | 0.00023147
|  |  |  | c_DK2 | 589 | 0.00016101 |  |  |  |  | c_DK1_LargeDecentral | 589 | 0.00022547
|  |  |  | c_DK2 | 590 | 0.00015788 |  |  |  |  | c_DK1_LargeDecentral | 590 | 0.0002138
|  |  |  | c_DK2 | 591 | 0.00015453 |  |  |  |  | c_DK1_LargeDecentral | 591 | 0.00021214
|  |  |  | c_DK2 | 592 | 0.0001558 |  |  |  |  | c_DK1_LargeDecentral | 592 | 0.0002103
|  |  |  | c_DK2 | 593 | 0.00016355 |  |  |  |  | c_DK1_LargeDecentral | 593 | 0.00021547
|  |  |  | c_DK2 | 594 | 0.00017652 |  |  |  |  | c_DK1_LargeDecentral | 594 | 0.00022297
|  |  |  | c_DK2 | 595 | 0.00016951 |  |  |  |  | c_DK1_LargeDecentral | 595 | 0.0002248
|  |  |  | c_DK2 | 596 | 0.00015706 |  |  |  |  | c_DK1_LargeDecentral | 596 | 0.0002258
|  |  |  | c_DK2 | 597 | 0.00014812 |  |  |  |  | c_DK1_LargeDecentral | 597 | 0.00022113
|  |  |  | c_DK2 | 598 | 0.00013895 |  |  |  |  | c_DK1_LargeDecentral | 598 | 0.00020164
|  |  |  | c_DK2 | 599 | 0.00013023 |  |  |  |  | c_DK1_LargeDecentral | 599 | 0.00016931
|  |  |  | c_DK2 | 600 | 0.00012136 |  |  |  |  | c_DK1_LargeDecentral | 600 | 0.00013581
|  |  |  | c_DK2 | 601 | 0.00011241 |  |  |  |  | c_DK1_LargeDecentral | 601 | 0.00012065
|  |  |  | c_DK2 | 602 | 0.00010712 |  |  |  |  | c_DK1_LargeDecentral | 602 | 0.00012332
|  |  |  | c_DK2 | 603 | 0.00010451 |  |  |  |  | c_DK1_LargeDecentral | 603 | 0.00012182
|  |  |  | c_DK2 | 604 | 0.00010511 |  |  |  |  | c_DK1_LargeDecentral | 604 | 0.00013081
|  |  |  | c_DK2 | 605 | 0.00010593 |  |  |  |  | c_DK1_LargeDecentral | 605 | 0.00015781
|  |  |  | c_DK2 | 606 | 0.00010816 |  |  |  |  | c_DK1_LargeDecentral | 606 | 0.00022213
|  |  |  | c_DK2 | 607 | 0.00011338 |  |  |  |  | c_DK1_LargeDecentral | 607 | 0.00026363
|  |  |  | c_DK2 | 608 | 0.0001221 |  |  |  |  | c_DK1_LargeDecentral | 608 | 0.00025763
|  |  |  | c_DK2 | 609 | 0.00013232 |  |  |  |  | c_DK1_LargeDecentral | 609 | 0.00023813
|  |  |  | c_DK2 | 610 | 0.00014059 |  |  |  |  | c_DK1_LargeDecentral | 610 | 0.00022997
|  |  |  | c_DK2 | 611 | 0.00014499 |  |  |  |  | c_DK1_LargeDecentral | 611 | 0.0002228
|  |  |  | c_DK2 | 612 | 0.00014566 |  |  |  |  | c_DK1_LargeDecentral | 612 | 0.00021264
|  |  |  | c_DK2 | 613 | 0.00014372 |  |  |  |  | c_DK1_LargeDecentral | 613 | 0.0002073
|  |  |  | c_DK2 | 614 | 0.0001432 |  |  |  |  | c_DK1_LargeDecentral | 614 | 0.0001963
|  |  |  | c_DK2 | 615 | 0.00014193 |  |  |  |  | c_DK1_LargeDecentral | 615 | 0.00020064
|  |  |  | c_DK2 | 616 | 0.00014193 |  |  |  |  | c_DK1_LargeDecentral | 616 | 0.0001958
|  |  |  | c_DK2 | 617 | 0.00014879 |  |  |  |  | c_DK1_LargeDecentral | 617 | 0.00020214
|  |  |  | c_DK2 | 618 | 0.00016139 |  |  |  |  | c_DK1_LargeDecentral | 618 | 0.00020697
|  |  |  | c_DK2 | 619 | 0.00015863 |  |  |  |  | c_DK1_LargeDecentral | 619 | 0.00020847
|  |  |  | c_DK2 | 620 | 0.00014819 |  |  |  |  | c_DK1_LargeDecentral | 620 | 0.0002083
|  |  |  | c_DK2 | 621 | 0.00013843 |  |  |  |  | c_DK1_LargeDecentral | 621 | 0.0002053
|  |  |  | c_DK2 | 622 | 0.00013083 |  |  |  |  | c_DK1_LargeDecentral | 622 | 0.00019031
|  |  |  | c_DK2 | 623 | 0.00012345 |  |  |  |  | c_DK1_LargeDecentral | 623 | 0.00015948
|  |  |  | c_DK2 | 624 | 0.00011696 |  |  |  |  | c_DK1_LargeDecentral | 624 | 0.00012665
|  |  |  | c_DK2 | 625 | 0.00011062 |  |  |  |  | c_DK1_LargeDecentral | 625 | 0.00010698
|  |  |  | c_DK2 | 626 | 0.0001063 |  |  |  |  | c_DK1_LargeDecentral | 626 | 0.00011348
|  |  |  | c_DK2 | 627 | 0.00010332 |  |  |  |  | c_DK1_LargeDecentral | 627 | 0.00011482
|  |  |  | c_DK2 | 628 | 0.00010101 |  |  |  |  | c_DK1_LargeDecentral | 628 | 0.00012948
|  |  |  | c_DK2 | 629 | 9.9891e-05 |  |  |  |  | c_DK1_LargeDecentral | 629 | 0.00016348
|  |  |  | c_DK2 | 630 | 0.0001025 |  |  |  |  | c_DK1_LargeDecentral | 630 | 0.00022697
|  |  |  | c_DK2 | 631 | 0.00010816 |  |  |  |  | c_DK1_LargeDecentral | 631 | 0.00023796
|  |  |  | c_DK2 | 632 | 0.00011487 |  |  |  |  | c_DK1_LargeDecentral | 632 | 0.00023397
|  |  |  | c_DK2 | 633 | 0.00012367 |  |  |  |  | c_DK1_LargeDecentral | 633 | 0.00021447
|  |  |  | c_DK2 | 634 | 0.00013224 |  |  |  |  | c_DK1_LargeDecentral | 634 | 0.00020614
|  |  |  | c_DK2 | 635 | 0.00013791 |  |  |  |  | c_DK1_LargeDecentral | 635 | 0.00019764
|  |  |  | c_DK2 | 636 | 0.00014014 |  |  |  |  | c_DK1_LargeDecentral | 636 | 0.00019164
|  |  |  | c_DK2 | 637 | 0.00014029 |  |  |  |  | c_DK1_LargeDecentral | 637 | 0.00018681
|  |  |  | c_DK2 | 638 | 0.00014081 |  |  |  |  | c_DK1_LargeDecentral | 638 | 0.00017914
|  |  |  | c_DK2 | 639 | 0.00013932 |  |  |  |  | c_DK1_LargeDecentral | 639 | 0.00017997
|  |  |  | c_DK2 | 640 | 0.00014052 |  |  |  |  | c_DK1_LargeDecentral | 640 | 0.00017947
|  |  |  | c_DK2 | 641 | 0.00014708 |  |  |  |  | c_DK1_LargeDecentral | 641 | 0.00018514
|  |  |  | c_DK2 | 642 | 0.000159 |  |  |  |  | c_DK1_LargeDecentral | 642 | 0.00019564
|  |  |  | c_DK2 | 643 | 0.00014901 |  |  |  |  | c_DK1_LargeDecentral | 643 | 0.00019897
|  |  |  | c_DK2 | 644 | 0.00014007 |  |  |  |  | c_DK1_LargeDecentral | 644 | 0.00019997
|  |  |  | c_DK2 | 645 | 0.00013507 |  |  |  |  | c_DK1_LargeDecentral | 645 | 0.0001988
|  |  |  | c_DK2 | 646 | 0.00012814 |  |  |  |  | c_DK1_LargeDecentral | 646 | 0.00018547
|  |  |  | c_DK2 | 647 | 0.00011987 |  |  |  |  | c_DK1_LargeDecentral | 647 | 0.00015048
|  |  |  | c_DK2 | 648 | 0.00011398 |  |  |  |  | c_DK1_LargeDecentral | 648 | 0.00012048
|  |  |  | c_DK2 | 649 | 0.00010228 |  |  |  |  | c_DK1_LargeDecentral | 649 | 0.00010315
|  |  |  | c_DK2 | 650 | 9.7729e-05 |  |  |  |  | c_DK1_LargeDecentral | 650 | 0.00010948
|  |  |  | c_DK2 | 651 | 9.6313e-05 |  |  |  |  | c_DK1_LargeDecentral | 651 | 0.00011132
|  |  |  | c_DK2 | 652 | 9.84e-05 |  |  |  |  | c_DK1_LargeDecentral | 652 | 0.00011982
|  |  |  | c_DK2 | 653 | 9.9891e-05 |  |  |  |  | c_DK1_LargeDecentral | 653 | 0.00014814
|  |  |  | c_DK2 | 654 | 0.00010749 |  |  |  |  | c_DK1_LargeDecentral | 654 | 0.0002183
|  |  |  | c_DK2 | 655 | 0.00012419 |  |  |  |  | c_DK1_LargeDecentral | 655 | 0.00025213
|  |  |  | c_DK2 | 656 | 0.00014514 |  |  |  |  | c_DK1_LargeDecentral | 656 | 0.00024763
|  |  |  | c_DK2 | 657 | 0.00015274 |  |  |  |  | c_DK1_LargeDecentral | 657 | 0.00022613
|  |  |  | c_DK2 | 658 | 0.0001546 |  |  |  |  | c_DK1_LargeDecentral | 658 | 0.00021813
|  |  |  | c_DK2 | 659 | 0.00015624 |  |  |  |  | c_DK1_LargeDecentral | 659 | 0.00020864
|  |  |  | c_DK2 | 660 | 0.00015498 |  |  |  |  | c_DK1_LargeDecentral | 660 | 0.00020014
|  |  |  | c_DK2 | 661 | 0.0001549 |  |  |  |  | c_DK1_LargeDecentral | 661 | 0.0001943
|  |  |  | c_DK2 | 662 | 0.00015393 |  |  |  |  | c_DK1_LargeDecentral | 662 | 0.00018547
|  |  |  | c_DK2 | 663 | 0.00015222 |  |  |  |  | c_DK1_LargeDecentral | 663 | 0.00018464
|  |  |  | c_DK2 | 664 | 0.0001508 |  |  |  |  | c_DK1_LargeDecentral | 664 | 0.00018297
|  |  |  | c_DK2 | 665 | 0.00015699 |  |  |  |  | c_DK1_LargeDecentral | 665 | 0.00018881
|  |  |  | c_DK2 | 666 | 0.00017018 |  |  |  |  | c_DK1_LargeDecentral | 666 | 0.00019764
|  |  |  | c_DK2 | 667 | 0.00016571 |  |  |  |  | c_DK1_LargeDecentral | 667 | 0.0001993
|  |  |  | c_DK2 | 668 | 0.00015535 |  |  |  |  | c_DK1_LargeDecentral | 668 | 0.00020097
|  |  |  | c_DK2 | 669 | 0.00014544 |  |  |  |  | c_DK1_LargeDecentral | 669 | 0.00019864
|  |  |  | c_DK2 | 670 | 0.00013642 |  |  |  |  | c_DK1_LargeDecentral | 670 | 0.00018181
|  |  |  | c_DK2 | 671 | 0.00012441 |  |  |  |  | c_DK1_LargeDecentral | 671 | 0.00014848
|  |  |  | c_DK2 | 672 | 0.00011517 |  |  |  |  | c_DK1_LargeDecentral | 672 | 0.00011548
|  |  |  | c_DK2 | 673 | 0.0001057 |  |  |  |  | c_DK1_LargeDecentral | 673 | 0.00010565
|  |  |  | c_DK2 | 674 | 9.9816e-05 |  |  |  |  | c_DK1_LargeDecentral | 674 | 0.00011248
|  |  |  | c_DK2 | 675 | 9.758e-05 |  |  |  |  | c_DK1_LargeDecentral | 675 | 0.00011415
|  |  |  | c_DK2 | 676 | 9.922e-05 |  |  |  |  | c_DK1_LargeDecentral | 676 | 0.00012215
|  |  |  | c_DK2 | 677 | 0.00010257 |  |  |  |  | c_DK1_LargeDecentral | 677 | 0.00015081
|  |  |  | c_DK2 | 678 | 0.00011152 |  |  |  |  | c_DK1_LargeDecentral | 678 | 0.00022063
|  |  |  | c_DK2 | 679 | 0.00012963 |  |  |  |  | c_DK1_LargeDecentral | 679 | 0.00025596
|  |  |  | c_DK2 | 680 | 0.00015117 |  |  |  |  | c_DK1_LargeDecentral | 680 | 0.0002518
|  |  |  | c_DK2 | 681 | 0.00015706 |  |  |  |  | c_DK1_LargeDecentral | 681 | 0.00023197
|  |  |  | c_DK2 | 682 | 0.00015662 |  |  |  |  | c_DK1_LargeDecentral | 682 | 0.00022397
|  |  |  | c_DK2 | 683 | 0.00015773 |  |  |  |  | c_DK1_LargeDecentral | 683 | 0.0002133
|  |  |  | c_DK2 | 684 | 0.00015609 |  |  |  |  | c_DK1_LargeDecentral | 684 | 0.00020514
|  |  |  | c_DK2 | 685 | 0.00015207 |  |  |  |  | c_DK1_LargeDecentral | 685 | 0.0001993
|  |  |  | c_DK2 | 686 | 0.0001505 |  |  |  |  | c_DK1_LargeDecentral | 686 | 0.00018931
|  |  |  | c_DK2 | 687 | 0.00014737 |  |  |  |  | c_DK1_LargeDecentral | 687 | 0.00018797
|  |  |  | c_DK2 | 688 | 0.00014655 |  |  |  |  | c_DK1_LargeDecentral | 688 | 0.00018647
|  |  |  | c_DK2 | 689 | 0.00015423 |  |  |  |  | c_DK1_LargeDecentral | 689 | 0.00019197
|  |  |  | c_DK2 | 690 | 0.00016869 |  |  |  |  | c_DK1_LargeDecentral | 690 | 0.00019964
|  |  |  | c_DK2 | 691 | 0.00016556 |  |  |  |  | c_DK1_LargeDecentral | 691 | 0.0002003
|  |  |  | c_DK2 | 692 | 0.00015617 |  |  |  |  | c_DK1_LargeDecentral | 692 | 0.00020197
|  |  |  | c_DK2 | 693 | 0.00014596 |  |  |  |  | c_DK1_LargeDecentral | 693 | 0.0002003
|  |  |  | c_DK2 | 694 | 0.00013597 |  |  |  |  | c_DK1_LargeDecentral | 694 | 0.00018247
|  |  |  | c_DK2 | 695 | 0.00012538 |  |  |  |  | c_DK1_LargeDecentral | 695 | 0.00014931
|  |  |  | c_DK2 | 696 | 0.00011756 |  |  |  |  | c_DK1_LargeDecentral | 696 | 0.00011698
|  |  |  | c_DK2 | 697 | 0.00010712 |  |  |  |  | c_DK1_LargeDecentral | 697 | 0.00010482
|  |  |  | c_DK2 | 698 | 0.00010243 |  |  |  |  | c_DK1_LargeDecentral | 698 | 0.00011148
|  |  |  | c_DK2 | 699 | 0.00010161 |  |  |  |  | c_DK1_LargeDecentral | 699 | 0.00011332
|  |  |  | c_DK2 | 700 | 0.00010414 |  |  |  |  | c_DK1_LargeDecentral | 700 | 0.00012132
|  |  |  | c_DK2 | 701 | 0.00010682 |  |  |  |  | c_DK1_LargeDecentral | 701 | 0.00015031
|  |  |  | c_DK2 | 702 | 0.00011264 |  |  |  |  | c_DK1_LargeDecentral | 702 | 0.00022013
|  |  |  | c_DK2 | 703 | 0.00012881 |  |  |  |  | c_DK1_LargeDecentral | 703 | 0.0002553
|  |  |  | c_DK2 | 704 | 0.00015028 |  |  |  |  | c_DK1_LargeDecentral | 704 | 0.0002513
|  |  |  | c_DK2 | 705 | 0.00015744 |  |  |  |  | c_DK1_LargeDecentral | 705 | 0.00023163
|  |  |  | c_DK2 | 706 | 0.00015841 |  |  |  |  | c_DK1_LargeDecentral | 706 | 0.0002233
|  |  |  | c_DK2 | 707 | 0.0001596 |  |  |  |  | c_DK1_LargeDecentral | 707 | 0.00021297
|  |  |  | c_DK2 | 708 | 0.0001549 |  |  |  |  | c_DK1_LargeDecentral | 708 | 0.0002043
|  |  |  | c_DK2 | 709 | 0.00015371 |  |  |  |  | c_DK1_LargeDecentral | 709 | 0.00019864
|  |  |  | c_DK2 | 710 | 0.00015147 |  |  |  |  | c_DK1_LargeDecentral | 710 | 0.00018897
|  |  |  | c_DK2 | 711 | 0.00015013 |  |  |  |  | c_DK1_LargeDecentral | 711 | 0.00018764
|  |  |  | c_DK2 | 712 | 0.00015013 |  |  |  |  | c_DK1_LargeDecentral | 712 | 0.00018597
|  |  |  | c_DK2 | 713 | 0.00015647 |  |  |  |  | c_DK1_LargeDecentral | 713 | 0.00019164
|  |  |  | c_DK2 | 714 | 0.0001713 |  |  |  |  | c_DK1_LargeDecentral | 714 | 0.0001993
|  |  |  | c_DK2 | 715 | 0.00016839 |  |  |  |  | c_DK1_LargeDecentral | 715 | 0.00020014
|  |  |  | c_DK2 | 716 | 0.00016034 |  |  |  |  | c_DK1_LargeDecentral | 716 | 0.0002018
|  |  |  | c_DK2 | 717 | 0.00015006 |  |  |  |  | c_DK1_LargeDecentral | 717 | 0.0002003
|  |  |  | c_DK2 | 718 | 0.00013999 |  |  |  |  | c_DK1_LargeDecentral | 718 | 0.00018247
|  |  |  | c_DK2 | 719 | 0.00012695 |  |  |  |  | c_DK1_LargeDecentral | 719 | 0.00014914
|  |  |  | c_DK2 | 720 | 0.00011875 |  |  |  |  | c_DK1_LargeDecentral | 720 | 0.00011632
|  |  |  | c_DK2 | 721 | 0.00010891 |  |  |  |  | c_DK1_LargeDecentral | 721 | 0.00010515
|  |  |  | c_DK2 | 722 | 0.00010325 |  |  |  |  | c_DK1_LargeDecentral | 722 | 0.00011215
|  |  |  | c_DK2 | 723 | 0.00010198 |  |  |  |  | c_DK1_LargeDecentral | 723 | 0.00011398
|  |  |  | c_DK2 | 724 | 0.0001028 |  |  |  |  | c_DK1_LargeDecentral | 724 | 0.00012215
|  |  |  | c_DK2 | 725 | 0.00010421 |  |  |  |  | c_DK1_LargeDecentral | 725 | 0.00015131
|  |  |  | c_DK2 | 726 | 0.00010973 |  |  |  |  | c_DK1_LargeDecentral | 726 | 0.0002218
|  |  |  | c_DK2 | 727 | 0.00012732 |  |  |  |  | c_DK1_LargeDecentral | 727 | 0.0002573
|  |  |  | c_DK2 | 728 | 0.00014849 |  |  |  |  | c_DK1_LargeDecentral | 728 | 0.00025346
|  |  |  | c_DK2 | 729 | 0.00015527 |  |  |  |  | c_DK1_LargeDecentral | 729 | 0.00023297
|  |  |  | c_DK2 | 730 | 0.00015759 |  |  |  |  | c_DK1_LargeDecentral | 730 | 0.0002248
|  |  |  | c_DK2 | 731 | 0.00015945 |  |  |  |  | c_DK1_LargeDecentral | 731 | 0.0002143
|  |  |  | c_DK2 | 732 | 0.00015952 |  |  |  |  | c_DK1_LargeDecentral | 732 | 0.0002058
|  |  |  | c_DK2 | 733 | 0.00015811 |  |  |  |  | c_DK1_LargeDecentral | 733 | 0.0001998
|  |  |  | c_DK2 | 734 | 0.00015595 |  |  |  |  | c_DK1_LargeDecentral | 734 | 0.00019031
|  |  |  | c_DK2 | 735 | 0.00015334 |  |  |  |  | c_DK1_LargeDecentral | 735 | 0.00018881
|  |  |  | c_DK2 | 736 | 0.00015192 |  |  |  |  | c_DK1_LargeDecentral | 736 | 0.00018747
|  |  |  | c_DK2 | 737 | 0.00015773 |  |  |  |  | c_DK1_LargeDecentral | 737 | 0.00019314
|  |  |  | c_DK2 | 738 | 0.00017078 |  |  |  |  | c_DK1_LargeDecentral | 738 | 0.00020064
|  |  |  | c_DK2 | 739 | 0.00016728 |  |  |  |  | c_DK1_LargeDecentral | 739 | 0.00020164
|  |  |  | c_DK2 | 740 | 0.00015848 |  |  |  |  | c_DK1_LargeDecentral | 740 | 0.0002033
|  |  |  | c_DK2 | 741 | 0.00014976 |  |  |  |  | c_DK1_LargeDecentral | 741 | 0.0002018
|  |  |  | c_DK2 | 742 | 0.00013984 |  |  |  |  | c_DK1_LargeDecentral | 742 | 0.00018397
|  |  |  | c_DK2 | 743 | 0.00012851 |  |  |  |  | c_DK1_LargeDecentral | 743 | 0.00014998
|  |  |  | c_DK2 | 744 | 0.00012002 |  |  |  |  | c_DK1_LargeDecentral | 744 | 0.00011698
|  |  |  | c_DK2 | 745 | 0.00010712 |  |  |  |  | c_DK1_LargeDecentral | 745 | 0.00010432
|  |  |  | c_DK2 | 746 | 0.00010459 |  |  |  |  | c_DK1_LargeDecentral | 746 | 0.00011032
|  |  |  | c_DK2 | 747 | 0.0001031 |  |  |  |  | c_DK1_LargeDecentral | 747 | 0.00011248
|  |  |  | c_DK2 | 748 | 0.00010436 |  |  |  |  | c_DK1_LargeDecentral | 748 | 0.00011915
|  |  |  | c_DK2 | 749 | 0.00010556 |  |  |  |  | c_DK1_LargeDecentral | 749 | 0.00014715
|  |  |  | c_DK2 | 750 | 0.00011182 |  |  |  |  | c_DK1_LargeDecentral | 750 | 0.00021713
|  |  |  | c_DK2 | 751 | 0.00012978 |  |  |  |  | c_DK1_LargeDecentral | 751 | 0.0002538
|  |  |  | c_DK2 | 752 | 0.00015043 |  |  |  |  | c_DK1_LargeDecentral | 752 | 0.00025213
|  |  |  | c_DK2 | 753 | 0.00015662 |  |  |  |  | c_DK1_LargeDecentral | 753 | 0.0002323
|  |  |  | c_DK2 | 754 | 0.00015781 |  |  |  |  | c_DK1_LargeDecentral | 754 | 0.00022347
|  |  |  | c_DK2 | 755 | 0.00015833 |  |  |  |  | c_DK1_LargeDecentral | 755 | 0.00021264
|  |  |  | c_DK2 | 756 | 0.00015669 |  |  |  |  | c_DK1_LargeDecentral | 756 | 0.00020414
|  |  |  | c_DK2 | 757 | 0.00015408 |  |  |  |  | c_DK1_LargeDecentral | 757 | 0.0001978
|  |  |  | c_DK2 | 758 | 0.00015192 |  |  |  |  | c_DK1_LargeDecentral | 758 | 0.00018881
|  |  |  | c_DK2 | 759 | 0.00014998 |  |  |  |  | c_DK1_LargeDecentral | 759 | 0.00018664
|  |  |  | c_DK2 | 760 | 0.00014722 |  |  |  |  | c_DK1_LargeDecentral | 760 | 0.00018514
|  |  |  | c_DK2 | 761 | 0.00015117 |  |  |  |  | c_DK1_LargeDecentral | 761 | 0.00019081
|  |  |  | c_DK2 | 762 | 0.00016213 |  |  |  |  | c_DK1_LargeDecentral | 762 | 0.0001993
|  |  |  | c_DK2 | 763 | 0.00015967 |  |  |  |  | c_DK1_LargeDecentral | 763 | 0.0002008
|  |  |  | c_DK2 | 764 | 0.00015058 |  |  |  |  | c_DK1_LargeDecentral | 764 | 0.00020347
|  |  |  | c_DK2 | 765 | 0.00014193 |  |  |  |  | c_DK1_LargeDecentral | 765 | 0.00020114
|  |  |  | c_DK2 | 766 | 0.00013537 |  |  |  |  | c_DK1_LargeDecentral | 766 | 0.00018397
|  |  |  | c_DK2 | 767 | 0.00012665 |  |  |  |  | c_DK1_LargeDecentral | 767 | 0.00014948
|  |  |  | c_DK2 | 768 | 0.00011771 |  |  |  |  | c_DK1_LargeDecentral | 768 | 0.00011565
|  |  |  | c_DK2 | 769 | 0.0001072 |  |  |  |  | c_DK1_LargeDecentral | 769 | 0.00010482
|  |  |  | c_DK2 | 770 | 0.00010064 |  |  |  |  | c_DK1_LargeDecentral | 770 | 0.00010682
|  |  |  | c_DK2 | 771 | 9.6686e-05 |  |  |  |  | c_DK1_LargeDecentral | 771 | 0.00010648
|  |  |  | c_DK2 | 772 | 9.5046e-05 |  |  |  |  | c_DK1_LargeDecentral | 772 | 0.00011598
|  |  |  | c_DK2 | 773 | 9.4971e-05 |  |  |  |  | c_DK1_LargeDecentral | 773 | 0.00014315
|  |  |  | c_DK2 | 774 | 9.7356e-05 |  |  |  |  | c_DK1_LargeDecentral | 774 | 0.00020664
|  |  |  | c_DK2 | 775 | 0.00010272 |  |  |  |  | c_DK1_LargeDecentral | 775 | 0.00024796
|  |  |  | c_DK2 | 776 | 0.0001145 |  |  |  |  | c_DK1_LargeDecentral | 776 | 0.00024213
|  |  |  | c_DK2 | 777 | 0.00012546 |  |  |  |  | c_DK1_LargeDecentral | 777 | 0.00022163
|  |  |  | c_DK2 | 778 | 0.00013448 |  |  |  |  | c_DK1_LargeDecentral | 778 | 0.0002118
|  |  |  | c_DK2 | 779 | 0.0001397 |  |  |  |  | c_DK1_LargeDecentral | 779 | 0.0002048
|  |  |  | c_DK2 | 780 | 0.0001426 |  |  |  |  | c_DK1_LargeDecentral | 780 | 0.00019497
|  |  |  | c_DK2 | 781 | 0.0001426 |  |  |  |  | c_DK1_LargeDecentral | 781 | 0.00018831
|  |  |  | c_DK2 | 782 | 0.00014134 |  |  |  |  | c_DK1_LargeDecentral | 782 | 0.00017797
|  |  |  | c_DK2 | 783 | 0.00013955 |  |  |  |  | c_DK1_LargeDecentral | 783 | 0.00018197
|  |  |  | c_DK2 | 784 | 0.00013925 |  |  |  |  | c_DK1_LargeDecentral | 784 | 0.00017964
|  |  |  | c_DK2 | 785 | 0.00014573 |  |  |  |  | c_DK1_LargeDecentral | 785 | 0.00018597
|  |  |  | c_DK2 | 786 | 0.00015662 |  |  |  |  | c_DK1_LargeDecentral | 786 | 0.00019231
|  |  |  | c_DK2 | 787 | 0.00015639 |  |  |  |  | c_DK1_LargeDecentral | 787 | 0.0001948
|  |  |  | c_DK2 | 788 | 0.00014611 |  |  |  |  | c_DK1_LargeDecentral | 788 | 0.00019464
|  |  |  | c_DK2 | 789 | 0.00013664 |  |  |  |  | c_DK1_LargeDecentral | 789 | 0.00019197
|  |  |  | c_DK2 | 790 | 0.00012896 |  |  |  |  | c_DK1_LargeDecentral | 790 | 0.00017947
|  |  |  | c_DK2 | 791 | 0.00012173 |  |  |  |  | c_DK1_LargeDecentral | 791 | 0.00014565
|  |  |  | c_DK2 | 792 | 0.00011465 |  |  |  |  | c_DK1_LargeDecentral | 792 | 0.00011265
|  |  |  | c_DK2 | 793 | 0.00010764 |  |  |  |  | c_DK1_LargeDecentral | 793 | 0.00010532
|  |  |  | c_DK2 | 794 | 0.00010205 |  |  |  |  | c_DK1_LargeDecentral | 794 | 0.00011182
|  |  |  | c_DK2 | 795 | 9.8996e-05 |  |  |  |  | c_DK1_LargeDecentral | 795 | 0.00011282
|  |  |  | c_DK2 | 796 | 9.8027e-05 |  |  |  |  | c_DK1_LargeDecentral | 796 | 0.00012781
|  |  |  | c_DK2 | 797 | 9.8251e-05 |  |  |  |  | c_DK1_LargeDecentral | 797 | 0.00016248
|  |  |  | c_DK2 | 798 | 9.9816e-05 |  |  |  |  | c_DK1_LargeDecentral | 798 | 0.00022613
|  |  |  | c_DK2 | 799 | 0.00010399 |  |  |  |  | c_DK1_LargeDecentral | 799 | 0.00023647
|  |  |  | c_DK2 | 800 | 0.00011294 |  |  |  |  | c_DK1_LargeDecentral | 800 | 0.00023263
|  |  |  | c_DK2 | 801 | 0.00012322 |  |  |  |  | c_DK1_LargeDecentral | 801 | 0.00021264
|  |  |  | c_DK2 | 802 | 0.00013157 |  |  |  |  | c_DK1_LargeDecentral | 802 | 0.00020447
|  |  |  | c_DK2 | 803 | 0.00013642 |  |  |  |  | c_DK1_LargeDecentral | 803 | 0.0001958
|  |  |  | c_DK2 | 804 | 0.00013828 |  |  |  |  | c_DK1_LargeDecentral | 804 | 0.00018981
|  |  |  | c_DK2 | 805 | 0.00013768 |  |  |  |  | c_DK1_LargeDecentral | 805 | 0.00018497
|  |  |  | c_DK2 | 806 | 0.00013694 |  |  |  |  | c_DK1_LargeDecentral | 806 | 0.00017731
|  |  |  | c_DK2 | 807 | 0.00013589 |  |  |  |  | c_DK1_LargeDecentral | 807 | 0.00017847
|  |  |  | c_DK2 | 808 | 0.00013813 |  |  |  |  | c_DK1_LargeDecentral | 808 | 0.00017781
|  |  |  | c_DK2 | 809 | 0.00014514 |  |  |  |  | c_DK1_LargeDecentral | 809 | 0.00018331
|  |  |  | c_DK2 | 810 | 0.00015982 |  |  |  |  | c_DK1_LargeDecentral | 810 | 0.00019447
|  |  |  | c_DK2 | 811 | 0.00015893 |  |  |  |  | c_DK1_LargeDecentral | 811 | 0.00019814
|  |  |  | c_DK2 | 812 | 0.00015043 |  |  |  |  | c_DK1_LargeDecentral | 812 | 0.00019914
|  |  |  | c_DK2 | 813 | 0.00014066 |  |  |  |  | c_DK1_LargeDecentral | 813 | 0.00019797
|  |  |  | c_DK2 | 814 | 0.00013202 |  |  |  |  | c_DK1_LargeDecentral | 814 | 0.00018447
|  |  |  | c_DK2 | 815 | 0.00012367 |  |  |  |  | c_DK1_LargeDecentral | 815 | 0.00014914
|  |  |  | c_DK2 | 816 | 0.00011733 |  |  |  |  | c_DK1_LargeDecentral | 816 | 0.00011932
|  |  |  | c_DK2 | 817 | 0.00010824 |  |  |  |  | c_DK1_LargeDecentral | 817 | 0.00010332
|  |  |  | c_DK2 | 818 | 0.00010429 |  |  |  |  | c_DK1_LargeDecentral | 818 | 0.00010982
|  |  |  | c_DK2 | 819 | 0.00010317 |  |  |  |  | c_DK1_LargeDecentral | 819 | 0.00011165
|  |  |  | c_DK2 | 820 | 0.00010466 |  |  |  |  | c_DK1_LargeDecentral | 820 | 0.00012032
|  |  |  | c_DK2 | 821 | 0.00010645 |  |  |  |  | c_DK1_LargeDecentral | 821 | 0.00014881
|  |  |  | c_DK2 | 822 | 0.00011495 |  |  |  |  | c_DK1_LargeDecentral | 822 | 0.00021913
|  |  |  | c_DK2 | 823 | 0.00013224 |  |  |  |  | c_DK1_LargeDecentral | 823 | 0.0002533
|  |  |  | c_DK2 | 824 | 0.00015341 |  |  |  |  | c_DK1_LargeDecentral | 824 | 0.00024863
|  |  |  | c_DK2 | 825 | 0.00015818 |  |  |  |  | c_DK1_LargeDecentral | 825 | 0.00022697
|  |  |  | c_DK2 | 826 | 0.00015796 |  |  |  |  | c_DK1_LargeDecentral | 826 | 0.00021913
|  |  |  | c_DK2 | 827 | 0.00015841 |  |  |  |  | c_DK1_LargeDecentral | 827 | 0.0002093
|  |  |  | c_DK2 | 828 | 0.000159 |  |  |  |  | c_DK1_LargeDecentral | 828 | 0.00020097
|  |  |  | c_DK2 | 829 | 0.00015706 |  |  |  |  | c_DK1_LargeDecentral | 829 | 0.00019497
|  |  |  | c_DK2 | 830 | 0.0001552 |  |  |  |  | c_DK1_LargeDecentral | 830 | 0.00018631
|  |  |  | c_DK2 | 831 | 0.00015408 |  |  |  |  | c_DK1_LargeDecentral | 831 | 0.00018547
|  |  |  | c_DK2 | 832 | 0.00015289 |  |  |  |  | c_DK1_LargeDecentral | 832 | 0.00018414
|  |  |  | c_DK2 | 833 | 0.00015855 |  |  |  |  | c_DK1_LargeDecentral | 833 | 0.00018981
|  |  |  | c_DK2 | 834 | 0.00017182 |  |  |  |  | c_DK1_LargeDecentral | 834 | 0.0001988
|  |  |  | c_DK2 | 835 | 0.00016929 |  |  |  |  | c_DK1_LargeDecentral | 835 | 0.00020047
|  |  |  | c_DK2 | 836 | 0.00016005 |  |  |  |  | c_DK1_LargeDecentral | 836 | 0.00020214
|  |  |  | c_DK2 | 837 | 0.00014894 |  |  |  |  | c_DK1_LargeDecentral | 837 | 0.00019964
|  |  |  | c_DK2 | 838 | 0.00013806 |  |  |  |  | c_DK1_LargeDecentral | 838 | 0.00018281
|  |  |  | c_DK2 | 839 | 0.0001274 |  |  |  |  | c_DK1_LargeDecentral | 839 | 0.00014898
|  |  |  | c_DK2 | 840 | 0.00011853 |  |  |  |  | c_DK1_LargeDecentral | 840 | 0.00011582
|  |  |  | c_DK2 | 841 | 0.00010742 |  |  |  |  | c_DK1_LargeDecentral | 841 | 9.5819e-05
|  |  |  | c_DK2 | 842 | 0.00010093 |  |  |  |  | c_DK1_LargeDecentral | 842 | 0.00010248
|  |  |  | c_DK2 | 843 | 9.8176e-05 |  |  |  |  | c_DK1_LargeDecentral | 843 | 0.00010398
|  |  |  | c_DK2 | 844 | 9.9369e-05 |  |  |  |  | c_DK1_LargeDecentral | 844 | 0.00011148
|  |  |  | c_DK2 | 845 | 0.00010407 |  |  |  |  | c_DK1_LargeDecentral | 845 | 0.00013915
|  |  |  | c_DK2 | 846 | 0.00011159 |  |  |  |  | c_DK1_LargeDecentral | 846 | 0.00020564
|  |  |  | c_DK2 | 847 | 0.00012665 |  |  |  |  | c_DK1_LargeDecentral | 847 | 0.00023846
|  |  |  | c_DK2 | 848 | 0.00014812 |  |  |  |  | c_DK1_LargeDecentral | 848 | 0.00023513
|  |  |  | c_DK2 | 849 | 0.00015326 |  |  |  |  | c_DK1_LargeDecentral | 849 | 0.0002148
|  |  |  | c_DK2 | 850 | 0.00015557 |  |  |  |  | c_DK1_LargeDecentral | 850 | 0.00020747
|  |  |  | c_DK2 | 851 | 0.00015602 |  |  |  |  | c_DK1_LargeDecentral | 851 | 0.00019747
|  |  |  | c_DK2 | 852 | 0.00015483 |  |  |  |  | c_DK1_LargeDecentral | 852 | 0.00018981
|  |  |  | c_DK2 | 853 | 0.00015341 |  |  |  |  | c_DK1_LargeDecentral | 853 | 0.00018431
|  |  |  | c_DK2 | 854 | 0.00015214 |  |  |  |  | c_DK1_LargeDecentral | 854 | 0.00017481
|  |  |  | c_DK2 | 855 | 0.00014983 |  |  |  |  | c_DK1_LargeDecentral | 855 | 0.00017347
|  |  |  | c_DK2 | 856 | 0.00014767 |  |  |  |  | c_DK1_LargeDecentral | 856 | 0.00017197
|  |  |  | c_DK2 | 857 | 0.00015155 |  |  |  |  | c_DK1_LargeDecentral | 857 | 0.00017697
|  |  |  | c_DK2 | 858 | 0.00016414 |  |  |  |  | c_DK1_LargeDecentral | 858 | 0.00018431
|  |  |  | c_DK2 | 859 | 0.00016258 |  |  |  |  | c_DK1_LargeDecentral | 859 | 0.00018531
|  |  |  | c_DK2 | 860 | 0.00015401 |  |  |  |  | c_DK1_LargeDecentral | 860 | 0.00018714
|  |  |  | c_DK2 | 861 | 0.00014454 |  |  |  |  | c_DK1_LargeDecentral | 861 | 0.00018614
|  |  |  | c_DK2 | 862 | 0.00013336 |  |  |  |  | c_DK1_LargeDecentral | 862 | 0.00016964
|  |  |  | c_DK2 | 863 | 0.00012173 |  |  |  |  | c_DK1_LargeDecentral | 863 | 0.00013815
|  |  |  | c_DK2 | 864 | 0.00011413 |  |  |  |  | c_DK1_LargeDecentral | 864 | 0.00010715
|  |  |  | c_DK2 | 865 | 0.0001028 |  |  |  |  | c_DK1_LargeDecentral | 865 | 9.4486e-05
|  |  |  | c_DK2 | 866 | 9.6686e-05 |  |  |  |  | c_DK1_LargeDecentral | 866 | 0.00010099
|  |  |  | c_DK2 | 867 | 9.5195e-05 |  |  |  |  | c_DK1_LargeDecentral | 867 | 0.00010265
|  |  |  | c_DK2 | 868 | 9.8102e-05 |  |  |  |  | c_DK1_LargeDecentral | 868 | 0.00010998
|  |  |  | c_DK2 | 869 | 0.00010131 |  |  |  |  | c_DK1_LargeDecentral | 869 | 0.00013748
|  |  |  | c_DK2 | 870 | 0.00010779 |  |  |  |  | c_DK1_LargeDecentral | 870 | 0.0002033
|  |  |  | c_DK2 | 871 | 0.00012501 |  |  |  |  | c_DK1_LargeDecentral | 871 | 0.0002358
|  |  |  | c_DK2 | 872 | 0.00014536 |  |  |  |  | c_DK1_LargeDecentral | 872 | 0.0002323
|  |  |  | c_DK2 | 873 | 0.00015043 |  |  |  |  | c_DK1_LargeDecentral | 873 | 0.00021247
|  |  |  | c_DK2 | 874 | 0.00015021 |  |  |  |  | c_DK1_LargeDecentral | 874 | 0.0002048
|  |  |  | c_DK2 | 875 | 0.00015207 |  |  |  |  | c_DK1_LargeDecentral | 875 | 0.0001953
|  |  |  | c_DK2 | 876 | 0.00015058 |  |  |  |  | c_DK1_LargeDecentral | 876 | 0.00018747
|  |  |  | c_DK2 | 877 | 0.0001517 |  |  |  |  | c_DK1_LargeDecentral | 877 | 0.00018214
|  |  |  | c_DK2 | 878 | 0.0001549 |  |  |  |  | c_DK1_LargeDecentral | 878 | 0.00017281
|  |  |  | c_DK2 | 879 | 0.00015304 |  |  |  |  | c_DK1_LargeDecentral | 879 | 0.00017131
|  |  |  | c_DK2 | 880 | 0.00015028 |  |  |  |  | c_DK1_LargeDecentral | 880 | 0.00016964
|  |  |  | c_DK2 | 881 | 0.00015535 |  |  |  |  | c_DK1_LargeDecentral | 881 | 0.00017481
|  |  |  | c_DK2 | 882 | 0.00016929 |  |  |  |  | c_DK1_LargeDecentral | 882 | 0.00018214
|  |  |  | c_DK2 | 883 | 0.00016489 |  |  |  |  | c_DK1_LargeDecentral | 883 | 0.00018347
|  |  |  | c_DK2 | 884 | 0.00015229 |  |  |  |  | c_DK1_LargeDecentral | 884 | 0.00018497
|  |  |  | c_DK2 | 885 | 0.00014089 |  |  |  |  | c_DK1_LargeDecentral | 885 | 0.00018431
|  |  |  | c_DK2 | 886 | 0.00013038 |  |  |  |  | c_DK1_LargeDecentral | 886 | 0.00016781
|  |  |  | c_DK2 | 887 | 0.00012121 |  |  |  |  | c_DK1_LargeDecentral | 887 | 0.00013665
|  |  |  | c_DK2 | 888 | 0.00011413 |  |  |  |  | c_DK1_LargeDecentral | 888 | 0.00010582
|  |  |  | c_DK2 | 889 | 0.00010101 |  |  |  |  | c_DK1_LargeDecentral | 889 | 9.0987e-05
|  |  |  | c_DK2 | 890 | 9.6611e-05 |  |  |  |  | c_DK1_LargeDecentral | 890 | 9.7486e-05
|  |  |  | c_DK2 | 891 | 9.6387e-05 |  |  |  |  | c_DK1_LargeDecentral | 891 | 9.8652e-05
|  |  |  | c_DK2 | 892 | 9.6462e-05 |  |  |  |  | c_DK1_LargeDecentral | 892 | 0.00010598
|  |  |  | c_DK2 | 893 | 9.8624e-05 |  |  |  |  | c_DK1_LargeDecentral | 893 | 0.00013281
|  |  |  | c_DK2 | 894 | 0.00010466 |  |  |  |  | c_DK1_LargeDecentral | 894 | 0.0001968
|  |  |  | c_DK2 | 895 | 0.00011935 |  |  |  |  | c_DK1_LargeDecentral | 895 | 0.00022847
|  |  |  | c_DK2 | 896 | 0.00014238 |  |  |  |  | c_DK1_LargeDecentral | 896 | 0.00022513
|  |  |  | c_DK2 | 897 | 0.00014909 |  |  |  |  | c_DK1_LargeDecentral | 897 | 0.00020514
|  |  |  | c_DK2 | 898 | 0.0001517 |  |  |  |  | c_DK1_LargeDecentral | 898 | 0.0001983
|  |  |  | c_DK2 | 899 | 0.00015416 |  |  |  |  | c_DK1_LargeDecentral | 899 | 0.00018881
|  |  |  | c_DK2 | 900 | 0.00015356 |  |  |  |  | c_DK1_LargeDecentral | 900 | 0.00018131
|  |  |  | c_DK2 | 901 | 0.00015222 |  |  |  |  | c_DK1_LargeDecentral | 901 | 0.00017614
|  |  |  | c_DK2 | 902 | 0.00015177 |  |  |  |  | c_DK1_LargeDecentral | 902 | 0.00016681
|  |  |  | c_DK2 | 903 | 0.0001511 |  |  |  |  | c_DK1_LargeDecentral | 903 | 0.00016548
|  |  |  | c_DK2 | 904 | 0.00014953 |  |  |  |  | c_DK1_LargeDecentral | 904 | 0.00016364
|  |  |  | c_DK2 | 905 | 0.00015393 |  |  |  |  | c_DK1_LargeDecentral | 905 | 0.00016881
|  |  |  | c_DK2 | 906 | 0.00016601 |  |  |  |  | c_DK1_LargeDecentral | 906 | 0.00017581
|  |  |  | c_DK2 | 907 | 0.00016169 |  |  |  |  | c_DK1_LargeDecentral | 907 | 0.00017664
|  |  |  | c_DK2 | 908 | 0.00015043 |  |  |  |  | c_DK1_LargeDecentral | 908 | 0.00017864
|  |  |  | c_DK2 | 909 | 0.00013925 |  |  |  |  | c_DK1_LargeDecentral | 909 | 0.00017797
|  |  |  | c_DK2 | 910 | 0.00012919 |  |  |  |  | c_DK1_LargeDecentral | 910 | 0.00016214
|  |  |  | c_DK2 | 911 | 0.00011964 |  |  |  |  | c_DK1_LargeDecentral | 911 | 0.00013181
|  |  |  | c_DK2 | 912 | 0.00011152 |  |  |  |  | c_DK1_LargeDecentral | 912 | 0.00010198
|  |  |  | c_DK2 | 913 | 0.00010153 |  |  |  |  | c_DK1_LargeDecentral | 913 | 8.4987e-05
|  |  |  | c_DK2 | 914 | 9.7058e-05 |  |  |  |  | c_DK1_LargeDecentral | 914 | 9.0487e-05
|  |  |  | c_DK2 | 915 | 9.5344e-05 |  |  |  |  | c_DK1_LargeDecentral | 915 | 9.182e-05
|  |  |  | c_DK2 | 916 | 9.6835e-05 |  |  |  |  | c_DK1_LargeDecentral | 916 | 9.7652e-05
|  |  |  | c_DK2 | 917 | 9.8549e-05 |  |  |  |  | c_DK1_LargeDecentral | 917 | 0.00012315
|  |  |  | c_DK2 | 918 | 0.00010466 |  |  |  |  | c_DK1_LargeDecentral | 918 | 0.00018414
|  |  |  | c_DK2 | 919 | 0.00012106 |  |  |  |  | c_DK1_LargeDecentral | 919 | 0.0002158
|  |  |  | c_DK2 | 920 | 0.00014059 |  |  |  |  | c_DK1_LargeDecentral | 920 | 0.0002148
|  |  |  | c_DK2 | 921 | 0.00014655 |  |  |  |  | c_DK1_LargeDecentral | 921 | 0.00019597
|  |  |  | c_DK2 | 922 | 0.00014827 |  |  |  |  | c_DK1_LargeDecentral | 922 | 0.00018814
|  |  |  | c_DK2 | 923 | 0.00014953 |  |  |  |  | c_DK1_LargeDecentral | 923 | 0.00017831
|  |  |  | c_DK2 | 924 | 0.00014812 |  |  |  |  | c_DK1_LargeDecentral | 924 | 0.00017114
|  |  |  | c_DK2 | 925 | 0.00014514 |  |  |  |  | c_DK1_LargeDecentral | 925 | 0.00016598
|  |  |  | c_DK2 | 926 | 0.00014372 |  |  |  |  | c_DK1_LargeDecentral | 926 | 0.00015731
|  |  |  | c_DK2 | 927 | 0.00014089 |  |  |  |  | c_DK1_LargeDecentral | 927 | 0.00015514
|  |  |  | c_DK2 | 928 | 0.00014014 |  |  |  |  | c_DK1_LargeDecentral | 928 | 0.00015331
|  |  |  | c_DK2 | 929 | 0.00014462 |  |  |  |  | c_DK1_LargeDecentral | 929 | 0.00015781
|  |  |  | c_DK2 | 930 | 0.00015632 |  |  |  |  | c_DK1_LargeDecentral | 930 | 0.00016581
|  |  |  | c_DK2 | 931 | 0.00015811 |  |  |  |  | c_DK1_LargeDecentral | 931 | 0.00016781
|  |  |  | c_DK2 | 932 | 0.00014618 |  |  |  |  | c_DK1_LargeDecentral | 932 | 0.00017081
|  |  |  | c_DK2 | 933 | 0.00013336 |  |  |  |  | c_DK1_LargeDecentral | 933 | 0.00016931
|  |  |  | c_DK2 | 934 | 0.00012322 |  |  |  |  | c_DK1_LargeDecentral | 934 | 0.00015514
|  |  |  | c_DK2 | 935 | 0.00011465 |  |  |  |  | c_DK1_LargeDecentral | 935 | 0.00012531
|  |  |  | c_DK2 | 936 | 0.00010742 |  |  |  |  | c_DK1_LargeDecentral | 936 | 9.5653e-05
|  |  |  | c_DK2 | 937 | 0.0001025 |  |  |  |  | c_DK1_LargeDecentral | 937 | 7.8988e-05
|  |  |  | c_DK2 | 938 | 9.8847e-05 |  |  |  |  | c_DK1_LargeDecentral | 938 | 8.2488e-05
|  |  |  | c_DK2 | 939 | 9.7207e-05 |  |  |  |  | c_DK1_LargeDecentral | 939 | 7.9655e-05
|  |  |  | c_DK2 | 940 | 9.6611e-05 |  |  |  |  | c_DK1_LargeDecentral | 940 | 8.9653e-05
|  |  |  | c_DK2 | 941 | 9.6835e-05 |  |  |  |  | c_DK1_LargeDecentral | 941 | 0.00011848
|  |  |  | c_DK2 | 942 | 9.9518e-05 |  |  |  |  | c_DK1_LargeDecentral | 942 | 0.00017281
|  |  |  | c_DK2 | 943 | 0.00010421 |  |  |  |  | c_DK1_LargeDecentral | 943 | 0.0002093
|  |  |  | c_DK2 | 944 | 0.00011152 |  |  |  |  | c_DK1_LargeDecentral | 944 | 0.0002063
|  |  |  | c_DK2 | 945 | 0.00012233 |  |  |  |  | c_DK1_LargeDecentral | 945 | 0.00018497
|  |  |  | c_DK2 | 946 | 0.00013112 |  |  |  |  | c_DK1_LargeDecentral | 946 | 0.00017364
|  |  |  | c_DK2 | 947 | 0.0001353 |  |  |  |  | c_DK1_LargeDecentral | 947 | 0.00016598
|  |  |  | c_DK2 | 948 | 0.00013582 |  |  |  |  | c_DK1_LargeDecentral | 948 | 0.00015648
|  |  |  | c_DK2 | 949 | 0.00013433 |  |  |  |  | c_DK1_LargeDecentral | 949 | 0.00015198
|  |  |  | c_DK2 | 950 | 0.00013284 |  |  |  |  | c_DK1_LargeDecentral | 950 | 0.00013931
|  |  |  | c_DK2 | 951 | 0.00013284 |  |  |  |  | c_DK1_LargeDecentral | 951 | 0.00014331
|  |  |  | c_DK2 | 952 | 0.00013582 |  |  |  |  | c_DK1_LargeDecentral | 952 | 0.00014181
|  |  |  | c_DK2 | 953 | 0.00014014 |  |  |  |  | c_DK1_LargeDecentral | 953 | 0.00014681
|  |  |  | c_DK2 | 954 | 0.00015006 |  |  |  |  | c_DK1_LargeDecentral | 954 | 0.00015364
|  |  |  | c_DK2 | 955 | 0.00015117 |  |  |  |  | c_DK1_LargeDecentral | 955 | 0.00015831
|  |  |  | c_DK2 | 956 | 0.00013776 |  |  |  |  | c_DK1_LargeDecentral | 956 | 0.00015981
|  |  |  | c_DK2 | 957 | 0.00012792 |  |  |  |  | c_DK1_LargeDecentral | 957 | 0.00016014
|  |  |  | c_DK2 | 958 | 0.00012046 |  |  |  |  | c_DK1_LargeDecentral | 958 | 0.00014814
|  |  |  | c_DK2 | 959 | 0.00011413 |  |  |  |  | c_DK1_LargeDecentral | 959 | 0.00011915
|  |  |  | c_DK2 | 960 | 0.00010831 |  |  |  |  | c_DK1_LargeDecentral | 960 | 8.8154e-05
|  |  |  | c_DK2 | 961 | 0.00010496 |  |  |  |  | c_DK1_LargeDecentral | 961 | 8.1988e-05
|  |  |  | c_DK2 | 962 | 9.8922e-05 |  |  |  |  | c_DK1_LargeDecentral | 962 | 9.082e-05
|  |  |  | c_DK2 | 963 | 9.512e-05 |  |  |  |  | c_DK1_LargeDecentral | 963 | 8.9653e-05
|  |  |  | c_DK2 | 964 | 9.3555e-05 |  |  |  |  | c_DK1_LargeDecentral | 964 | 0.00010365
|  |  |  | c_DK2 | 965 | 9.1542e-05 |  |  |  |  | c_DK1_LargeDecentral | 965 | 0.00013581
|  |  |  | c_DK2 | 966 | 9.2884e-05 |  |  |  |  | c_DK1_LargeDecentral | 966 | 0.00019181
|  |  |  | c_DK2 | 967 | 9.8922e-05 |  |  |  |  | c_DK1_LargeDecentral | 967 | 0.0002003
|  |  |  | c_DK2 | 968 | 0.00010921 |  |  |  |  | c_DK1_LargeDecentral | 968 | 0.0001978
|  |  |  | c_DK2 | 969 | 0.00011569 |  |  |  |  | c_DK1_LargeDecentral | 969 | 0.00017597
|  |  |  | c_DK2 | 970 | 0.00012218 |  |  |  |  | c_DK1_LargeDecentral | 970 | 0.00016764
|  |  |  | c_DK2 | 971 | 0.00012769 |  |  |  |  | c_DK1_LargeDecentral | 971 | 0.00015931
|  |  |  | c_DK2 | 972 | 0.00012993 |  |  |  |  | c_DK1_LargeDecentral | 972 | 0.00015364
|  |  |  | c_DK2 | 973 | 0.00012963 |  |  |  |  | c_DK1_LargeDecentral | 973 | 0.00014998
|  |  |  | c_DK2 | 974 | 0.00012874 |  |  |  |  | c_DK1_LargeDecentral | 974 | 0.00014181
|  |  |  | c_DK2 | 975 | 0.00012784 |  |  |  |  | c_DK1_LargeDecentral | 975 | 0.00014265
|  |  |  | c_DK2 | 976 | 0.00012851 |  |  |  |  | c_DK1_LargeDecentral | 976 | 0.00014115
|  |  |  | c_DK2 | 977 | 0.00013366 |  |  |  |  | c_DK1_LargeDecentral | 977 | 0.00014781
|  |  |  | c_DK2 | 978 | 0.00014618 |  |  |  |  | c_DK1_LargeDecentral | 978 | 0.00015764
|  |  |  | c_DK2 | 979 | 0.00015028 |  |  |  |  | c_DK1_LargeDecentral | 979 | 0.00016164
|  |  |  | c_DK2 | 980 | 0.00014126 |  |  |  |  | c_DK1_LargeDecentral | 980 | 0.00016464
|  |  |  | c_DK2 | 981 | 0.00013142 |  |  |  |  | c_DK1_LargeDecentral | 981 | 0.00016564
|  |  |  | c_DK2 | 982 | 0.00012084 |  |  |  |  | c_DK1_LargeDecentral | 982 | 0.00015398
|  |  |  | c_DK2 | 983 | 0.00011144 |  |  |  |  | c_DK1_LargeDecentral | 983 | 0.00012432
|  |  |  | c_DK2 | 984 | 0.00010407 |  |  |  |  | c_DK1_LargeDecentral | 984 | 9.5153e-05
|  |  |  | c_DK2 | 985 | 9.7953e-05 |  |  |  |  | c_DK1_LargeDecentral | 985 | 8.782e-05
|  |  |  | c_DK2 | 986 | 9.2884e-05 |  |  |  |  | c_DK1_LargeDecentral | 986 | 9.3986e-05
|  |  |  | c_DK2 | 987 | 9.0573e-05 |  |  |  |  | c_DK1_LargeDecentral | 987 | 9.5153e-05
|  |  |  | c_DK2 | 988 | 9.4151e-05 |  |  |  |  | c_DK1_LargeDecentral | 988 | 0.00010248
|  |  |  | c_DK2 | 989 | 0.00010123 |  |  |  |  | c_DK1_LargeDecentral | 989 | 0.00012848
|  |  |  | c_DK2 | 990 | 0.00010816 |  |  |  |  | c_DK1_LargeDecentral | 990 | 0.00019164
|  |  |  | c_DK2 | 991 | 0.00011979 |  |  |  |  | c_DK1_LargeDecentral | 991 | 0.00022163
|  |  |  | c_DK2 | 992 | 0.00013671 |  |  |  |  | c_DK1_LargeDecentral | 992 | 0.00021763
|  |  |  | c_DK2 | 993 | 0.00014499 |  |  |  |  | c_DK1_LargeDecentral | 993 | 0.0001968
|  |  |  | c_DK2 | 994 | 0.00014871 |  |  |  |  | c_DK1_LargeDecentral | 994 | 0.00018997
|  |  |  | c_DK2 | 995 | 0.00015073 |  |  |  |  | c_DK1_LargeDecentral | 995 | 0.00018131
|  |  |  | c_DK2 | 996 | 0.00014976 |  |  |  |  | c_DK1_LargeDecentral | 996 | 0.00017431
|  |  |  | c_DK2 | 997 | 0.00014812 |  |  |  |  | c_DK1_LargeDecentral | 997 | 0.00016914
|  |  |  | c_DK2 | 998 | 0.00014678 |  |  |  |  | c_DK1_LargeDecentral | 998 | 0.00016064
|  |  |  | c_DK2 | 999 | 0.00014387 |  |  |  |  | c_DK1_LargeDecentral | 999 | 0.00015964
|  |  |  | c_DK2 | 1000 | 0.00014037 |  |  |  |  | c_DK1_LargeDecentral | 1000 | 0.00015814
|  |  |  | c_DK2 | 1001 | 0.00014253 |  |  |  |  | c_DK1_LargeDecentral | 1001 | 0.00016281
|  |  |  | c_DK2 | 1002 | 0.00015319 |  |  |  |  | c_DK1_LargeDecentral | 1002 | 0.00017097
|  |  |  | c_DK2 | 1003 | 0.00015885 |  |  |  |  | c_DK1_LargeDecentral | 1003 | 0.00017247
|  |  |  | c_DK2 | 1004 | 0.00015117 |  |  |  |  | c_DK1_LargeDecentral | 1004 | 0.00017464
|  |  |  | c_DK2 | 1005 | 0.00014022 |  |  |  |  | c_DK1_LargeDecentral | 1005 | 0.00017314
|  |  |  | c_DK2 | 1006 | 0.00013075 |  |  |  |  | c_DK1_LargeDecentral | 1006 | 0.00015848
|  |  |  | c_DK2 | 1007 | 0.00012292 |  |  |  |  | c_DK1_LargeDecentral | 1007 | 0.00012915
|  |  |  | c_DK2 | 1008 | 0.00011517 |  |  |  |  | c_DK1_LargeDecentral | 1008 | 9.9652e-05
|  |  |  | c_DK2 | 1009 | 0.00010347 |  |  |  |  | c_DK1_LargeDecentral | 1009 | 9.1487e-05
|  |  |  | c_DK2 | 1010 | 9.84e-05 |  |  |  |  | c_DK1_LargeDecentral | 1010 | 9.8152e-05
|  |  |  | c_DK2 | 1011 | 9.8027e-05 |  |  |  |  | c_DK1_LargeDecentral | 1011 | 9.9319e-05
|  |  |  | c_DK2 | 1012 | 9.9965e-05 |  |  |  |  | c_DK1_LargeDecentral | 1012 | 0.00010665
|  |  |  | c_DK2 | 1013 | 0.0001025 |  |  |  |  | c_DK1_LargeDecentral | 1013 | 0.00013348
|  |  |  | c_DK2 | 1014 | 0.00010869 |  |  |  |  | c_DK1_LargeDecentral | 1014 | 0.00019797
|  |  |  | c_DK2 | 1015 | 0.00012427 |  |  |  |  | c_DK1_LargeDecentral | 1015 | 0.0002298
|  |  |  | c_DK2 | 1016 | 0.00013992 |  |  |  |  | c_DK1_LargeDecentral | 1016 | 0.0002263
|  |  |  | c_DK2 | 1017 | 0.000147 |  |  |  |  | c_DK1_LargeDecentral | 1017 | 0.00020647
|  |  |  | c_DK2 | 1018 | 0.00015021 |  |  |  |  | c_DK1_LargeDecentral | 1018 | 0.0001993
|  |  |  | c_DK2 | 1019 | 0.00015207 |  |  |  |  | c_DK1_LargeDecentral | 1019 | 0.00018981
|  |  |  | c_DK2 | 1020 | 0.0001508 |  |  |  |  | c_DK1_LargeDecentral | 1020 | 0.00018231
|  |  |  | c_DK2 | 1021 | 0.00014909 |  |  |  |  | c_DK1_LargeDecentral | 1021 | 0.00017714
|  |  |  | c_DK2 | 1022 | 0.00014693 |  |  |  |  | c_DK1_LargeDecentral | 1022 | 0.00016781
|  |  |  | c_DK2 | 1023 | 0.0001438 |  |  |  |  | c_DK1_LargeDecentral | 1023 | 0.00016648
|  |  |  | c_DK2 | 1024 | 0.00014238 |  |  |  |  | c_DK1_LargeDecentral | 1024 | 0.00016464
|  |  |  | c_DK2 | 1025 | 0.00014394 |  |  |  |  | c_DK1_LargeDecentral | 1025 | 0.00016964
|  |  |  | c_DK2 | 1026 | 0.00015654 |  |  |  |  | c_DK1_LargeDecentral | 1026 | 0.00017681
|  |  |  | c_DK2 | 1027 | 0.00016019 |  |  |  |  | c_DK1_LargeDecentral | 1027 | 0.00017781
|  |  |  | c_DK2 | 1028 | 0.00014886 |  |  |  |  | c_DK1_LargeDecentral | 1028 | 0.00017964
|  |  |  | c_DK2 | 1029 | 0.00013888 |  |  |  |  | c_DK1_LargeDecentral | 1029 | 0.00017881
|  |  |  | c_DK2 | 1030 | 0.00012926 |  |  |  |  | c_DK1_LargeDecentral | 1030 | 0.00016298
|  |  |  | c_DK2 | 1031 | 0.00011994 |  |  |  |  | c_DK1_LargeDecentral | 1031 | 0.00013265
|  |  |  | c_DK2 | 1032 | 0.00011182 |  |  |  |  | c_DK1_LargeDecentral | 1032 | 0.00010248
|  |  |  | c_DK2 | 1033 | 0.00010243 |  |  |  |  | c_DK1_LargeDecentral | 1033 | 8.1821e-05
|  |  |  | c_DK2 | 1034 | 9.758e-05 |  |  |  |  | c_DK1_LargeDecentral | 1034 | 8.8154e-05
|  |  |  | c_DK2 | 1035 | 9.5866e-05 |  |  |  |  | c_DK1_LargeDecentral | 1035 | 8.932e-05
|  |  |  | c_DK2 | 1036 | 9.7356e-05 |  |  |  |  | c_DK1_LargeDecentral | 1036 | 9.6652e-05
|  |  |  | c_DK2 | 1037 | 9.9593e-05 |  |  |  |  | c_DK1_LargeDecentral | 1037 | 0.00012465
|  |  |  | c_DK2 | 1038 | 0.00010526 |  |  |  |  | c_DK1_LargeDecentral | 1038 | 0.00018564
|  |  |  | c_DK2 | 1039 | 0.00011815 |  |  |  |  | c_DK1_LargeDecentral | 1039 | 0.00021647
|  |  |  | c_DK2 | 1040 | 0.00013366 |  |  |  |  | c_DK1_LargeDecentral | 1040 | 0.00021347
|  |  |  | c_DK2 | 1041 | 0.00014081 |  |  |  |  | c_DK1_LargeDecentral | 1041 | 0.00019364
|  |  |  | c_DK2 | 1042 | 0.00014394 |  |  |  |  | c_DK1_LargeDecentral | 1042 | 0.00018464
|  |  |  | c_DK2 | 1043 | 0.00014581 |  |  |  |  | c_DK1_LargeDecentral | 1043 | 0.00017514
|  |  |  | c_DK2 | 1044 | 0.00014462 |  |  |  |  | c_DK1_LargeDecentral | 1044 | 0.00016781
|  |  |  | c_DK2 | 1045 | 0.0001429 |  |  |  |  | c_DK1_LargeDecentral | 1045 | 0.00016298
|  |  |  | c_DK2 | 1046 | 0.00014081 |  |  |  |  | c_DK1_LargeDecentral | 1046 | 0.00015348
|  |  |  | c_DK2 | 1047 | 0.00013776 |  |  |  |  | c_DK1_LargeDecentral | 1047 | 0.00015214
|  |  |  | c_DK2 | 1048 | 0.00013798 |  |  |  |  | c_DK1_LargeDecentral | 1048 | 0.00015031
|  |  |  | c_DK2 | 1049 | 0.00014119 |  |  |  |  | c_DK1_LargeDecentral | 1049 | 0.00015481
|  |  |  | c_DK2 | 1050 | 0.00015281 |  |  |  |  | c_DK1_LargeDecentral | 1050 | 0.00016298
|  |  |  | c_DK2 | 1051 | 0.00015587 |  |  |  |  | c_DK1_LargeDecentral | 1051 | 0.00016498
|  |  |  | c_DK2 | 1052 | 0.00014365 |  |  |  |  | c_DK1_LargeDecentral | 1052 | 0.00016764
|  |  |  | c_DK2 | 1053 | 0.00013485 |  |  |  |  | c_DK1_LargeDecentral | 1053 | 0.00016748
|  |  |  | c_DK2 | 1054 | 0.00012479 |  |  |  |  | c_DK1_LargeDecentral | 1054 | 0.00015231
|  |  |  | c_DK2 | 1055 | 0.00011495 |  |  |  |  | c_DK1_LargeDecentral | 1055 | 0.00012282
|  |  |  | c_DK2 | 1056 | 0.00010712 |  |  |  |  | c_DK1_LargeDecentral | 1056 | 9.3486e-05
|  |  |  | c_DK2 | 1057 | 9.7729e-05 |  |  |  |  | c_DK1_LargeDecentral | 1057 | 7.8822e-05
|  |  |  | c_DK2 | 1058 | 9.2213e-05 |  |  |  |  | c_DK1_LargeDecentral | 1058 | 8.5654e-05
|  |  |  | c_DK2 | 1059 | 9.0424e-05 |  |  |  |  | c_DK1_LargeDecentral | 1059 | 8.6487e-05
|  |  |  | c_DK2 | 1060 | 9.2437e-05 |  |  |  |  | c_DK1_LargeDecentral | 1060 | 9.4319e-05
|  |  |  | c_DK2 | 1061 | 9.5716e-05 |  |  |  |  | c_DK1_LargeDecentral | 1061 | 0.00012398
|  |  |  | c_DK2 | 1062 | 0.00010272 |  |  |  |  | c_DK1_LargeDecentral | 1062 | 0.00018481
|  |  |  | c_DK2 | 1063 | 0.00011771 |  |  |  |  | c_DK1_LargeDecentral | 1063 | 0.0002163
|  |  |  | c_DK2 | 1064 | 0.00013306 |  |  |  |  | c_DK1_LargeDecentral | 1064 | 0.00021347
|  |  |  | c_DK2 | 1065 | 0.00014156 |  |  |  |  | c_DK1_LargeDecentral | 1065 | 0.0001933
|  |  |  | c_DK2 | 1066 | 0.00014529 |  |  |  |  | c_DK1_LargeDecentral | 1066 | 0.00018297
|  |  |  | c_DK2 | 1067 | 0.00014663 |  |  |  |  | c_DK1_LargeDecentral | 1067 | 0.00017231
|  |  |  | c_DK2 | 1068 | 0.00014648 |  |  |  |  | c_DK1_LargeDecentral | 1068 | 0.00016514
|  |  |  | c_DK2 | 1069 | 0.00014402 |  |  |  |  | c_DK1_LargeDecentral | 1069 | 0.00016014
|  |  |  | c_DK2 | 1070 | 0.00014432 |  |  |  |  | c_DK1_LargeDecentral | 1070 | 0.00015048
|  |  |  | c_DK2 | 1071 | 0.0001423 |  |  |  |  | c_DK1_LargeDecentral | 1071 | 0.00014914
|  |  |  | c_DK2 | 1072 | 0.00014089 |  |  |  |  | c_DK1_LargeDecentral | 1072 | 0.00014715
|  |  |  | c_DK2 | 1073 | 0.00014245 |  |  |  |  | c_DK1_LargeDecentral | 1073 | 0.00015181
|  |  |  | c_DK2 | 1074 | 0.00015326 |  |  |  |  | c_DK1_LargeDecentral | 1074 | 0.00016064
|  |  |  | c_DK2 | 1075 | 0.00015378 |  |  |  |  | c_DK1_LargeDecentral | 1075 | 0.00016298
|  |  |  | c_DK2 | 1076 | 0.00014216 |  |  |  |  | c_DK1_LargeDecentral | 1076 | 0.00016681
|  |  |  | c_DK2 | 1077 | 0.00013232 |  |  |  |  | c_DK1_LargeDecentral | 1077 | 0.00016681
|  |  |  | c_DK2 | 1078 | 0.00012404 |  |  |  |  | c_DK1_LargeDecentral | 1078 | 0.00015164
|  |  |  | c_DK2 | 1079 | 0.00011554 |  |  |  |  | c_DK1_LargeDecentral | 1079 | 0.00012132
|  |  |  | c_DK2 | 1080 | 0.00010764 |  |  |  |  | c_DK1_LargeDecentral | 1080 | 9.132e-05
|  |  |  | c_DK2 | 1081 | 0.00010056 |  |  |  |  | c_DK1_LargeDecentral | 1081 | 7.9655e-05
|  |  |  | c_DK2 | 1082 | 9.5791e-05 |  |  |  |  | c_DK1_LargeDecentral | 1082 | 8.5487e-05
|  |  |  | c_DK2 | 1083 | 9.3853e-05 |  |  |  |  | c_DK1_LargeDecentral | 1083 | 8.6154e-05
|  |  |  | c_DK2 | 1084 | 9.5418e-05 |  |  |  |  | c_DK1_LargeDecentral | 1084 | 9.282e-05
|  |  |  | c_DK2 | 1085 | 9.676e-05 |  |  |  |  | c_DK1_LargeDecentral | 1085 | 0.00012048
|  |  |  | c_DK2 | 1086 | 0.00010317 |  |  |  |  | c_DK1_LargeDecentral | 1086 | 0.00018047
|  |  |  | c_DK2 | 1087 | 0.00011875 |  |  |  |  | c_DK1_LargeDecentral | 1087 | 0.0002128
|  |  |  | c_DK2 | 1088 | 0.00013433 |  |  |  |  | c_DK1_LargeDecentral | 1088 | 0.00021214
|  |  |  | c_DK2 | 1089 | 0.00014119 |  |  |  |  | c_DK1_LargeDecentral | 1089 | 0.00019297
|  |  |  | c_DK2 | 1090 | 0.00014499 |  |  |  |  | c_DK1_LargeDecentral | 1090 | 0.00018297
|  |  |  | c_DK2 | 1091 | 0.00014693 |  |  |  |  | c_DK1_LargeDecentral | 1091 | 0.00017231
|  |  |  | c_DK2 | 1092 | 0.00014551 |  |  |  |  | c_DK1_LargeDecentral | 1092 | 0.00016498
|  |  |  | c_DK2 | 1093 | 0.0001438 |  |  |  |  | c_DK1_LargeDecentral | 1093 | 0.00015998
|  |  |  | c_DK2 | 1094 | 0.00013984 |  |  |  |  | c_DK1_LargeDecentral | 1094 | 0.00015081
|  |  |  | c_DK2 | 1095 | 0.00013515 |  |  |  |  | c_DK1_LargeDecentral | 1095 | 0.00014881
|  |  |  | c_DK2 | 1096 | 0.00013045 |  |  |  |  | c_DK1_LargeDecentral | 1096 | 0.00014698
|  |  |  | c_DK2 | 1097 | 0.00013194 |  |  |  |  | c_DK1_LargeDecentral | 1097 | 0.00015114
|  |  |  | c_DK2 | 1098 | 0.0001394 |  |  |  |  | c_DK1_LargeDecentral | 1098 | 0.00016031
|  |  |  | c_DK2 | 1099 | 0.00014834 |  |  |  |  | c_DK1_LargeDecentral | 1099 | 0.00016348
|  |  |  | c_DK2 | 1100 | 0.00013791 |  |  |  |  | c_DK1_LargeDecentral | 1100 | 0.00016748
|  |  |  | c_DK2 | 1101 | 0.00012591 |  |  |  |  | c_DK1_LargeDecentral | 1101 | 0.00016664
|  |  |  | c_DK2 | 1102 | 0.00011786 |  |  |  |  | c_DK1_LargeDecentral | 1102 | 0.00015214
|  |  |  | c_DK2 | 1103 | 0.00010958 |  |  |  |  | c_DK1_LargeDecentral | 1103 | 0.00012148
|  |  |  | c_DK2 | 1104 | 0.00010205 |  |  |  |  | c_DK1_LargeDecentral | 1104 | 9.1487e-05
|  |  |  | c_DK2 | 1105 | 9.7804e-05 |  |  |  |  | c_DK1_LargeDecentral | 1105 | 7.6655e-05
|  |  |  | c_DK2 | 1106 | 9.3853e-05 |  |  |  |  | c_DK1_LargeDecentral | 1106 | 8.0322e-05
|  |  |  | c_DK2 | 1107 | 9.184e-05 |  |  |  |  | c_DK1_LargeDecentral | 1107 | 7.6989e-05
|  |  |  | c_DK2 | 1108 | 9.1244e-05 |  |  |  |  | c_DK1_LargeDecentral | 1108 | 8.732e-05
|  |  |  | c_DK2 | 1109 | 9.1542e-05 |  |  |  |  | c_DK1_LargeDecentral | 1109 | 0.00011615
|  |  |  | c_DK2 | 1110 | 9.4226e-05 |  |  |  |  | c_DK1_LargeDecentral | 1110 | 0.00016914
|  |  |  | c_DK2 | 1111 | 0.00010131 |  |  |  |  | c_DK1_LargeDecentral | 1111 | 0.00020497
|  |  |  | c_DK2 | 1112 | 0.00010921 |  |  |  |  | c_DK1_LargeDecentral | 1112 | 0.0002023
|  |  |  | c_DK2 | 1113 | 0.00011666 |  |  |  |  | c_DK1_LargeDecentral | 1113 | 0.00018114
|  |  |  | c_DK2 | 1114 | 0.0001227 |  |  |  |  | c_DK1_LargeDecentral | 1114 | 0.00016964
|  |  |  | c_DK2 | 1115 | 0.00012643 |  |  |  |  | c_DK1_LargeDecentral | 1115 | 0.00016198
|  |  |  | c_DK2 | 1116 | 0.00012464 |  |  |  |  | c_DK1_LargeDecentral | 1116 | 0.00015264
|  |  |  | c_DK2 | 1117 | 0.00012181 |  |  |  |  | c_DK1_LargeDecentral | 1117 | 0.00014814
|  |  |  | c_DK2 | 1118 | 0.00012009 |  |  |  |  | c_DK1_LargeDecentral | 1118 | 0.00013581
|  |  |  | c_DK2 | 1119 | 0.00011763 |  |  |  |  | c_DK1_LargeDecentral | 1119 | 0.00013965
|  |  |  | c_DK2 | 1120 | 0.00011659 |  |  |  |  | c_DK1_LargeDecentral | 1120 | 0.00013798
|  |  |  | c_DK2 | 1121 | 0.00012031 |  |  |  |  | c_DK1_LargeDecentral | 1121 | 0.00014298
|  |  |  | c_DK2 | 1122 | 0.00013209 |  |  |  |  | c_DK1_LargeDecentral | 1122 | 0.00014981
|  |  |  | c_DK2 | 1123 | 0.0001385 |  |  |  |  | c_DK1_LargeDecentral | 1123 | 0.00015448
|  |  |  | c_DK2 | 1124 | 0.0001306 |  |  |  |  | c_DK1_LargeDecentral | 1124 | 0.00015631
|  |  |  | c_DK2 | 1125 | 0.00012195 |  |  |  |  | c_DK1_LargeDecentral | 1125 | 0.00015664
|  |  |  | c_DK2 | 1126 | 0.00011458 |  |  |  |  | c_DK1_LargeDecentral | 1126 | 0.00014498
|  |  |  | c_DK2 | 1127 | 0.00010749 |  |  |  |  | c_DK1_LargeDecentral | 1127 | 0.00011648
|  |  |  | c_DK2 | 1128 | 0.00010079 |  |  |  |  | c_DK1_LargeDecentral | 1128 | 8.5821e-05
|  |  |  | c_DK2 | 1129 | 9.1542e-05 |  |  |  |  | c_DK1_LargeDecentral | 1129 | 7.5322e-05
|  |  |  | c_DK2 | 1130 | 8.6921e-05 |  |  |  |  | c_DK1_LargeDecentral | 1130 | 8.5321e-05
|  |  |  | c_DK2 | 1131 | 8.5281e-05 |  |  |  |  | c_DK1_LargeDecentral | 1131 | 8.3154e-05
|  |  |  | c_DK2 | 1132 | 8.5057e-05 |  |  |  |  | c_DK1_LargeDecentral | 1132 | 9.7152e-05
|  |  |  | c_DK2 | 1133 | 8.5803e-05 |  |  |  |  | c_DK1_LargeDecentral | 1133 | 0.00012931
|  |  |  | c_DK2 | 1134 | 8.8486e-05 |  |  |  |  | c_DK1_LargeDecentral | 1134 | 0.00018381
|  |  |  | c_DK2 | 1135 | 9.3182e-05 |  |  |  |  | c_DK1_LargeDecentral | 1135 | 0.00019164
|  |  |  | c_DK2 | 1136 | 0.00010049 |  |  |  |  | c_DK1_LargeDecentral | 1136 | 0.00018947
|  |  |  | c_DK2 | 1137 | 0.00010906 |  |  |  |  | c_DK1_LargeDecentral | 1137 | 0.00016664
|  |  |  | c_DK2 | 1138 | 0.00011756 |  |  |  |  | c_DK1_LargeDecentral | 1138 | 0.00015814
|  |  |  | c_DK2 | 1139 | 0.0001233 |  |  |  |  | c_DK1_LargeDecentral | 1139 | 0.00014948
|  |  |  | c_DK2 | 1140 | 0.00012643 |  |  |  |  | c_DK1_LargeDecentral | 1140 | 0.00014381
|  |  |  | c_DK2 | 1141 | 0.00012509 |  |  |  |  | c_DK1_LargeDecentral | 1141 | 0.00014048
|  |  |  | c_DK2 | 1142 | 0.0001221 |  |  |  |  | c_DK1_LargeDecentral | 1142 | 0.00013215
|  |  |  | c_DK2 | 1143 | 0.00011979 |  |  |  |  | c_DK1_LargeDecentral | 1143 | 0.00013298
|  |  |  | c_DK2 | 1144 | 0.0001183 |  |  |  |  | c_DK1_LargeDecentral | 1144 | 0.00013065
|  |  |  | c_DK2 | 1145 | 0.00012352 |  |  |  |  | c_DK1_LargeDecentral | 1145 | 0.00013815
|  |  |  | c_DK2 | 1146 | 0.00013634 |  |  |  |  | c_DK1_LargeDecentral | 1146 | 0.00014798
|  |  |  | c_DK2 | 1147 | 0.00014245 |  |  |  |  | c_DK1_LargeDecentral | 1147 | 0.00015231
|  |  |  | c_DK2 | 1148 | 0.00013358 |  |  |  |  | c_DK1_LargeDecentral | 1148 | 0.00015598
|  |  |  | c_DK2 | 1149 | 0.00012352 |  |  |  |  | c_DK1_LargeDecentral | 1149 | 0.00015764
|  |  |  | c_DK2 | 1150 | 0.0001151 |  |  |  |  | c_DK1_LargeDecentral | 1150 | 0.00014631
|  |  |  | c_DK2 | 1151 | 0.00010623 |  |  |  |  | c_DK1_LargeDecentral | 1151 | 0.00011815
|  |  |  | c_DK2 | 1152 | 9.8549e-05 |  |  |  |  | c_DK1_LargeDecentral | 1152 | 8.8654e-05
|  |  |  | c_DK2 | 1153 | 9.4002e-05 |  |  |  |  | c_DK1_LargeDecentral | 1153 | 7.4489e-05
|  |  |  | c_DK2 | 1154 | 8.7741e-05 |  |  |  |  | c_DK1_LargeDecentral | 1154 | 8.1821e-05
|  |  |  | c_DK2 | 1155 | 8.3939e-05 |  |  |  |  | c_DK1_LargeDecentral | 1155 | 8.2155e-05
|  |  |  | c_DK2 | 1156 | 8.7666e-05 |  |  |  |  | c_DK1_LargeDecentral | 1156 | 9.032e-05
|  |  |  | c_DK2 | 1157 | 9.0648e-05 |  |  |  |  | c_DK1_LargeDecentral | 1157 | 0.00011982
|  |  |  | c_DK2 | 1158 | 9.9294e-05 |  |  |  |  | c_DK1_LargeDecentral | 1158 | 0.00017847
|  |  |  | c_DK2 | 1159 | 0.00011763 |  |  |  |  | c_DK1_LargeDecentral | 1159 | 0.00020814
|  |  |  | c_DK2 | 1160 | 0.00013507 |  |  |  |  | c_DK1_LargeDecentral | 1160 | 0.00020547
|  |  |  | c_DK2 | 1161 | 0.00014037 |  |  |  |  | c_DK1_LargeDecentral | 1161 | 0.00018281
|  |  |  | c_DK2 | 1162 | 0.00014439 |  |  |  |  | c_DK1_LargeDecentral | 1162 | 0.00017281
|  |  |  | c_DK2 | 1163 | 0.0001464 |  |  |  |  | c_DK1_LargeDecentral | 1163 | 0.00016281
|  |  |  | c_DK2 | 1164 | 0.00014335 |  |  |  |  | c_DK1_LargeDecentral | 1164 | 0.00015514
|  |  |  | c_DK2 | 1165 | 0.00014022 |  |  |  |  | c_DK1_LargeDecentral | 1165 | 0.00015131
|  |  |  | c_DK2 | 1166 | 0.00013843 |  |  |  |  | c_DK1_LargeDecentral | 1166 | 0.00014131
|  |  |  | c_DK2 | 1167 | 0.00013537 |  |  |  |  | c_DK1_LargeDecentral | 1167 | 0.00014031
|  |  |  | c_DK2 | 1168 | 0.00013403 |  |  |  |  | c_DK1_LargeDecentral | 1168 | 0.00013898
|  |  |  | c_DK2 | 1169 | 0.00013925 |  |  |  |  | c_DK1_LargeDecentral | 1169 | 0.00014498
|  |  |  | c_DK2 | 1170 | 0.00015155 |  |  |  |  | c_DK1_LargeDecentral | 1170 | 0.00015348
|  |  |  | c_DK2 | 1171 | 0.00015445 |  |  |  |  | c_DK1_LargeDecentral | 1171 | 0.00015748
|  |  |  | c_DK2 | 1172 | 0.00014387 |  |  |  |  | c_DK1_LargeDecentral | 1172 | 0.00016181
|  |  |  | c_DK2 | 1173 | 0.00013187 |  |  |  |  | c_DK1_LargeDecentral | 1173 | 0.00016264
|  |  |  | c_DK2 | 1174 | 0.00012203 |  |  |  |  | c_DK1_LargeDecentral | 1174 | 0.00014764
|  |  |  | c_DK2 | 1175 | 0.000111 |  |  |  |  | c_DK1_LargeDecentral | 1175 | 0.00011798
|  |  |  | c_DK2 | 1176 | 0.0001019 |  |  |  |  | c_DK1_LargeDecentral | 1176 | 8.7987e-05
|  |  |  | c_DK2 | 1177 | 9.6611e-05 |  |  |  |  | c_DK1_LargeDecentral | 1177 | 7.4489e-05
|  |  |  | c_DK2 | 1178 | 9.102e-05 |  |  |  |  | c_DK1_LargeDecentral | 1178 | 8.1155e-05
|  |  |  | c_DK2 | 1179 | 8.9679e-05 |  |  |  |  | c_DK1_LargeDecentral | 1179 | 8.1655e-05
|  |  |  | c_DK2 | 1180 | 9.3108e-05 |  |  |  |  | c_DK1_LargeDecentral | 1180 | 8.9487e-05
|  |  |  | c_DK2 | 1181 | 9.5567e-05 |  |  |  |  | c_DK1_LargeDecentral | 1181 | 0.00011982
|  |  |  | c_DK2 | 1182 | 0.00010339 |  |  |  |  | c_DK1_LargeDecentral | 1182 | 0.00017864
|  |  |  | c_DK2 | 1183 | 0.00012009 |  |  |  |  | c_DK1_LargeDecentral | 1183 | 0.00020947
|  |  |  | c_DK2 | 1184 | 0.00013738 |  |  |  |  | c_DK1_LargeDecentral | 1184 | 0.0002068
|  |  |  | c_DK2 | 1185 | 0.00014499 |  |  |  |  | c_DK1_LargeDecentral | 1185 | 0.00018681
|  |  |  | c_DK2 | 1186 | 0.00014752 |  |  |  |  | c_DK1_LargeDecentral | 1186 | 0.00017564
|  |  |  | c_DK2 | 1187 | 0.00014871 |  |  |  |  | c_DK1_LargeDecentral | 1187 | 0.00016498
|  |  |  | c_DK2 | 1188 | 0.00014804 |  |  |  |  | c_DK1_LargeDecentral | 1188 | 0.00015814
|  |  |  | c_DK2 | 1189 | 0.00014708 |  |  |  |  | c_DK1_LargeDecentral | 1189 | 0.00015331
|  |  |  | c_DK2 | 1190 | 0.00014603 |  |  |  |  | c_DK1_LargeDecentral | 1190 | 0.00014348
|  |  |  | c_DK2 | 1191 | 0.00014223 |  |  |  |  | c_DK1_LargeDecentral | 1191 | 0.00014215
|  |  |  | c_DK2 | 1192 | 0.00013888 |  |  |  |  | c_DK1_LargeDecentral | 1192 | 0.00014015
|  |  |  | c_DK2 | 1193 | 0.00014223 |  |  |  |  | c_DK1_LargeDecentral | 1193 | 0.00014465
|  |  |  | c_DK2 | 1194 | 0.00015408 |  |  |  |  | c_DK1_LargeDecentral | 1194 | 0.00015398
|  |  |  | c_DK2 | 1195 | 0.00015923 |  |  |  |  | c_DK1_LargeDecentral | 1195 | 0.00015648
|  |  |  | c_DK2 | 1196 | 0.00014849 |  |  |  |  | c_DK1_LargeDecentral | 1196 | 0.00016064
|  |  |  | c_DK2 | 1197 | 0.00013671 |  |  |  |  | c_DK1_LargeDecentral | 1197 | 0.00016114
|  |  |  | c_DK2 | 1198 | 0.00012568 |  |  |  |  | c_DK1_LargeDecentral | 1198 | 0.00014631
|  |  |  | c_DK2 | 1199 | 0.00011517 |  |  |  |  | c_DK1_LargeDecentral | 1199 | 0.00011632
|  |  |  | c_DK2 | 1200 | 0.00010682 |  |  |  |  | c_DK1_LargeDecentral | 1200 | 8.6987e-05
|  |  |  | c_DK2 | 1201 | 0.00010131 |  |  |  |  | c_DK1_LargeDecentral | 1201 | 7.4656e-05
|  |  |  | c_DK2 | 1202 | 9.6835e-05 |  |  |  |  | c_DK1_LargeDecentral | 1202 | 8.1321e-05
|  |  |  | c_DK2 | 1203 | 9.5046e-05 |  |  |  |  | c_DK1_LargeDecentral | 1203 | 8.1821e-05
|  |  |  | c_DK2 | 1204 | 9.5791e-05 |  |  |  |  | c_DK1_LargeDecentral | 1204 | 8.9987e-05
|  |  |  | c_DK2 | 1205 | 9.7655e-05 |  |  |  |  | c_DK1_LargeDecentral | 1205 | 0.00011998
|  |  |  | c_DK2 | 1206 | 0.00010652 |  |  |  |  | c_DK1_LargeDecentral | 1206 | 0.00017914
|  |  |  | c_DK2 | 1207 | 0.00012173 |  |  |  |  | c_DK1_LargeDecentral | 1207 | 0.00021014
|  |  |  | c_DK2 | 1208 | 0.00013955 |  |  |  |  | c_DK1_LargeDecentral | 1208 | 0.00020747
|  |  |  | c_DK2 | 1209 | 0.00014439 |  |  |  |  | c_DK1_LargeDecentral | 1209 | 0.00018764
|  |  |  | c_DK2 | 1210 | 0.00014402 |  |  |  |  | c_DK1_LargeDecentral | 1210 | 0.00017631
|  |  |  | c_DK2 | 1211 | 0.00014439 |  |  |  |  | c_DK1_LargeDecentral | 1211 | 0.00016581
|  |  |  | c_DK2 | 1212 | 0.00014335 |  |  |  |  | c_DK1_LargeDecentral | 1212 | 0.00015848
|  |  |  | c_DK2 | 1213 | 0.0001435 |  |  |  |  | c_DK1_LargeDecentral | 1213 | 0.00015398
|  |  |  | c_DK2 | 1214 | 0.00014238 |  |  |  |  | c_DK1_LargeDecentral | 1214 | 0.00014415
|  |  |  | c_DK2 | 1215 | 0.00014044 |  |  |  |  | c_DK1_LargeDecentral | 1215 | 0.00014265
|  |  |  | c_DK2 | 1216 | 0.00013768 |  |  |  |  | c_DK1_LargeDecentral | 1216 | 0.00014098
|  |  |  | c_DK2 | 1217 | 0.00013984 |  |  |  |  | c_DK1_LargeDecentral | 1217 | 0.00014548
|  |  |  | c_DK2 | 1218 | 0.00015103 |  |  |  |  | c_DK1_LargeDecentral | 1218 | 0.00015464
|  |  |  | c_DK2 | 1219 | 0.00015624 |  |  |  |  | c_DK1_LargeDecentral | 1219 | 0.00015714
|  |  |  | c_DK2 | 1220 | 0.0001473 |  |  |  |  | c_DK1_LargeDecentral | 1220 | 0.00016148
|  |  |  | c_DK2 | 1221 | 0.0001382 |  |  |  |  | c_DK1_LargeDecentral | 1221 | 0.00016164
|  |  |  | c_DK2 | 1222 | 0.00012941 |  |  |  |  | c_DK1_LargeDecentral | 1222 | 0.00014698
|  |  |  | c_DK2 | 1223 | 0.0001192 |  |  |  |  | c_DK1_LargeDecentral | 1223 | 0.00011682
|  |  |  | c_DK2 | 1224 | 0.0001098 |  |  |  |  | c_DK1_LargeDecentral | 1224 | 8.7154e-05
|  |  |  | c_DK2 | 1225 | 9.7878e-05 |  |  |  |  | c_DK1_LargeDecentral | 1225 | 7.4156e-05
|  |  |  | c_DK2 | 1226 | 9.2735e-05 |  |  |  |  | c_DK1_LargeDecentral | 1226 | 8.0988e-05
|  |  |  | c_DK2 | 1227 | 9.1989e-05 |  |  |  |  | c_DK1_LargeDecentral | 1227 | 8.1155e-05
|  |  |  | c_DK2 | 1228 | 9.5493e-05 |  |  |  |  | c_DK1_LargeDecentral | 1228 | 8.9154e-05
|  |  |  | c_DK2 | 1229 | 9.7431e-05 |  |  |  |  | c_DK1_LargeDecentral | 1229 | 0.00011898
|  |  |  | c_DK2 | 1230 | 0.00010362 |  |  |  |  | c_DK1_LargeDecentral | 1230 | 0.00017781
|  |  |  | c_DK2 | 1231 | 0.0001183 |  |  |  |  | c_DK1_LargeDecentral | 1231 | 0.00020847
|  |  |  | c_DK2 | 1232 | 0.00013947 |  |  |  |  | c_DK1_LargeDecentral | 1232 | 0.0002058
|  |  |  | c_DK2 | 1233 | 0.00014857 |  |  |  |  | c_DK1_LargeDecentral | 1233 | 0.00018581
|  |  |  | c_DK2 | 1234 | 0.00014946 |  |  |  |  | c_DK1_LargeDecentral | 1234 | 0.00017497
|  |  |  | c_DK2 | 1235 | 0.00015199 |  |  |  |  | c_DK1_LargeDecentral | 1235 | 0.00016431
|  |  |  | c_DK2 | 1236 | 0.00015065 |  |  |  |  | c_DK1_LargeDecentral | 1236 | 0.00015748
|  |  |  | c_DK2 | 1237 | 0.00014886 |  |  |  |  | c_DK1_LargeDecentral | 1237 | 0.00015264
|  |  |  | c_DK2 | 1238 | 0.00014648 |  |  |  |  | c_DK1_LargeDecentral | 1238 | 0.00014298
|  |  |  | c_DK2 | 1239 | 0.00014521 |  |  |  |  | c_DK1_LargeDecentral | 1239 | 0.00014148
|  |  |  | c_DK2 | 1240 | 0.0001435 |  |  |  |  | c_DK1_LargeDecentral | 1240 | 0.00013965
|  |  |  | c_DK2 | 1241 | 0.00014603 |  |  |  |  | c_DK1_LargeDecentral | 1241 | 0.00014415
|  |  |  | c_DK2 | 1242 | 0.00015654 |  |  |  |  | c_DK1_LargeDecentral | 1242 | 0.00015298
|  |  |  | c_DK2 | 1243 | 0.00016139 |  |  |  |  | c_DK1_LargeDecentral | 1243 | 0.00015548
|  |  |  | c_DK2 | 1244 | 0.00015103 |  |  |  |  | c_DK1_LargeDecentral | 1244 | 0.00015998
|  |  |  | c_DK2 | 1245 | 0.00014037 |  |  |  |  | c_DK1_LargeDecentral | 1245 | 0.00016014
|  |  |  | c_DK2 | 1246 | 0.00013045 |  |  |  |  | c_DK1_LargeDecentral | 1246 | 0.00014548
|  |  |  | c_DK2 | 1247 | 0.00012024 |  |  |  |  | c_DK1_LargeDecentral | 1247 | 0.00011565
|  |  |  | c_DK2 | 1248 | 0.00011159 |  |  |  |  | c_DK1_LargeDecentral | 1248 | 8.6654e-05
|  |  |  | c_DK2 | 1249 | 0.00010026 |  |  |  |  | c_DK1_LargeDecentral | 1249 | 8.8987e-05
|  |  |  | c_DK2 | 1250 | 9.5046e-05 |  |  |  |  | c_DK1_LargeDecentral | 1250 | 9.4486e-05
|  |  |  | c_DK2 | 1251 | 9.4673e-05 |  |  |  |  | c_DK1_LargeDecentral | 1251 | 9.5986e-05
|  |  |  | c_DK2 | 1252 | 9.8624e-05 |  |  |  |  | c_DK1_LargeDecentral | 1252 | 0.00010182
|  |  |  | c_DK2 | 1253 | 0.00010131 |  |  |  |  | c_DK1_LargeDecentral | 1253 | 0.00012715
|  |  |  | c_DK2 | 1254 | 0.00010891 |  |  |  |  | c_DK1_LargeDecentral | 1254 | 0.00018997
|  |  |  | c_DK2 | 1255 | 0.00012412 |  |  |  |  | c_DK1_LargeDecentral | 1255 | 0.00022247
|  |  |  | c_DK2 | 1256 | 0.00014454 |  |  |  |  | c_DK1_LargeDecentral | 1256 | 0.0002213
|  |  |  | c_DK2 | 1257 | 0.00015125 |  |  |  |  | c_DK1_LargeDecentral | 1257 | 0.00020197
|  |  |  | c_DK2 | 1258 | 0.00015252 |  |  |  |  | c_DK1_LargeDecentral | 1258 | 0.00019464
|  |  |  | c_DK2 | 1259 | 0.00015326 |  |  |  |  | c_DK1_LargeDecentral | 1259 | 0.00018464
|  |  |  | c_DK2 | 1260 | 0.00014819 |  |  |  |  | c_DK1_LargeDecentral | 1260 | 0.00017731
|  |  |  | c_DK2 | 1261 | 0.00014417 |  |  |  |  | c_DK1_LargeDecentral | 1261 | 0.00017197
|  |  |  | c_DK2 | 1262 | 0.00014066 |  |  |  |  | c_DK1_LargeDecentral | 1262 | 0.00016331
|  |  |  | c_DK2 | 1263 | 0.00013686 |  |  |  |  | c_DK1_LargeDecentral | 1263 | 0.00016114
|  |  |  | c_DK2 | 1264 | 0.00013433 |  |  |  |  | c_DK1_LargeDecentral | 1264 | 0.00015914
|  |  |  | c_DK2 | 1265 | 0.00013694 |  |  |  |  | c_DK1_LargeDecentral | 1265 | 0.00016414
|  |  |  | c_DK2 | 1266 | 0.00014767 |  |  |  |  | c_DK1_LargeDecentral | 1266 | 0.00017197
|  |  |  | c_DK2 | 1267 | 0.0001558 |  |  |  |  | c_DK1_LargeDecentral | 1267 | 0.00017364
|  |  |  | c_DK2 | 1268 | 0.00014588 |  |  |  |  | c_DK1_LargeDecentral | 1268 | 0.00017631
|  |  |  | c_DK2 | 1269 | 0.0001347 |  |  |  |  | c_DK1_LargeDecentral | 1269 | 0.00017497
|  |  |  | c_DK2 | 1270 | 0.00012635 |  |  |  |  | c_DK1_LargeDecentral | 1270 | 0.00015998
|  |  |  | c_DK2 | 1271 | 0.00011815 |  |  |  |  | c_DK1_LargeDecentral | 1271 | 0.00012965
|  |  |  | c_DK2 | 1272 | 0.00011025 |  |  |  |  | c_DK1_LargeDecentral | 1272 | 9.9319e-05
|  |  |  | c_DK2 | 1273 | 0.0001022 |  |  |  |  | c_DK1_LargeDecentral | 1273 | 9.4819e-05
|  |  |  | c_DK2 | 1274 | 9.7505e-05 |  |  |  |  | c_DK1_LargeDecentral | 1274 | 9.6486e-05
|  |  |  | c_DK2 | 1275 | 9.5642e-05 |  |  |  |  | c_DK1_LargeDecentral | 1275 | 9.5986e-05
|  |  |  | c_DK2 | 1276 | 9.5866e-05 |  |  |  |  | c_DK1_LargeDecentral | 1276 | 0.00010465
|  |  |  | c_DK2 | 1277 | 9.6536e-05 |  |  |  |  | c_DK1_LargeDecentral | 1277 | 0.00012998
|  |  |  | c_DK2 | 1278 | 9.8698e-05 |  |  |  |  | c_DK1_LargeDecentral | 1278 | 0.00018897
|  |  |  | c_DK2 | 1279 | 0.00010392 |  |  |  |  | c_DK1_LargeDecentral | 1279 | 0.00022713
|  |  |  | c_DK2 | 1280 | 0.00011115 |  |  |  |  | c_DK1_LargeDecentral | 1280 | 0.00022213
|  |  |  | c_DK2 | 1281 | 0.00012099 |  |  |  |  | c_DK1_LargeDecentral | 1281 | 0.0002023
|  |  |  | c_DK2 | 1282 | 0.00012896 |  |  |  |  | c_DK1_LargeDecentral | 1282 | 0.0001933
|  |  |  | c_DK2 | 1283 | 0.00013381 |  |  |  |  | c_DK1_LargeDecentral | 1283 | 0.00018697
|  |  |  | c_DK2 | 1284 | 0.00013463 |  |  |  |  | c_DK1_LargeDecentral | 1284 | 0.00017747
|  |  |  | c_DK2 | 1285 | 0.00013269 |  |  |  |  | c_DK1_LargeDecentral | 1285 | 0.00017164
|  |  |  | c_DK2 | 1286 | 0.00013053 |  |  |  |  | c_DK1_LargeDecentral | 1286 | 0.00016181
|  |  |  | c_DK2 | 1287 | 0.00012844 |  |  |  |  | c_DK1_LargeDecentral | 1287 | 0.00016581
|  |  |  | c_DK2 | 1288 | 0.00012359 |  |  |  |  | c_DK1_LargeDecentral | 1288 | 0.00016298
|  |  |  | c_DK2 | 1289 | 0.00012576 |  |  |  |  | c_DK1_LargeDecentral | 1289 | 0.00016864
|  |  |  | c_DK2 | 1290 | 0.00013701 |  |  |  |  | c_DK1_LargeDecentral | 1290 | 0.00017464
|  |  |  | c_DK2 | 1291 | 0.00014581 |  |  |  |  | c_DK1_LargeDecentral | 1291 | 0.00017681
|  |  |  | c_DK2 | 1292 | 0.00013567 |  |  |  |  | c_DK1_LargeDecentral | 1292 | 0.00017681
|  |  |  | c_DK2 | 1293 | 0.00012643 |  |  |  |  | c_DK1_LargeDecentral | 1293 | 0.00017481
|  |  |  | c_DK2 | 1294 | 0.00011935 |  |  |  |  | c_DK1_LargeDecentral | 1294 | 0.00016348
|  |  |  | c_DK2 | 1295 | 0.00011264 |  |  |  |  | c_DK1_LargeDecentral | 1295 | 0.00013248
|  |  |  | c_DK2 | 1296 | 0.00010615 |  |  |  |  | c_DK1_LargeDecentral | 1296 | 0.00010198
|  |  |  | c_DK2 | 1297 | 9.9742e-05 |  |  |  |  | c_DK1_LargeDecentral | 1297 | 9.0487e-05
|  |  |  | c_DK2 | 1298 | 9.4077e-05 |  |  |  |  | c_DK1_LargeDecentral | 1298 | 9.6652e-05
|  |  |  | c_DK2 | 1299 | 9.2884e-05 |  |  |  |  | c_DK1_LargeDecentral | 1299 | 9.7652e-05
|  |  |  | c_DK2 | 1300 | 9.2288e-05 |  |  |  |  | c_DK1_LargeDecentral | 1300 | 0.00011098
|  |  |  | c_DK2 | 1301 | 9.2437e-05 |  |  |  |  | c_DK1_LargeDecentral | 1301 | 0.00014198
|  |  |  | c_DK2 | 1302 | 9.4375e-05 |  |  |  |  | c_DK1_LargeDecentral | 1302 | 0.00019864
|  |  |  | c_DK2 | 1303 | 9.9294e-05 |  |  |  |  | c_DK1_LargeDecentral | 1303 | 0.00020814
|  |  |  | c_DK2 | 1304 | 0.0001057 |  |  |  |  | c_DK1_LargeDecentral | 1304 | 0.00020547
|  |  |  | c_DK2 | 1305 | 0.00011428 |  |  |  |  | c_DK1_LargeDecentral | 1305 | 0.00018631
|  |  |  | c_DK2 | 1306 | 0.00012143 |  |  |  |  | c_DK1_LargeDecentral | 1306 | 0.00017881
|  |  |  | c_DK2 | 1307 | 0.00012605 |  |  |  |  | c_DK1_LargeDecentral | 1307 | 0.00017114
|  |  |  | c_DK2 | 1308 | 0.00012762 |  |  |  |  | c_DK1_LargeDecentral | 1308 | 0.00016581
|  |  |  | c_DK2 | 1309 | 0.00012643 |  |  |  |  | c_DK1_LargeDecentral | 1309 | 0.00016181
|  |  |  | c_DK2 | 1310 | 0.00012479 |  |  |  |  | c_DK1_LargeDecentral | 1310 | 0.00015448
|  |  |  | c_DK2 | 1311 | 0.00012233 |  |  |  |  | c_DK1_LargeDecentral | 1311 | 0.00015514
|  |  |  | c_DK2 | 1312 | 0.00011517 |  |  |  |  | c_DK1_LargeDecentral | 1312 | 0.00015431
|  |  |  | c_DK2 | 1313 | 0.00012136 |  |  |  |  | c_DK1_LargeDecentral | 1313 | 0.00015898
|  |  |  | c_DK2 | 1314 | 0.0001353 |  |  |  |  | c_DK1_LargeDecentral | 1314 | 0.00016881
|  |  |  | c_DK2 | 1315 | 0.00014089 |  |  |  |  | c_DK1_LargeDecentral | 1315 | 0.00017231
|  |  |  | c_DK2 | 1316 | 0.00013261 |  |  |  |  | c_DK1_LargeDecentral | 1316 | 0.00017347
|  |  |  | c_DK2 | 1317 | 0.00012359 |  |  |  |  | c_DK1_LargeDecentral | 1317 | 0.00017281
|  |  |  | c_DK2 | 1318 | 0.00011771 |  |  |  |  | c_DK1_LargeDecentral | 1318 | 0.00016148
|  |  |  | c_DK2 | 1319 | 0.00010846 |  |  |  |  | c_DK1_LargeDecentral | 1319 | 0.00013031
|  |  |  | c_DK2 | 1320 | 0.00010153 |  |  |  |  | c_DK1_LargeDecentral | 1320 | 0.00010332
|  |  |  | c_DK2 | 1321 | 9.3927e-05 |  |  |  |  | c_DK1_LargeDecentral | 1321 | 8.7487e-05
|  |  |  | c_DK2 | 1322 | 8.9008e-05 |  |  |  |  | c_DK1_LargeDecentral | 1322 | 9.332e-05
|  |  |  | c_DK2 | 1323 | 8.8039e-05 |  |  |  |  | c_DK1_LargeDecentral | 1323 | 9.4819e-05
|  |  |  | c_DK2 | 1324 | 8.8933e-05 |  |  |  |  | c_DK1_LargeDecentral | 1324 | 0.00010198
|  |  |  | c_DK2 | 1325 | 9.2213e-05 |  |  |  |  | c_DK1_LargeDecentral | 1325 | 0.00012831
|  |  |  | c_DK2 | 1326 | 0.00010138 |  |  |  |  | c_DK1_LargeDecentral | 1326 | 0.00019147
|  |  |  | c_DK2 | 1327 | 0.00011905 |  |  |  |  | c_DK1_LargeDecentral | 1327 | 0.00022147
|  |  |  | c_DK2 | 1328 | 0.00013627 |  |  |  |  | c_DK1_LargeDecentral | 1328 | 0.00021763
|  |  |  | c_DK2 | 1329 | 0.0001432 |  |  |  |  | c_DK1_LargeDecentral | 1329 | 0.00019664
|  |  |  | c_DK2 | 1330 | 0.00014648 |  |  |  |  | c_DK1_LargeDecentral | 1330 | 0.00018964
|  |  |  | c_DK2 | 1331 | 0.00014678 |  |  |  |  | c_DK1_LargeDecentral | 1331 | 0.00018081
|  |  |  | c_DK2 | 1332 | 0.00014402 |  |  |  |  | c_DK1_LargeDecentral | 1332 | 0.00017347
|  |  |  | c_DK2 | 1333 | 0.00014119 |  |  |  |  | c_DK1_LargeDecentral | 1333 | 0.00016848
|  |  |  | c_DK2 | 1334 | 0.00013977 |  |  |  |  | c_DK1_LargeDecentral | 1334 | 0.00015981
|  |  |  | c_DK2 | 1335 | 0.00013686 |  |  |  |  | c_DK1_LargeDecentral | 1335 | 0.00015898
|  |  |  | c_DK2 | 1336 | 0.00013343 |  |  |  |  | c_DK1_LargeDecentral | 1336 | 0.00015748
|  |  |  | c_DK2 | 1337 | 0.00013649 |  |  |  |  | c_DK1_LargeDecentral | 1337 | 0.00016248
|  |  |  | c_DK2 | 1338 | 0.00014611 |  |  |  |  | c_DK1_LargeDecentral | 1338 | 0.00017064
|  |  |  | c_DK2 | 1339 | 0.00015177 |  |  |  |  | c_DK1_LargeDecentral | 1339 | 0.00017214
|  |  |  | c_DK2 | 1340 | 0.00014245 |  |  |  |  | c_DK1_LargeDecentral | 1340 | 0.00017447
|  |  |  | c_DK2 | 1341 | 0.00013217 |  |  |  |  | c_DK1_LargeDecentral | 1341 | 0.00017314
|  |  |  | c_DK2 | 1342 | 0.00012225 |  |  |  |  | c_DK1_LargeDecentral | 1342 | 0.00015831
|  |  |  | c_DK2 | 1343 | 0.00011279 |  |  |  |  | c_DK1_LargeDecentral | 1343 | 0.00012865
|  |  |  | c_DK2 | 1344 | 0.00010429 |  |  |  |  | c_DK1_LargeDecentral | 1344 | 9.9152e-05
|  |  |  | c_DK2 | 1345 | 9.6313e-05 |  |  |  |  | c_DK1_LargeDecentral | 1345 | 7.7322e-05
|  |  |  | c_DK2 | 1346 | 9.102e-05 |  |  |  |  | c_DK1_LargeDecentral | 1346 | 8.4154e-05
|  |  |  | c_DK2 | 1347 | 8.8561e-05 |  |  |  |  | c_DK1_LargeDecentral | 1347 | 8.4821e-05
|  |  |  | c_DK2 | 1348 | 8.9753e-05 |  |  |  |  | c_DK1_LargeDecentral | 1348 | 9.282e-05
|  |  |  | c_DK2 | 1349 | 9.266e-05 |  |  |  |  | c_DK1_LargeDecentral | 1349 | 0.00012282
|  |  |  | c_DK2 | 1350 | 0.00010183 |  |  |  |  | c_DK1_LargeDecentral | 1350 | 0.00018281
|  |  |  | c_DK2 | 1351 | 0.00011845 |  |  |  |  | c_DK1_LargeDecentral | 1351 | 0.00021397
|  |  |  | c_DK2 | 1352 | 0.00013738 |  |  |  |  | c_DK1_LargeDecentral | 1352 | 0.00021114
|  |  |  | c_DK2 | 1353 | 0.00014372 |  |  |  |  | c_DK1_LargeDecentral | 1353 | 0.00019131
|  |  |  | c_DK2 | 1354 | 0.00014462 |  |  |  |  | c_DK1_LargeDecentral | 1354 | 0.00018064
|  |  |  | c_DK2 | 1355 | 0.00014588 |  |  |  |  | c_DK1_LargeDecentral | 1355 | 0.00016981
|  |  |  | c_DK2 | 1356 | 0.00014432 |  |  |  |  | c_DK1_LargeDecentral | 1356 | 0.00016281
|  |  |  | c_DK2 | 1357 | 0.00014044 |  |  |  |  | c_DK1_LargeDecentral | 1357 | 0.00015798
|  |  |  | c_DK2 | 1358 | 0.00013835 |  |  |  |  | c_DK1_LargeDecentral | 1358 | 0.00014798
|  |  |  | c_DK2 | 1359 | 0.00013589 |  |  |  |  | c_DK1_LargeDecentral | 1359 | 0.00014681
|  |  |  | c_DK2 | 1360 | 0.00013247 |  |  |  |  | c_DK1_LargeDecentral | 1360 | 0.00014498
|  |  |  | c_DK2 | 1361 | 0.00013582 |  |  |  |  | c_DK1_LargeDecentral | 1361 | 0.00014948
|  |  |  | c_DK2 | 1362 | 0.0001464 |  |  |  |  | c_DK1_LargeDecentral | 1362 | 0.00015848
|  |  |  | c_DK2 | 1363 | 0.00015006 |  |  |  |  | c_DK1_LargeDecentral | 1363 | 0.00016064
|  |  |  | c_DK2 | 1364 | 0.00014081 |  |  |  |  | c_DK1_LargeDecentral | 1364 | 0.00016481
|  |  |  | c_DK2 | 1365 | 0.00012993 |  |  |  |  | c_DK1_LargeDecentral | 1365 | 0.00016481
|  |  |  | c_DK2 | 1366 | 0.00012113 |  |  |  |  | c_DK1_LargeDecentral | 1366 | 0.00014964
|  |  |  | c_DK2 | 1367 | 0.00011226 |  |  |  |  | c_DK1_LargeDecentral | 1367 | 0.00011948
|  |  |  | c_DK2 | 1368 | 0.00010377 |  |  |  |  | c_DK1_LargeDecentral | 1368 | 8.9987e-05
|  |  |  | c_DK2 | 1369 | 9.4375e-05 |  |  |  |  | c_DK1_LargeDecentral | 1369 | 7.3156e-05
|  |  |  | c_DK2 | 1370 | 9.102e-05 |  |  |  |  | c_DK1_LargeDecentral | 1370 | 7.9988e-05
|  |  |  | c_DK2 | 1371 | 9.1095e-05 |  |  |  |  | c_DK1_LargeDecentral | 1371 | 8.0322e-05
|  |  |  | c_DK2 | 1372 | 9.2958e-05 |  |  |  |  | c_DK1_LargeDecentral | 1372 | 8.832e-05
|  |  |  | c_DK2 | 1373 | 9.5642e-05 |  |  |  |  | c_DK1_LargeDecentral | 1373 | 0.00011815
|  |  |  | c_DK2 | 1374 | 0.00010287 |  |  |  |  | c_DK1_LargeDecentral | 1374 | 0.00017647
|  |  |  | c_DK2 | 1375 | 0.00011994 |  |  |  |  | c_DK1_LargeDecentral | 1375 | 0.00020697
|  |  |  | c_DK2 | 1376 | 0.00013634 |  |  |  |  | c_DK1_LargeDecentral | 1376 | 0.0002043
|  |  |  | c_DK2 | 1377 | 0.00014268 |  |  |  |  | c_DK1_LargeDecentral | 1377 | 0.00018447
|  |  |  | c_DK2 | 1378 | 0.00014387 |  |  |  |  | c_DK1_LargeDecentral | 1378 | 0.00017347
|  |  |  | c_DK2 | 1379 | 0.00014544 |  |  |  |  | c_DK1_LargeDecentral | 1379 | 0.00016298
|  |  |  | c_DK2 | 1380 | 0.00014007 |  |  |  |  | c_DK1_LargeDecentral | 1380 | 0.00015581
|  |  |  | c_DK2 | 1381 | 0.00013589 |  |  |  |  | c_DK1_LargeDecentral | 1381 | 0.00015148
|  |  |  | c_DK2 | 1382 | 0.0001347 |  |  |  |  | c_DK1_LargeDecentral | 1382 | 0.00014148
|  |  |  | c_DK2 | 1383 | 0.00013239 |  |  |  |  | c_DK1_LargeDecentral | 1383 | 0.00014031
|  |  |  | c_DK2 | 1384 | 0.00013015 |  |  |  |  | c_DK1_LargeDecentral | 1384 | 0.00013865
|  |  |  | c_DK2 | 1385 | 0.00013105 |  |  |  |  | c_DK1_LargeDecentral | 1385 | 0.00014265
|  |  |  | c_DK2 | 1386 | 0.00014104 |  |  |  |  | c_DK1_LargeDecentral | 1386 | 0.00015181
|  |  |  | c_DK2 | 1387 | 0.00014715 |  |  |  |  | c_DK1_LargeDecentral | 1387 | 0.00015448
|  |  |  | c_DK2 | 1388 | 0.00013843 |  |  |  |  | c_DK1_LargeDecentral | 1388 | 0.00015898
|  |  |  | c_DK2 | 1389 | 0.00012747 |  |  |  |  | c_DK1_LargeDecentral | 1389 | 0.00015914
|  |  |  | c_DK2 | 1390 | 0.00011718 |  |  |  |  | c_DK1_LargeDecentral | 1390 | 0.00014448
|  |  |  | c_DK2 | 1391 | 0.00010682 |  |  |  |  | c_DK1_LargeDecentral | 1391 | 0.00011482
|  |  |  | c_DK2 | 1392 | 9.84e-05 |  |  |  |  | c_DK1_LargeDecentral | 1392 | 8.5654e-05
|  |  |  | c_DK2 | 1393 | 9.2288e-05 |  |  |  |  | c_DK1_LargeDecentral | 1393 | 7.5989e-05
|  |  |  | c_DK2 | 1394 | 8.6921e-05 |  |  |  |  | c_DK1_LargeDecentral | 1394 | 8.2821e-05
|  |  |  | c_DK2 | 1395 | 8.4312e-05 |  |  |  |  | c_DK1_LargeDecentral | 1395 | 8.3154e-05
|  |  |  | c_DK2 | 1396 | 8.5206e-05 |  |  |  |  | c_DK1_LargeDecentral | 1396 | 9.132e-05
|  |  |  | c_DK2 | 1397 | 8.789e-05 |  |  |  |  | c_DK1_LargeDecentral | 1397 | 0.00012165
|  |  |  | c_DK2 | 1398 | 9.5716e-05 |  |  |  |  | c_DK1_LargeDecentral | 1398 | 0.00018164
|  |  |  | c_DK2 | 1399 | 0.0001145 |  |  |  |  | c_DK1_LargeDecentral | 1399 | 0.00021297
|  |  |  | c_DK2 | 1400 | 0.00013455 |  |  |  |  | c_DK1_LargeDecentral | 1400 | 0.0002103
|  |  |  | c_DK2 | 1401 | 0.00014096 |  |  |  |  | c_DK1_LargeDecentral | 1401 | 0.00019014
|  |  |  | c_DK2 | 1402 | 0.0001435 |  |  |  |  | c_DK1_LargeDecentral | 1402 | 0.00017881
|  |  |  | c_DK2 | 1403 | 0.00014387 |  |  |  |  | c_DK1_LargeDecentral | 1403 | 0.00016798
|  |  |  | c_DK2 | 1404 | 0.00014007 |  |  |  |  | c_DK1_LargeDecentral | 1404 | 0.00016064
|  |  |  | c_DK2 | 1405 | 0.00013895 |  |  |  |  | c_DK1_LargeDecentral | 1405 | 0.00015598
|  |  |  | c_DK2 | 1406 | 0.00013589 |  |  |  |  | c_DK1_LargeDecentral | 1406 | 0.00014598
|  |  |  | c_DK2 | 1407 | 0.0001341 |  |  |  |  | c_DK1_LargeDecentral | 1407 | 0.00014465
|  |  |  | c_DK2 | 1408 | 0.00013232 |  |  |  |  | c_DK1_LargeDecentral | 1408 | 0.00014281
|  |  |  | c_DK2 | 1409 | 0.00013418 |  |  |  |  | c_DK1_LargeDecentral | 1409 | 0.00014748
|  |  |  | c_DK2 | 1410 | 0.00014484 |  |  |  |  | c_DK1_LargeDecentral | 1410 | 0.00015681
|  |  |  | c_DK2 | 1411 | 0.00015162 |  |  |  |  | c_DK1_LargeDecentral | 1411 | 0.00015931
|  |  |  | c_DK2 | 1412 | 0.00014253 |  |  |  |  | c_DK1_LargeDecentral | 1412 | 0.00016364
|  |  |  | c_DK2 | 1413 | 0.00013083 |  |  |  |  | c_DK1_LargeDecentral | 1413 | 0.00016381
|  |  |  | c_DK2 | 1414 | 0.00011972 |  |  |  |  | c_DK1_LargeDecentral | 1414 | 0.00014881
|  |  |  | c_DK2 | 1415 | 0.00010928 |  |  |  |  | c_DK1_LargeDecentral | 1415 | 0.00011848
|  |  |  | c_DK2 | 1416 | 0.00010131 |  |  |  |  | c_DK1_LargeDecentral | 1416 | 8.8654e-05
|  |  |  | c_DK2 | 1417 | 9.6015e-05 |  |  |  |  | c_DK1_LargeDecentral | 1417 | 8.8487e-05
|  |  |  | c_DK2 | 1418 | 9.0946e-05 |  |  |  |  | c_DK1_LargeDecentral | 1418 | 9.4153e-05
|  |  |  | c_DK2 | 1419 | 8.8635e-05 |  |  |  |  | c_DK1_LargeDecentral | 1419 | 9.5486e-05
|  |  |  | c_DK2 | 1420 | 9.3257e-05 |  |  |  |  | c_DK1_LargeDecentral | 1420 | 0.00010132
|  |  |  | c_DK2 | 1421 | 9.7953e-05 |  |  |  |  | c_DK1_LargeDecentral | 1421 | 0.00012715
|  |  |  | c_DK2 | 1422 | 0.000106 |  |  |  |  | c_DK1_LargeDecentral | 1422 | 0.00018947
|  |  |  | c_DK2 | 1423 | 0.0001221 |  |  |  |  | c_DK1_LargeDecentral | 1423 | 0.00022197
|  |  |  | c_DK2 | 1424 | 0.00013895 |  |  |  |  | c_DK1_LargeDecentral | 1424 | 0.0002208
|  |  |  | c_DK2 | 1425 | 0.00014566 |  |  |  |  | c_DK1_LargeDecentral | 1425 | 0.00020164
|  |  |  | c_DK2 | 1426 | 0.0001473 |  |  |  |  | c_DK1_LargeDecentral | 1426 | 0.00019414
|  |  |  | c_DK2 | 1427 | 0.0001467 |  |  |  |  | c_DK1_LargeDecentral | 1427 | 0.00018414
|  |  |  | c_DK2 | 1428 | 0.00014387 |  |  |  |  | c_DK1_LargeDecentral | 1428 | 0.00017681
|  |  |  | c_DK2 | 1429 | 0.00014022 |  |  |  |  | c_DK1_LargeDecentral | 1429 | 0.00017164
|  |  |  | c_DK2 | 1430 | 0.00013656 |  |  |  |  | c_DK1_LargeDecentral | 1430 | 0.00016264
|  |  |  | c_DK2 | 1431 | 0.00013343 |  |  |  |  | c_DK1_LargeDecentral | 1431 | 0.00016064
|  |  |  | c_DK2 | 1432 | 0.0001306 |  |  |  |  | c_DK1_LargeDecentral | 1432 | 0.00015864
|  |  |  | c_DK2 | 1433 | 0.00013247 |  |  |  |  | c_DK1_LargeDecentral | 1433 | 0.00016348
|  |  |  | c_DK2 | 1434 | 0.00014074 |  |  |  |  | c_DK1_LargeDecentral | 1434 | 0.00017164
|  |  |  | c_DK2 | 1435 | 0.00014812 |  |  |  |  | c_DK1_LargeDecentral | 1435 | 0.00017314
|  |  |  | c_DK2 | 1436 | 0.00013992 |  |  |  |  | c_DK1_LargeDecentral | 1436 | 0.00017597
|  |  |  | c_DK2 | 1437 | 0.00012889 |  |  |  |  | c_DK1_LargeDecentral | 1437 | 0.00017431
|  |  |  | c_DK2 | 1438 | 0.00011964 |  |  |  |  | c_DK1_LargeDecentral | 1438 | 0.00015981
|  |  |  | c_DK2 | 1439 | 0.00011167 |  |  |  |  | c_DK1_LargeDecentral | 1439 | 0.00012915
|  |  |  | c_DK2 | 1440 | 0.00010466 |  |  |  |  | c_DK1_LargeDecentral | 1440 | 9.8985e-05
|  |  |  | c_DK2 | 1441 | 0.00010198 |  |  |  |  | c_DK1_LargeDecentral | 1441 | 9.3986e-05
|  |  |  | c_DK2 | 1442 | 9.676e-05 |  |  |  |  | c_DK1_LargeDecentral | 1442 | 9.5819e-05
|  |  |  | c_DK2 | 1443 | 9.3853e-05 |  |  |  |  | c_DK1_LargeDecentral | 1443 | 9.5319e-05
|  |  |  | c_DK2 | 1444 | 9.2884e-05 |  |  |  |  | c_DK1_LargeDecentral | 1444 | 0.00010382
|  |  |  | c_DK2 | 1445 | 9.3331e-05 |  |  |  |  | c_DK1_LargeDecentral | 1445 | 0.00012898
|  |  |  | c_DK2 | 1446 | 9.5269e-05 |  |  |  |  | c_DK1_LargeDecentral | 1446 | 0.00018764
|  |  |  | c_DK2 | 1447 | 0.00010086 |  |  |  |  | c_DK1_LargeDecentral | 1447 | 0.00022563
|  |  |  | c_DK2 | 1448 | 0.00010913 |  |  |  |  | c_DK1_LargeDecentral | 1448 | 0.0002208
|  |  |  | c_DK2 | 1449 | 0.00012031 |  |  |  |  | c_DK1_LargeDecentral | 1449 | 0.00020097
|  |  |  | c_DK2 | 1450 | 0.00012889 |  |  |  |  | c_DK1_LargeDecentral | 1450 | 0.00019197
|  |  |  | c_DK2 | 1451 | 0.00013329 |  |  |  |  | c_DK1_LargeDecentral | 1451 | 0.00018581
|  |  |  | c_DK2 | 1452 | 0.00013179 |  |  |  |  | c_DK1_LargeDecentral | 1452 | 0.00017647
|  |  |  | c_DK2 | 1453 | 0.00013023 |  |  |  |  | c_DK1_LargeDecentral | 1453 | 0.00017047
|  |  |  | c_DK2 | 1454 | 0.00012777 |  |  |  |  | c_DK1_LargeDecentral | 1454 | 0.00016081
|  |  |  | c_DK2 | 1455 | 0.00012516 |  |  |  |  | c_DK1_LargeDecentral | 1455 | 0.00016448
|  |  |  | c_DK2 | 1456 | 0.00012382 |  |  |  |  | c_DK1_LargeDecentral | 1456 | 0.00016198
|  |  |  | c_DK2 | 1457 | 0.00012717 |  |  |  |  | c_DK1_LargeDecentral | 1457 | 0.00016764
|  |  |  | c_DK2 | 1458 | 0.00013656 |  |  |  |  | c_DK1_LargeDecentral | 1458 | 0.00017331
|  |  |  | c_DK2 | 1459 | 0.00014409 |  |  |  |  | c_DK1_LargeDecentral | 1459 | 0.00017564
|  |  |  | c_DK2 | 1460 | 0.00013589 |  |  |  |  | c_DK1_LargeDecentral | 1460 | 0.00017564
|  |  |  | c_DK2 | 1461 | 0.00012546 |  |  |  |  | c_DK1_LargeDecentral | 1461 | 0.00017364
|  |  |  | c_DK2 | 1462 | 0.00011704 |  |  |  |  | c_DK1_LargeDecentral | 1462 | 0.00016231
|  |  |  | c_DK2 | 1463 | 0.00011003 |  |  |  |  | c_DK1_LargeDecentral | 1463 | 0.00013148
|  |  |  | c_DK2 | 1464 | 0.00010354 |  |  |  |  | c_DK1_LargeDecentral | 1464 | 0.00010115
|  |  |  | c_DK2 | 1465 | 9.6238e-05 |  |  |  |  | c_DK1_LargeDecentral | 1465 | 8.3488e-05
|  |  |  | c_DK2 | 1466 | 9.1169e-05 |  |  |  |  | c_DK1_LargeDecentral | 1466 | 9.0987e-05
|  |  |  | c_DK2 | 1467 | 9.0573e-05 |  |  |  |  | c_DK1_LargeDecentral | 1467 | 9.0987e-05
|  |  |  | c_DK2 | 1468 | 9.1319e-05 |  |  |  |  | c_DK1_LargeDecentral | 1468 | 0.00010448
|  |  |  | c_DK2 | 1469 | 9.2213e-05 |  |  |  |  | c_DK1_LargeDecentral | 1469 | 0.00013548
|  |  |  | c_DK2 | 1470 | 9.3331e-05 |  |  |  |  | c_DK1_LargeDecentral | 1470 | 0.00019064
|  |  |  | c_DK2 | 1471 | 9.512e-05 |  |  |  |  | c_DK1_LargeDecentral | 1471 | 0.00019947
|  |  |  | c_DK2 | 1472 | 0.00010116 |  |  |  |  | c_DK1_LargeDecentral | 1472 | 0.00019714
|  |  |  | c_DK2 | 1473 | 0.00011152 |  |  |  |  | c_DK1_LargeDecentral | 1473 | 0.00017647
|  |  |  | c_DK2 | 1474 | 0.00011994 |  |  |  |  | c_DK1_LargeDecentral | 1474 | 0.00016881
|  |  |  | c_DK2 | 1475 | 0.00012419 |  |  |  |  | c_DK1_LargeDecentral | 1475 | 0.00016081
|  |  |  | c_DK2 | 1476 | 0.00012501 |  |  |  |  | c_DK1_LargeDecentral | 1476 | 0.00015548
|  |  |  | c_DK2 | 1477 | 0.00012285 |  |  |  |  | c_DK1_LargeDecentral | 1477 | 0.00015181
|  |  |  | c_DK2 | 1478 | 0.00012024 |  |  |  |  | c_DK1_LargeDecentral | 1478 | 0.00014415
|  |  |  | c_DK2 | 1479 | 0.00011607 |  |  |  |  | c_DK1_LargeDecentral | 1479 | 0.00014481
|  |  |  | c_DK2 | 1480 | 0.00011569 |  |  |  |  | c_DK1_LargeDecentral | 1480 | 0.00014315
|  |  |  | c_DK2 | 1481 | 0.00011964 |  |  |  |  | c_DK1_LargeDecentral | 1481 | 0.00014914
|  |  |  | c_DK2 | 1482 | 0.00012919 |  |  |  |  | c_DK1_LargeDecentral | 1482 | 0.00015881
|  |  |  | c_DK2 | 1483 | 0.00013925 |  |  |  |  | c_DK1_LargeDecentral | 1483 | 0.00016231
|  |  |  | c_DK2 | 1484 | 0.00013276 |  |  |  |  | c_DK1_LargeDecentral | 1484 | 0.00016481
|  |  |  | c_DK2 | 1485 | 0.0001233 |  |  |  |  | c_DK1_LargeDecentral | 1485 | 0.00016498
|  |  |  | c_DK2 | 1486 | 0.00011443 |  |  |  |  | c_DK1_LargeDecentral | 1486 | 0.00015364
|  |  |  | c_DK2 | 1487 | 0.000106 |  |  |  |  | c_DK1_LargeDecentral | 1487 | 0.00012415
|  |  |  | c_DK2 | 1488 | 9.8996e-05 |  |  |  |  | c_DK1_LargeDecentral | 1488 | 9.6486e-05
|  |  |  | c_DK2 | 1489 | 9.4524e-05 |  |  |  |  | c_DK1_LargeDecentral | 1489 | 7.4989e-05
|  |  |  | c_DK2 | 1490 | 9.0797e-05 |  |  |  |  | c_DK1_LargeDecentral | 1490 | 8.2488e-05
|  |  |  | c_DK2 | 1491 | 9.0797e-05 |  |  |  |  | c_DK1_LargeDecentral | 1491 | 8.2821e-05
|  |  |  | c_DK2 | 1492 | 9.1989e-05 |  |  |  |  | c_DK1_LargeDecentral | 1492 | 9.0987e-05
|  |  |  | c_DK2 | 1493 | 9.2735e-05 |  |  |  |  | c_DK1_LargeDecentral | 1493 | 0.00012065
|  |  |  | c_DK2 | 1494 | 9.9965e-05 |  |  |  |  | c_DK1_LargeDecentral | 1494 | 0.00017981
|  |  |  | c_DK2 | 1495 | 0.00011733 |  |  |  |  | c_DK1_LargeDecentral | 1495 | 0.00020964
|  |  |  | c_DK2 | 1496 | 0.00013269 |  |  |  |  | c_DK1_LargeDecentral | 1496 | 0.0002073
|  |  |  | c_DK2 | 1497 | 0.00013828 |  |  |  |  | c_DK1_LargeDecentral | 1497 | 0.00018414
|  |  |  | c_DK2 | 1498 | 0.00014074 |  |  |  |  | c_DK1_LargeDecentral | 1498 | 0.00017397
|  |  |  | c_DK2 | 1499 | 0.00014074 |  |  |  |  | c_DK1_LargeDecentral | 1499 | 0.00016414
|  |  |  | c_DK2 | 1500 | 0.00013947 |  |  |  |  | c_DK1_LargeDecentral | 1500 | 0.00015631
|  |  |  | c_DK2 | 1501 | 0.00013843 |  |  |  |  | c_DK1_LargeDecentral | 1501 | 0.00015248
|  |  |  | c_DK2 | 1502 | 0.00013888 |  |  |  |  | c_DK1_LargeDecentral | 1502 | 0.00014231
|  |  |  | c_DK2 | 1503 | 0.0001391 |  |  |  |  | c_DK1_LargeDecentral | 1503 | 0.00014148
|  |  |  | c_DK2 | 1504 | 0.00013753 |  |  |  |  | c_DK1_LargeDecentral | 1504 | 0.00014015
|  |  |  | c_DK2 | 1505 | 0.00014029 |  |  |  |  | c_DK1_LargeDecentral | 1505 | 0.00014598
|  |  |  | c_DK2 | 1506 | 0.00014678 |  |  |  |  | c_DK1_LargeDecentral | 1506 | 0.00015464
|  |  |  | c_DK2 | 1507 | 0.0001508 |  |  |  |  | c_DK1_LargeDecentral | 1507 | 0.00015881
|  |  |  | c_DK2 | 1508 | 0.00014186 |  |  |  |  | c_DK1_LargeDecentral | 1508 | 0.00016314
|  |  |  | c_DK2 | 1509 | 0.0001303 |  |  |  |  | c_DK1_LargeDecentral | 1509 | 0.00016364
|  |  |  | c_DK2 | 1510 | 0.0001224 |  |  |  |  | c_DK1_LargeDecentral | 1510 | 0.00014864
|  |  |  | c_DK2 | 1511 | 0.00011294 |  |  |  |  | c_DK1_LargeDecentral | 1511 | 0.00011898
|  |  |  | c_DK2 | 1512 | 0.00010414 |  |  |  |  | c_DK1_LargeDecentral | 1512 | 8.882e-05
|  |  |  | c_DK2 | 1513 | 9.5716e-05 |  |  |  |  | c_DK1_LargeDecentral | 1513 | 7.8988e-05
|  |  |  | c_DK2 | 1514 | 8.9828e-05 |  |  |  |  | c_DK1_LargeDecentral | 1514 | 8.5821e-05
|  |  |  | c_DK2 | 1515 | 8.707e-05 |  |  |  |  | c_DK1_LargeDecentral | 1515 | 8.6321e-05
|  |  |  | c_DK2 | 1516 | 8.8262e-05 |  |  |  |  | c_DK1_LargeDecentral | 1516 | 9.4153e-05
|  |  |  | c_DK2 | 1517 | 9.1169e-05 |  |  |  |  | c_DK1_LargeDecentral | 1517 | 0.00012332
|  |  |  | c_DK2 | 1518 | 0.00010086 |  |  |  |  | c_DK1_LargeDecentral | 1518 | 0.00018397
|  |  |  | c_DK2 | 1519 | 0.00011964 |  |  |  |  | c_DK1_LargeDecentral | 1519 | 0.00021497
|  |  |  | c_DK2 | 1520 | 0.00013545 |  |  |  |  | c_DK1_LargeDecentral | 1520 | 0.00021214
|  |  |  | c_DK2 | 1521 | 0.00014335 |  |  |  |  | c_DK1_LargeDecentral | 1521 | 0.00019231
|  |  |  | c_DK2 | 1522 | 0.00014506 |  |  |  |  | c_DK1_LargeDecentral | 1522 | 0.00018214
|  |  |  | c_DK2 | 1523 | 0.00014536 |  |  |  |  | c_DK1_LargeDecentral | 1523 | 0.00017181
|  |  |  | c_DK2 | 1524 | 0.00014484 |  |  |  |  | c_DK1_LargeDecentral | 1524 | 0.00016464
|  |  |  | c_DK2 | 1525 | 0.00014439 |  |  |  |  | c_DK1_LargeDecentral | 1525 | 0.00015998
|  |  |  | c_DK2 | 1526 | 0.00014305 |  |  |  |  | c_DK1_LargeDecentral | 1526 | 0.00014998
|  |  |  | c_DK2 | 1527 | 0.00014022 |  |  |  |  | c_DK1_LargeDecentral | 1527 | 0.00014881
|  |  |  | c_DK2 | 1528 | 0.00014059 |  |  |  |  | c_DK1_LargeDecentral | 1528 | 0.00014698
|  |  |  | c_DK2 | 1529 | 0.0001426 |  |  |  |  | c_DK1_LargeDecentral | 1529 | 0.00015148
|  |  |  | c_DK2 | 1530 | 0.00014939 |  |  |  |  | c_DK1_LargeDecentral | 1530 | 0.00016014
|  |  |  | c_DK2 | 1531 | 0.00015527 |  |  |  |  | c_DK1_LargeDecentral | 1531 | 0.00016231
|  |  |  | c_DK2 | 1532 | 0.00014722 |  |  |  |  | c_DK1_LargeDecentral | 1532 | 0.00016614
|  |  |  | c_DK2 | 1533 | 0.0001356 |  |  |  |  | c_DK1_LargeDecentral | 1533 | 0.00016581
|  |  |  | c_DK2 | 1534 | 0.00012441 |  |  |  |  | c_DK1_LargeDecentral | 1534 | 0.00015081
|  |  |  | c_DK2 | 1535 | 0.0001139 |  |  |  |  | c_DK1_LargeDecentral | 1535 | 0.00012065
|  |  |  | c_DK2 | 1536 | 0.00010585 |  |  |  |  | c_DK1_LargeDecentral | 1536 | 9.132e-05
|  |  |  | c_DK2 | 1537 | 9.8102e-05 |  |  |  |  | c_DK1_LargeDecentral | 1537 | 7.9488e-05
|  |  |  | c_DK2 | 1538 | 9.4002e-05 |  |  |  |  | c_DK1_LargeDecentral | 1538 | 8.6154e-05
|  |  |  | c_DK2 | 1539 | 9.2884e-05 |  |  |  |  | c_DK1_LargeDecentral | 1539 | 8.6987e-05
|  |  |  | c_DK2 | 1540 | 9.512e-05 |  |  |  |  | c_DK1_LargeDecentral | 1540 | 9.4653e-05
|  |  |  | c_DK2 | 1541 | 9.8176e-05 |  |  |  |  | c_DK1_LargeDecentral | 1541 | 0.00012365
|  |  |  | c_DK2 | 1542 | 0.0001063 |  |  |  |  | c_DK1_LargeDecentral | 1542 | 0.00018431
|  |  |  | c_DK2 | 1543 | 0.00012248 |  |  |  |  | c_DK1_LargeDecentral | 1543 | 0.00021547
|  |  |  | c_DK2 | 1544 | 0.0001356 |  |  |  |  | c_DK1_LargeDecentral | 1544 | 0.00021247
|  |  |  | c_DK2 | 1545 | 0.00014342 |  |  |  |  | c_DK1_LargeDecentral | 1545 | 0.00019264
|  |  |  | c_DK2 | 1546 | 0.00014566 |  |  |  |  | c_DK1_LargeDecentral | 1546 | 0.00018247
|  |  |  | c_DK2 | 1547 | 0.0001464 |  |  |  |  | c_DK1_LargeDecentral | 1547 | 0.00017264
|  |  |  | c_DK2 | 1548 | 0.00014298 |  |  |  |  | c_DK1_LargeDecentral | 1548 | 0.00016531
|  |  |  | c_DK2 | 1549 | 0.00014171 |  |  |  |  | c_DK1_LargeDecentral | 1549 | 0.00016048
|  |  |  | c_DK2 | 1550 | 0.00014014 |  |  |  |  | c_DK1_LargeDecentral | 1550 | 0.00015081
|  |  |  | c_DK2 | 1551 | 0.00013612 |  |  |  |  | c_DK1_LargeDecentral | 1551 | 0.00014931
|  |  |  | c_DK2 | 1552 | 0.00013656 |  |  |  |  | c_DK1_LargeDecentral | 1552 | 0.00014764
|  |  |  | c_DK2 | 1553 | 0.00014096 |  |  |  |  | c_DK1_LargeDecentral | 1553 | 0.00015214
|  |  |  | c_DK2 | 1554 | 0.00015125 |  |  |  |  | c_DK1_LargeDecentral | 1554 | 0.00016081
|  |  |  | c_DK2 | 1555 | 0.00015751 |  |  |  |  | c_DK1_LargeDecentral | 1555 | 0.00016298
|  |  |  | c_DK2 | 1556 | 0.00014685 |  |  |  |  | c_DK1_LargeDecentral | 1556 | 0.00016648
|  |  |  | c_DK2 | 1557 | 0.00013276 |  |  |  |  | c_DK1_LargeDecentral | 1557 | 0.00016631
|  |  |  | c_DK2 | 1558 | 0.00012181 |  |  |  |  | c_DK1_LargeDecentral | 1558 | 0.00015114
|  |  |  | c_DK2 | 1559 | 0.00011189 |  |  |  |  | c_DK1_LargeDecentral | 1559 | 0.00012132
|  |  |  | c_DK2 | 1560 | 0.00010377 |  |  |  |  | c_DK1_LargeDecentral | 1560 | 9.182e-05
|  |  |  | c_DK2 | 1561 | 9.5046e-05 |  |  |  |  | c_DK1_LargeDecentral | 1561 | 7.3489e-05
|  |  |  | c_DK2 | 1562 | 9.0573e-05 |  |  |  |  | c_DK1_LargeDecentral | 1562 | 8.0322e-05
|  |  |  | c_DK2 | 1563 | 8.9008e-05 |  |  |  |  | c_DK1_LargeDecentral | 1563 | 8.0655e-05
|  |  |  | c_DK2 | 1564 | 9.0722e-05 |  |  |  |  | c_DK1_LargeDecentral | 1564 | 8.8654e-05
|  |  |  | c_DK2 | 1565 | 9.3704e-05 |  |  |  |  | c_DK1_LargeDecentral | 1565 | 0.00011865
|  |  |  | c_DK2 | 1566 | 0.00010175 |  |  |  |  | c_DK1_LargeDecentral | 1566 | 0.00017714
|  |  |  | c_DK2 | 1567 | 0.00011636 |  |  |  |  | c_DK1_LargeDecentral | 1567 | 0.00020797
|  |  |  | c_DK2 | 1568 | 0.00013358 |  |  |  |  | c_DK1_LargeDecentral | 1568 | 0.00020497
|  |  |  | c_DK2 | 1569 | 0.00013865 |  |  |  |  | c_DK1_LargeDecentral | 1569 | 0.00018514
|  |  |  | c_DK2 | 1570 | 0.00014141 |  |  |  |  | c_DK1_LargeDecentral | 1570 | 0.00017414
|  |  |  | c_DK2 | 1571 | 0.00014327 |  |  |  |  | c_DK1_LargeDecentral | 1571 | 0.00016381
|  |  |  | c_DK2 | 1572 | 0.00014305 |  |  |  |  | c_DK1_LargeDecentral | 1572 | 0.00015648
|  |  |  | c_DK2 | 1573 | 0.00014312 |  |  |  |  | c_DK1_LargeDecentral | 1573 | 0.00015198
|  |  |  | c_DK2 | 1574 | 0.00014514 |  |  |  |  | c_DK1_LargeDecentral | 1574 | 0.00014215
|  |  |  | c_DK2 | 1575 | 0.00014208 |  |  |  |  | c_DK1_LargeDecentral | 1575 | 0.00014081
|  |  |  | c_DK2 | 1576 | 0.0001382 |  |  |  |  | c_DK1_LargeDecentral | 1576 | 0.00013898
|  |  |  | c_DK2 | 1577 | 0.00013858 |  |  |  |  | c_DK1_LargeDecentral | 1577 | 0.00014315
|  |  |  | c_DK2 | 1578 | 0.00014529 |  |  |  |  | c_DK1_LargeDecentral | 1578 | 0.00015231
|  |  |  | c_DK2 | 1579 | 0.00014931 |  |  |  |  | c_DK1_LargeDecentral | 1579 | 0.00015481
|  |  |  | c_DK2 | 1580 | 0.00014163 |  |  |  |  | c_DK1_LargeDecentral | 1580 | 0.00015931
|  |  |  | c_DK2 | 1581 | 0.00013209 |  |  |  |  | c_DK1_LargeDecentral | 1581 | 0.00015948
|  |  |  | c_DK2 | 1582 | 0.00012292 |  |  |  |  | c_DK1_LargeDecentral | 1582 | 0.00014481
|  |  |  | c_DK2 | 1583 | 0.00011294 |  |  |  |  | c_DK1_LargeDecentral | 1583 | 0.00011532
|  |  |  | c_DK2 | 1584 | 0.00010459 |  |  |  |  | c_DK1_LargeDecentral | 1584 | 8.6154e-05
|  |  |  | c_DK2 | 1585 | 9.6089e-05 |  |  |  |  | c_DK1_LargeDecentral | 1585 | 7.5656e-05
|  |  |  | c_DK2 | 1586 | 9.102e-05 |  |  |  |  | c_DK1_LargeDecentral | 1586 | 8.1821e-05
|  |  |  | c_DK2 | 1587 | 8.8635e-05 |  |  |  |  | c_DK1_LargeDecentral | 1587 | 8.1821e-05
|  |  |  | c_DK2 | 1588 | 9.0275e-05 |  |  |  |  | c_DK1_LargeDecentral | 1588 | 8.8987e-05
|  |  |  | c_DK2 | 1589 | 9.3182e-05 |  |  |  |  | c_DK1_LargeDecentral | 1589 | 0.00011798
|  |  |  | c_DK2 | 1590 | 0.00010198 |  |  |  |  | c_DK1_LargeDecentral | 1590 | 0.00017697
|  |  |  | c_DK2 | 1591 | 0.0001186 |  |  |  |  | c_DK1_LargeDecentral | 1591 | 0.00020964
|  |  |  | c_DK2 | 1592 | 0.0001353 |  |  |  |  | c_DK1_LargeDecentral | 1592 | 0.0002093
|  |  |  | c_DK2 | 1593 | 0.00014171 |  |  |  |  | c_DK1_LargeDecentral | 1593 | 0.00019031
|  |  |  | c_DK2 | 1594 | 0.00014514 |  |  |  |  | c_DK1_LargeDecentral | 1594 | 0.00017864
|  |  |  | c_DK2 | 1595 | 0.00014827 |  |  |  |  | c_DK1_LargeDecentral | 1595 | 0.00016731
|  |  |  | c_DK2 | 1596 | 0.00014715 |  |  |  |  | c_DK1_LargeDecentral | 1596 | 0.00015981
|  |  |  | c_DK2 | 1597 | 0.00014439 |  |  |  |  | c_DK1_LargeDecentral | 1597 | 0.00015514
|  |  |  | c_DK2 | 1598 | 0.00014126 |  |  |  |  | c_DK1_LargeDecentral | 1598 | 0.00014565
|  |  |  | c_DK2 | 1599 | 0.00013515 |  |  |  |  | c_DK1_LargeDecentral | 1599 | 0.00014365
|  |  |  | c_DK2 | 1600 | 0.00013127 |  |  |  |  | c_DK1_LargeDecentral | 1600 | 0.00014198
|  |  |  | c_DK2 | 1601 | 0.00013299 |  |  |  |  | c_DK1_LargeDecentral | 1601 | 0.00014598
|  |  |  | c_DK2 | 1602 | 0.00014081 |  |  |  |  | c_DK1_LargeDecentral | 1602 | 0.00015581
|  |  |  | c_DK2 | 1603 | 0.00014737 |  |  |  |  | c_DK1_LargeDecentral | 1603 | 0.00015948
|  |  |  | c_DK2 | 1604 | 0.00013843 |  |  |  |  | c_DK1_LargeDecentral | 1604 | 0.00016431
|  |  |  | c_DK2 | 1605 | 0.00012687 |  |  |  |  | c_DK1_LargeDecentral | 1605 | 0.00016381
|  |  |  | c_DK2 | 1606 | 0.00011674 |  |  |  |  | c_DK1_LargeDecentral | 1606 | 0.00014948
|  |  |  | c_DK2 | 1607 | 0.00010772 |  |  |  |  | c_DK1_LargeDecentral | 1607 | 0.00011848
|  |  |  | c_DK2 | 1608 | 0.00010123 |  |  |  |  | c_DK1_LargeDecentral | 1608 | 8.8487e-05
|  |  |  | c_DK2 | 1609 | 9.6984e-05 |  |  |  |  | c_DK1_LargeDecentral | 1609 | 7.9322e-05
|  |  |  | c_DK2 | 1610 | 9.2362e-05 |  |  |  |  | c_DK1_LargeDecentral | 1610 | 8.2988e-05
|  |  |  | c_DK2 | 1611 | 9.0126e-05 |  |  |  |  | c_DK1_LargeDecentral | 1611 | 7.9655e-05
|  |  |  | c_DK2 | 1612 | 9.0275e-05 |  |  |  |  | c_DK1_LargeDecentral | 1612 | 9.0153e-05
|  |  |  | c_DK2 | 1613 | 9.0871e-05 |  |  |  |  | c_DK1_LargeDecentral | 1613 | 0.00011898
|  |  |  | c_DK2 | 1614 | 9.2958e-05 |  |  |  |  | c_DK1_LargeDecentral | 1614 | 0.00017314
|  |  |  | c_DK2 | 1615 | 0.0001025 |  |  |  |  | c_DK1_LargeDecentral | 1615 | 0.00020964
|  |  |  | c_DK2 | 1616 | 0.00011092 |  |  |  |  | c_DK1_LargeDecentral | 1616 | 0.00020664
|  |  |  | c_DK2 | 1617 | 0.00012061 |  |  |  |  | c_DK1_LargeDecentral | 1617 | 0.00018531
|  |  |  | c_DK2 | 1618 | 0.00012874 |  |  |  |  | c_DK1_LargeDecentral | 1618 | 0.00017414
|  |  |  | c_DK2 | 1619 | 0.00013463 |  |  |  |  | c_DK1_LargeDecentral | 1619 | 0.00016631
|  |  |  | c_DK2 | 1620 | 0.00013284 |  |  |  |  | c_DK1_LargeDecentral | 1620 | 0.00015681
|  |  |  | c_DK2 | 1621 | 0.00013135 |  |  |  |  | c_DK1_LargeDecentral | 1621 | 0.00015248
|  |  |  | c_DK2 | 1622 | 0.00013112 |  |  |  |  | c_DK1_LargeDecentral | 1622 | 0.00013981
|  |  |  | c_DK2 | 1623 | 0.00012896 |  |  |  |  | c_DK1_LargeDecentral | 1623 | 0.00014381
|  |  |  | c_DK2 | 1624 | 0.00012673 |  |  |  |  | c_DK1_LargeDecentral | 1624 | 0.00014215
|  |  |  | c_DK2 | 1625 | 0.00012926 |  |  |  |  | c_DK1_LargeDecentral | 1625 | 0.00014731
|  |  |  | c_DK2 | 1626 | 0.00013552 |  |  |  |  | c_DK1_LargeDecentral | 1626 | 0.00015414
|  |  |  | c_DK2 | 1627 | 0.00014081 |  |  |  |  | c_DK1_LargeDecentral | 1627 | 0.00015864
|  |  |  | c_DK2 | 1628 | 0.000135 |  |  |  |  | c_DK1_LargeDecentral | 1628 | 0.00016031
|  |  |  | c_DK2 | 1629 | 0.0001265 |  |  |  |  | c_DK1_LargeDecentral | 1629 | 0.00016031
|  |  |  | c_DK2 | 1630 | 0.00011964 |  |  |  |  | c_DK1_LargeDecentral | 1630 | 0.00014848
|  |  |  | c_DK2 | 1631 | 0.00011271 |  |  |  |  | c_DK1_LargeDecentral | 1631 | 0.00011948
|  |  |  | c_DK2 | 1632 | 0.00010615 |  |  |  |  | c_DK1_LargeDecentral | 1632 | 8.832e-05
|  |  |  | c_DK2 | 1633 | 0.00010153 |  |  |  |  | c_DK1_LargeDecentral | 1633 | 8.782e-05
|  |  |  | c_DK2 | 1634 | 9.7282e-05 |  |  |  |  | c_DK1_LargeDecentral | 1634 | 9.4153e-05
|  |  |  | c_DK2 | 1635 | 9.9145e-05 |  |  |  |  | c_DK1_LargeDecentral | 1635 | 9.4819e-05
|  |  |  | c_DK2 | 1636 | 9.6909e-05 |  |  |  |  | c_DK1_LargeDecentral | 1636 | 0.00010815
|  |  |  | c_DK2 | 1637 | 9.6611e-05 |  |  |  |  | c_DK1_LargeDecentral | 1637 | 0.00013915
|  |  |  | c_DK2 | 1638 | 9.9145e-05 |  |  |  |  | c_DK1_LargeDecentral | 1638 | 0.00019514
|  |  |  | c_DK2 | 1639 | 0.00010071 |  |  |  |  | c_DK1_LargeDecentral | 1639 | 0.0002043
|  |  |  | c_DK2 | 1640 | 0.00010287 |  |  |  |  | c_DK1_LargeDecentral | 1640 | 0.00020164
|  |  |  | c_DK2 | 1641 | 0.00011323 |  |  |  |  | c_DK1_LargeDecentral | 1641 | 0.00018197
|  |  |  | c_DK2 | 1642 | 0.00012069 |  |  |  |  | c_DK1_LargeDecentral | 1642 | 0.00017447
|  |  |  | c_DK2 | 1643 | 0.00012374 |  |  |  |  | c_DK1_LargeDecentral | 1643 | 0.00016681
|  |  |  | c_DK2 | 1644 | 0.00012494 |  |  |  |  | c_DK1_LargeDecentral | 1644 | 0.00016164
|  |  |  | c_DK2 | 1645 | 0.00012337 |  |  |  |  | c_DK1_LargeDecentral | 1645 | 0.00015764
|  |  |  | c_DK2 | 1646 | 0.00012084 |  |  |  |  | c_DK1_LargeDecentral | 1646 | 0.00015014
|  |  |  | c_DK2 | 1647 | 0.00011987 |  |  |  |  | c_DK1_LargeDecentral | 1647 | 0.00015098
|  |  |  | c_DK2 | 1648 | 0.00011957 |  |  |  |  | c_DK1_LargeDecentral | 1648 | 0.00014964
|  |  |  | c_DK2 | 1649 | 0.00012225 |  |  |  |  | c_DK1_LargeDecentral | 1649 | 0.00015498
|  |  |  | c_DK2 | 1650 | 0.00013179 |  |  |  |  | c_DK1_LargeDecentral | 1650 | 0.00016448
|  |  |  | c_DK2 | 1651 | 0.00014089 |  |  |  |  | c_DK1_LargeDecentral | 1651 | 0.00016798
|  |  |  | c_DK2 | 1652 | 0.00013612 |  |  |  |  | c_DK1_LargeDecentral | 1652 | 0.00016964
|  |  |  | c_DK2 | 1653 | 0.00012732 |  |  |  |  | c_DK1_LargeDecentral | 1653 | 0.00016931
|  |  |  | c_DK2 | 1654 | 0.0001183 |  |  |  |  | c_DK1_LargeDecentral | 1654 | 0.00015781
|  |  |  | c_DK2 | 1655 | 0.00011018 |  |  |  |  | c_DK1_LargeDecentral | 1655 | 0.00012765
|  |  |  | c_DK2 | 1656 | 0.00010429 |  |  |  |  | c_DK1_LargeDecentral | 1656 | 0.00010049
|  |  |  | c_DK2 | 1657 | 9.8996e-05 |  |  |  |  | c_DK1_LargeDecentral | 1657 | 9.4486e-05
|  |  |  | c_DK2 | 1658 | 9.5344e-05 |  |  |  |  | c_DK1_LargeDecentral | 1658 | 0.00010049
|  |  |  | c_DK2 | 1659 | 9.3629e-05 |  |  |  |  | c_DK1_LargeDecentral | 1659 | 0.00010198
|  |  |  | c_DK2 | 1660 | 9.594e-05 |  |  |  |  | c_DK1_LargeDecentral | 1660 | 0.00010982
|  |  |  | c_DK2 | 1661 | 9.84e-05 |  |  |  |  | c_DK1_LargeDecentral | 1661 | 0.00013681
|  |  |  | c_DK2 | 1662 | 0.0001066 |  |  |  |  | c_DK1_LargeDecentral | 1662 | 0.00020314
|  |  |  | c_DK2 | 1663 | 0.0001233 |  |  |  |  | c_DK1_LargeDecentral | 1663 | 0.0002348
|  |  |  | c_DK2 | 1664 | 0.00013947 |  |  |  |  | c_DK1_LargeDecentral | 1664 | 0.00023063
|  |  |  | c_DK2 | 1665 | 0.00014633 |  |  |  |  | c_DK1_LargeDecentral | 1665 | 0.00020947
|  |  |  | c_DK2 | 1666 | 0.00014655 |  |  |  |  | c_DK1_LargeDecentral | 1666 | 0.00020214
|  |  |  | c_DK2 | 1667 | 0.00014588 |  |  |  |  | c_DK1_LargeDecentral | 1667 | 0.00019297
|  |  |  | c_DK2 | 1668 | 0.00014394 |  |  |  |  | c_DK1_LargeDecentral | 1668 | 0.00018531
|  |  |  | c_DK2 | 1669 | 0.00014186 |  |  |  |  | c_DK1_LargeDecentral | 1669 | 0.00017981
|  |  |  | c_DK2 | 1670 | 0.0001394 |  |  |  |  | c_DK1_LargeDecentral | 1670 | 0.00017131
|  |  |  | c_DK2 | 1671 | 0.00013619 |  |  |  |  | c_DK1_LargeDecentral | 1671 | 0.00017031
|  |  |  | c_DK2 | 1672 | 0.00013396 |  |  |  |  | c_DK1_LargeDecentral | 1672 | 0.00016881
|  |  |  | c_DK2 | 1673 | 0.00013791 |  |  |  |  | c_DK1_LargeDecentral | 1673 | 0.00017414
|  |  |  | c_DK2 | 1674 | 0.0001426 |  |  |  |  | c_DK1_LargeDecentral | 1674 | 0.00018264
|  |  |  | c_DK2 | 1675 | 0.00014708 |  |  |  |  | c_DK1_LargeDecentral | 1675 | 0.00018397
|  |  |  | c_DK2 | 1676 | 0.00014074 |  |  |  |  | c_DK1_LargeDecentral | 1676 | 0.00018614
|  |  |  | c_DK2 | 1677 | 0.00013068 |  |  |  |  | c_DK1_LargeDecentral | 1677 | 0.00018414
|  |  |  | c_DK2 | 1678 | 0.00012017 |  |  |  |  | c_DK1_LargeDecentral | 1678 | 0.00016848
|  |  |  | c_DK2 | 1679 | 0.00010966 |  |  |  |  | c_DK1_LargeDecentral | 1679 | 0.00013731
|  |  |  | c_DK2 | 1680 | 0.00010175 |  |  |  |  | c_DK1_LargeDecentral | 1680 | 0.00010632
|  |  |  | c_DK2 | 1681 | 9.8325e-05 |  |  |  |  | c_DK1_LargeDecentral | 1681 | 9.332e-05
|  |  |  | c_DK2 | 1682 | 9.4449e-05 |  |  |  |  | c_DK1_LargeDecentral | 1682 | 9.9819e-05
|  |  |  | c_DK2 | 1683 | 9.3257e-05 |  |  |  |  | c_DK1_LargeDecentral | 1683 | 0.00010132
|  |  |  | c_DK2 | 1684 | 9.4524e-05 |  |  |  |  | c_DK1_LargeDecentral | 1684 | 0.00010865
|  |  |  | c_DK2 | 1685 | 9.7058e-05 |  |  |  |  | c_DK1_LargeDecentral | 1685 | 0.00013598
|  |  |  | c_DK2 | 1686 | 0.00010444 |  |  |  |  | c_DK1_LargeDecentral | 1686 | 0.0002013
|  |  |  | c_DK2 | 1687 | 0.00012121 |  |  |  |  | c_DK1_LargeDecentral | 1687 | 0.00023347
|  |  |  | c_DK2 | 1688 | 0.00013798 |  |  |  |  | c_DK1_LargeDecentral | 1688 | 0.00023013
|  |  |  | c_DK2 | 1689 | 0.00014335 |  |  |  |  | c_DK1_LargeDecentral | 1689 | 0.00021014
|  |  |  | c_DK2 | 1690 | 0.00014618 |  |  |  |  | c_DK1_LargeDecentral | 1690 | 0.00020297
|  |  |  | c_DK2 | 1691 | 0.00014685 |  |  |  |  | c_DK1_LargeDecentral | 1691 | 0.00019297
|  |  |  | c_DK2 | 1692 | 0.00014678 |  |  |  |  | c_DK1_LargeDecentral | 1692 | 0.00018547
|  |  |  | c_DK2 | 1693 | 0.00014588 |  |  |  |  | c_DK1_LargeDecentral | 1693 | 0.00018014
|  |  |  | c_DK2 | 1694 | 0.0001432 |  |  |  |  | c_DK1_LargeDecentral | 1694 | 0.00017081
|  |  |  | c_DK2 | 1695 | 0.00014029 |  |  |  |  | c_DK1_LargeDecentral | 1695 | 0.00016948
|  |  |  | c_DK2 | 1696 | 0.00013783 |  |  |  |  | c_DK1_LargeDecentral | 1696 | 0.00016764
|  |  |  | c_DK2 | 1697 | 0.00014156 |  |  |  |  | c_DK1_LargeDecentral | 1697 | 0.00017281
|  |  |  | c_DK2 | 1698 | 0.00015304 |  |  |  |  | c_DK1_LargeDecentral | 1698 | 0.00018014
|  |  |  | c_DK2 | 1699 | 0.00015788 |  |  |  |  | c_DK1_LargeDecentral | 1699 | 0.00018097
|  |  |  | c_DK2 | 1700 | 0.00014931 |  |  |  |  | c_DK1_LargeDecentral | 1700 | 0.00018297
|  |  |  | c_DK2 | 1701 | 0.00013888 |  |  |  |  | c_DK1_LargeDecentral | 1701 | 0.00018197
|  |  |  | c_DK2 | 1702 | 0.00012844 |  |  |  |  | c_DK1_LargeDecentral | 1702 | 0.00016581
|  |  |  | c_DK2 | 1703 | 0.00011786 |  |  |  |  | c_DK1_LargeDecentral | 1703 | 0.00013498
|  |  |  | c_DK2 | 1704 | 0.00010861 |  |  |  |  | c_DK1_LargeDecentral | 1704 | 0.00010448
|  |  |  | c_DK2 | 1705 | 0.00010079 |  |  |  |  | c_DK1_LargeDecentral | 1705 | 8.832e-05
|  |  |  | c_DK2 | 1706 | 9.6164e-05 |  |  |  |  | c_DK1_LargeDecentral | 1706 | 9.4319e-05
|  |  |  | c_DK2 | 1707 | 9.4449e-05 |  |  |  |  | c_DK1_LargeDecentral | 1707 | 9.5986e-05
|  |  |  | c_DK2 | 1708 | 9.5046e-05 |  |  |  |  | c_DK1_LargeDecentral | 1708 | 0.00010298
|  |  |  | c_DK2 | 1709 | 9.7804e-05 |  |  |  |  | c_DK1_LargeDecentral | 1709 | 0.00012948
|  |  |  | c_DK2 | 1710 | 0.00010652 |  |  |  |  | c_DK1_LargeDecentral | 1710 | 0.00019247
|  |  |  | c_DK2 | 1711 | 0.0001233 |  |  |  |  | c_DK1_LargeDecentral | 1711 | 0.00022363
|  |  |  | c_DK2 | 1712 | 0.00013947 |  |  |  |  | c_DK1_LargeDecentral | 1712 | 0.0002203
|  |  |  | c_DK2 | 1713 | 0.0001467 |  |  |  |  | c_DK1_LargeDecentral | 1713 | 0.00020064
|  |  |  | c_DK2 | 1714 | 0.00014857 |  |  |  |  | c_DK1_LargeDecentral | 1714 | 0.00019347
|  |  |  | c_DK2 | 1715 | 0.00014946 |  |  |  |  | c_DK1_LargeDecentral | 1715 | 0.00018414
|  |  |  | c_DK2 | 1716 | 0.00014886 |  |  |  |  | c_DK1_LargeDecentral | 1716 | 0.00017681
|  |  |  | c_DK2 | 1717 | 0.000147 |  |  |  |  | c_DK1_LargeDecentral | 1717 | 0.00017181
|  |  |  | c_DK2 | 1718 | 0.000147 |  |  |  |  | c_DK1_LargeDecentral | 1718 | 0.00016281
|  |  |  | c_DK2 | 1719 | 0.00014514 |  |  |  |  | c_DK1_LargeDecentral | 1719 | 0.00016114
|  |  |  | c_DK2 | 1720 | 0.00014156 |  |  |  |  | c_DK1_LargeDecentral | 1720 | 0.00015931
|  |  |  | c_DK2 | 1721 | 0.00014476 |  |  |  |  | c_DK1_LargeDecentral | 1721 | 0.00016431
|  |  |  | c_DK2 | 1722 | 0.00015393 |  |  |  |  | c_DK1_LargeDecentral | 1722 | 0.00017147
|  |  |  | c_DK2 | 1723 | 0.00015848 |  |  |  |  | c_DK1_LargeDecentral | 1723 | 0.00017247
|  |  |  | c_DK2 | 1724 | 0.0001511 |  |  |  |  | c_DK1_LargeDecentral | 1724 | 0.00017447
|  |  |  | c_DK2 | 1725 | 0.00014126 |  |  |  |  | c_DK1_LargeDecentral | 1725 | 0.00017381
|  |  |  | c_DK2 | 1726 | 0.00013112 |  |  |  |  | c_DK1_LargeDecentral | 1726 | 0.00015831
|  |  |  | c_DK2 | 1727 | 0.00011964 |  |  |  |  | c_DK1_LargeDecentral | 1727 | 0.00012881
|  |  |  | c_DK2 | 1728 | 0.00011055 |  |  |  |  | c_DK1_LargeDecentral | 1728 | 9.9319e-05
|  |  |  | c_DK2 | 1729 | 0.00010093 |  |  |  |  | c_DK1_LargeDecentral | 1729 | 8.5987e-05
|  |  |  | c_DK2 | 1730 | 9.5567e-05 |  |  |  |  | c_DK1_LargeDecentral | 1730 | 9.2153e-05
|  |  |  | c_DK2 | 1731 | 9.3406e-05 |  |  |  |  | c_DK1_LargeDecentral | 1731 | 9.3486e-05
|  |  |  | c_DK2 | 1732 | 9.4449e-05 |  |  |  |  | c_DK1_LargeDecentral | 1732 | 0.00010032
|  |  |  | c_DK2 | 1733 | 9.7207e-05 |  |  |  |  | c_DK1_LargeDecentral | 1733 | 0.00012698
|  |  |  | c_DK2 | 1734 | 0.00010511 |  |  |  |  | c_DK1_LargeDecentral | 1734 | 0.00018897
|  |  |  | c_DK2 | 1735 | 0.00012113 |  |  |  |  | c_DK1_LargeDecentral | 1735 | 0.00021963
|  |  |  | c_DK2 | 1736 | 0.00013746 |  |  |  |  | c_DK1_LargeDecentral | 1736 | 0.00021647
|  |  |  | c_DK2 | 1737 | 0.00014357 |  |  |  |  | c_DK1_LargeDecentral | 1737 | 0.0001968
|  |  |  | c_DK2 | 1738 | 0.00014558 |  |  |  |  | c_DK1_LargeDecentral | 1738 | 0.00018964
|  |  |  | c_DK2 | 1739 | 0.00014782 |  |  |  |  | c_DK1_LargeDecentral | 1739 | 0.00018014
|  |  |  | c_DK2 | 1740 | 0.00014581 |  |  |  |  | c_DK1_LargeDecentral | 1740 | 0.00017314
|  |  |  | c_DK2 | 1741 | 0.00014387 |  |  |  |  | c_DK1_LargeDecentral | 1741 | 0.00016814
|  |  |  | c_DK2 | 1742 | 0.0001426 |  |  |  |  | c_DK1_LargeDecentral | 1742 | 0.00015881
|  |  |  | c_DK2 | 1743 | 0.00014044 |  |  |  |  | c_DK1_LargeDecentral | 1743 | 0.00015748
|  |  |  | c_DK2 | 1744 | 0.00014089 |  |  |  |  | c_DK1_LargeDecentral | 1744 | 0.00015548
|  |  |  | c_DK2 | 1745 | 0.00014305 |  |  |  |  | c_DK1_LargeDecentral | 1745 | 0.00016048
|  |  |  | c_DK2 | 1746 | 0.00014983 |  |  |  |  | c_DK1_LargeDecentral | 1746 | 0.00016764
|  |  |  | c_DK2 | 1747 | 0.00015803 |  |  |  |  | c_DK1_LargeDecentral | 1747 | 0.00016848
|  |  |  | c_DK2 | 1748 | 0.00015229 |  |  |  |  | c_DK1_LargeDecentral | 1748 | 0.00017081
|  |  |  | c_DK2 | 1749 | 0.00014186 |  |  |  |  | c_DK1_LargeDecentral | 1749 | 0.00017031
|  |  |  | c_DK2 | 1750 | 0.0001312 |  |  |  |  | c_DK1_LargeDecentral | 1750 | 0.00015514
|  |  |  | c_DK2 | 1751 | 0.00012061 |  |  |  |  | c_DK1_LargeDecentral | 1751 | 0.00012598
|  |  |  | c_DK2 | 1752 | 0.00011174 |  |  |  |  | c_DK1_LargeDecentral | 1752 | 9.6986e-05
|  |  |  | c_DK2 | 1753 | 0.00010138 |  |  |  |  | c_DK1_LargeDecentral | 1753 | 8.3321e-05
|  |  |  | c_DK2 | 1754 | 9.5791e-05 |  |  |  |  | c_DK1_LargeDecentral | 1754 | 8.882e-05
|  |  |  | c_DK2 | 1755 | 9.348e-05 |  |  |  |  | c_DK1_LargeDecentral | 1755 | 8.9987e-05
|  |  |  | c_DK2 | 1756 | 9.5344e-05 |  |  |  |  | c_DK1_LargeDecentral | 1756 | 9.5986e-05
|  |  |  | c_DK2 | 1757 | 9.8698e-05 |  |  |  |  | c_DK1_LargeDecentral | 1757 | 0.00012232
|  |  |  | c_DK2 | 1758 | 0.00010578 |  |  |  |  | c_DK1_LargeDecentral | 1758 | 0.00018314
|  |  |  | c_DK2 | 1759 | 0.00012099 |  |  |  |  | c_DK1_LargeDecentral | 1759 | 0.00021514
|  |  |  | c_DK2 | 1760 | 0.00013701 |  |  |  |  | c_DK1_LargeDecentral | 1760 | 0.00021414
|  |  |  | c_DK2 | 1761 | 0.00014394 |  |  |  |  | c_DK1_LargeDecentral | 1761 | 0.00019497
|  |  |  | c_DK2 | 1762 | 0.00014618 |  |  |  |  | c_DK1_LargeDecentral | 1762 | 0.00018647
|  |  |  | c_DK2 | 1763 | 0.0001476 |  |  |  |  | c_DK1_LargeDecentral | 1763 | 0.00017647
|  |  |  | c_DK2 | 1764 | 0.00014611 |  |  |  |  | c_DK1_LargeDecentral | 1764 | 0.00016914
|  |  |  | c_DK2 | 1765 | 0.00014432 |  |  |  |  | c_DK1_LargeDecentral | 1765 | 0.00016414
|  |  |  | c_DK2 | 1766 | 0.00014186 |  |  |  |  | c_DK1_LargeDecentral | 1766 | 0.00015514
|  |  |  | c_DK2 | 1767 | 0.0001388 |  |  |  |  | c_DK1_LargeDecentral | 1767 | 0.00015298
|  |  |  | c_DK2 | 1768 | 0.00013724 |  |  |  |  | c_DK1_LargeDecentral | 1768 | 0.00015114
|  |  |  | c_DK2 | 1769 | 0.00014223 |  |  |  |  | c_DK1_LargeDecentral | 1769 | 0.00015548
|  |  |  | c_DK2 | 1770 | 0.00014812 |  |  |  |  | c_DK1_LargeDecentral | 1770 | 0.00016414
|  |  |  | c_DK2 | 1771 | 0.00015252 |  |  |  |  | c_DK1_LargeDecentral | 1771 | 0.00016648
|  |  |  | c_DK2 | 1772 | 0.00014857 |  |  |  |  | c_DK1_LargeDecentral | 1772 | 0.00016997
|  |  |  | c_DK2 | 1773 | 0.00014044 |  |  |  |  | c_DK1_LargeDecentral | 1773 | 0.00016864
|  |  |  | c_DK2 | 1774 | 0.00013239 |  |  |  |  | c_DK1_LargeDecentral | 1774 | 0.00015431
|  |  |  | c_DK2 | 1775 | 0.00012367 |  |  |  |  | c_DK1_LargeDecentral | 1775 | 0.00012415
|  |  |  | c_DK2 | 1776 | 0.0001151 |  |  |  |  | c_DK1_LargeDecentral | 1776 | 9.4319e-05
|  |  |  | c_DK2 | 1777 | 0.00010563 |  |  |  |  | c_DK1_LargeDecentral | 1777 | 8.1988e-05
|  |  |  | c_DK2 | 1778 | 0.00010213 |  |  |  |  | c_DK1_LargeDecentral | 1778 | 8.4987e-05
|  |  |  | c_DK2 | 1779 | 0.00010034 |  |  |  |  | c_DK1_LargeDecentral | 1779 | 8.2655e-05
|  |  |  | c_DK2 | 1780 | 9.9294e-05 |  |  |  |  | c_DK1_LargeDecentral | 1780 | 9.2153e-05
|  |  |  | c_DK2 | 1781 | 9.9965e-05 |  |  |  |  | c_DK1_LargeDecentral | 1781 | 0.00011932
|  |  |  | c_DK2 | 1782 | 0.00010123 |  |  |  |  | c_DK1_LargeDecentral | 1782 | 0.00017397
|  |  |  | c_DK2 | 1783 | 0.0001031 |  |  |  |  | c_DK1_LargeDecentral | 1783 | 0.0002103
|  |  |  | c_DK2 | 1784 | 0.00010913 |  |  |  |  | c_DK1_LargeDecentral | 1784 | 0.00020697
|  |  |  | c_DK2 | 1785 | 0.00011875 |  |  |  |  | c_DK1_LargeDecentral | 1785 | 0.00018631
|  |  |  | c_DK2 | 1786 | 0.00012479 |  |  |  |  | c_DK1_LargeDecentral | 1786 | 0.00017597
|  |  |  | c_DK2 | 1787 | 0.00012725 |  |  |  |  | c_DK1_LargeDecentral | 1787 | 0.00016898
|  |  |  | c_DK2 | 1788 | 0.0001268 |  |  |  |  | c_DK1_LargeDecentral | 1788 | 0.00015964
|  |  |  | c_DK2 | 1789 | 0.00012494 |  |  |  |  | c_DK1_LargeDecentral | 1789 | 0.00015481
|  |  |  | c_DK2 | 1790 | 0.00012233 |  |  |  |  | c_DK1_LargeDecentral | 1790 | 0.00014331
|  |  |  | c_DK2 | 1791 | 0.00012136 |  |  |  |  | c_DK1_LargeDecentral | 1791 | 0.00014715
|  |  |  | c_DK2 | 1792 | 0.00012009 |  |  |  |  | c_DK1_LargeDecentral | 1792 | 0.00014531
|  |  |  | c_DK2 | 1793 | 0.00012218 |  |  |  |  | c_DK1_LargeDecentral | 1793 | 0.00015031
|  |  |  | c_DK2 | 1794 | 0.00012941 |  |  |  |  | c_DK1_LargeDecentral | 1794 | 0.00015648
|  |  |  | c_DK2 | 1795 | 0.00013642 |  |  |  |  | c_DK1_LargeDecentral | 1795 | 0.00016031
|  |  |  | c_DK2 | 1796 | 0.00013373 |  |  |  |  | c_DK1_LargeDecentral | 1796 | 0.00016164
|  |  |  | c_DK2 | 1797 | 0.00012576 |  |  |  |  | c_DK1_LargeDecentral | 1797 | 0.00016098
|  |  |  | c_DK2 | 1798 | 0.00011853 |  |  |  |  | c_DK1_LargeDecentral | 1798 | 0.00014964
|  |  |  | c_DK2 | 1799 | 0.00011159 |  |  |  |  | c_DK1_LargeDecentral | 1799 | 0.00012065
|  |  |  | c_DK2 | 1800 | 0.00010556 |  |  |  |  | c_DK1_LargeDecentral | 1800 | 9.032e-05
|  |  |  | c_DK2 | 1801 | 0.00010049 |  |  |  |  | c_DK1_LargeDecentral | 1801 | 7.7489e-05
|  |  |  | c_DK2 | 1802 | 9.7505e-05 |  |  |  |  | c_DK1_LargeDecentral | 1802 | 8.7654e-05
|  |  |  | c_DK2 | 1803 | 9.5269e-05 |  |  |  |  | c_DK1_LargeDecentral | 1803 | 8.5321e-05
|  |  |  | c_DK2 | 1804 | 9.3704e-05 |  |  |  |  | c_DK1_LargeDecentral | 1804 | 9.9652e-05
|  |  |  | c_DK2 | 1805 | 9.4598e-05 |  |  |  |  | c_DK1_LargeDecentral | 1805 | 0.00013265
|  |  |  | c_DK2 | 1806 | 9.6164e-05 |  |  |  |  | c_DK1_LargeDecentral | 1806 | 0.00018831
|  |  |  | c_DK2 | 1807 | 9.8176e-05 |  |  |  |  | c_DK1_LargeDecentral | 1807 | 0.0001963
|  |  |  | c_DK2 | 1808 | 0.00010548 |  |  |  |  | c_DK1_LargeDecentral | 1808 | 0.00019397
|  |  |  | c_DK2 | 1809 | 0.00011644 |  |  |  |  | c_DK1_LargeDecentral | 1809 | 0.00017047
|  |  |  | c_DK2 | 1810 | 0.00012441 |  |  |  |  | c_DK1_LargeDecentral | 1810 | 0.00016181
|  |  |  | c_DK2 | 1811 | 0.00012687 |  |  |  |  | c_DK1_LargeDecentral | 1811 | 0.00015314
|  |  |  | c_DK2 | 1812 | 0.0001271 |  |  |  |  | c_DK1_LargeDecentral | 1812 | 0.00014731
|  |  |  | c_DK2 | 1813 | 0.00012658 |  |  |  |  | c_DK1_LargeDecentral | 1813 | 0.00014398
|  |  |  | c_DK2 | 1814 | 0.00012389 |  |  |  |  | c_DK1_LargeDecentral | 1814 | 0.00013531
|  |  |  | c_DK2 | 1815 | 0.00012151 |  |  |  |  | c_DK1_LargeDecentral | 1815 | 0.00013615
|  |  |  | c_DK2 | 1816 | 0.00012039 |  |  |  |  | c_DK1_LargeDecentral | 1816 | 0.00013431
|  |  |  | c_DK2 | 1817 | 0.00012464 |  |  |  |  | c_DK1_LargeDecentral | 1817 | 0.00014181
|  |  |  | c_DK2 | 1818 | 0.00013224 |  |  |  |  | c_DK1_LargeDecentral | 1818 | 0.00015198
|  |  |  | c_DK2 | 1819 | 0.0001388 |  |  |  |  | c_DK1_LargeDecentral | 1819 | 0.00015631
|  |  |  | c_DK2 | 1820 | 0.00013634 |  |  |  |  | c_DK1_LargeDecentral | 1820 | 0.00016014
|  |  |  | c_DK2 | 1821 | 0.00012844 |  |  |  |  | c_DK1_LargeDecentral | 1821 | 0.00016164
|  |  |  | c_DK2 | 1822 | 0.00012017 |  |  |  |  | c_DK1_LargeDecentral | 1822 | 0.00014981
|  |  |  | c_DK2 | 1823 | 0.00011167 |  |  |  |  | c_DK1_LargeDecentral | 1823 | 0.00012132
|  |  |  | c_DK2 | 1824 | 0.00010488 |  |  |  |  | c_DK1_LargeDecentral | 1824 | 9.082e-05
|  |  |  | c_DK2 | 1825 | 9.4375e-05 |  |  |  |  | c_DK1_LargeDecentral | 1825 | 7.7322e-05
|  |  |  | c_DK2 | 1826 | 9.0424e-05 |  |  |  |  | c_DK1_LargeDecentral | 1826 | 8.4987e-05
|  |  |  | c_DK2 | 1827 | 8.9455e-05 |  |  |  |  | c_DK1_LargeDecentral | 1827 | 8.5487e-05
|  |  |  | c_DK2 | 1828 | 9.1691e-05 |  |  |  |  | c_DK1_LargeDecentral | 1828 | 9.382e-05
|  |  |  | c_DK2 | 1829 | 9.4822e-05 |  |  |  |  | c_DK1_LargeDecentral | 1829 | 0.00012432
|  |  |  | c_DK2 | 1830 | 0.00010392 |  |  |  |  | c_DK1_LargeDecentral | 1830 | 0.00018447
|  |  |  | c_DK2 | 1831 | 0.00011875 |  |  |  |  | c_DK1_LargeDecentral | 1831 | 0.00021497
|  |  |  | c_DK2 | 1832 | 0.00013478 |  |  |  |  | c_DK1_LargeDecentral | 1832 | 0.00021247
|  |  |  | c_DK2 | 1833 | 0.00014268 |  |  |  |  | c_DK1_LargeDecentral | 1833 | 0.00018931
|  |  |  | c_DK2 | 1834 | 0.00014566 |  |  |  |  | c_DK1_LargeDecentral | 1834 | 0.00017897
|  |  |  | c_DK2 | 1835 | 0.00014693 |  |  |  |  | c_DK1_LargeDecentral | 1835 | 0.00016864
|  |  |  | c_DK2 | 1836 | 0.00014596 |  |  |  |  | c_DK1_LargeDecentral | 1836 | 0.00016064
|  |  |  | c_DK2 | 1837 | 0.00014409 |  |  |  |  | c_DK1_LargeDecentral | 1837 | 0.00015681
|  |  |  | c_DK2 | 1838 | 0.0001423 |  |  |  |  | c_DK1_LargeDecentral | 1838 | 0.00014615
|  |  |  | c_DK2 | 1839 | 0.0001394 |  |  |  |  | c_DK1_LargeDecentral | 1839 | 0.00014548
|  |  |  | c_DK2 | 1840 | 0.00013627 |  |  |  |  | c_DK1_LargeDecentral | 1840 | 0.00014415
|  |  |  | c_DK2 | 1841 | 0.00013835 |  |  |  |  | c_DK1_LargeDecentral | 1841 | 0.00015048
|  |  |  | c_DK2 | 1842 | 0.00014678 |  |  |  |  | c_DK1_LargeDecentral | 1842 | 0.00015914
|  |  |  | c_DK2 | 1843 | 0.00015117 |  |  |  |  | c_DK1_LargeDecentral | 1843 | 0.00016331
|  |  |  | c_DK2 | 1844 | 0.00014439 |  |  |  |  | c_DK1_LargeDecentral | 1844 | 0.00016781
|  |  |  | c_DK2 | 1845 | 0.00013261 |  |  |  |  | c_DK1_LargeDecentral | 1845 | 0.00016831
|  |  |  | c_DK2 | 1846 | 0.00012084 |  |  |  |  | c_DK1_LargeDecentral | 1846 | 0.00015264
|  |  |  | c_DK2 | 1847 | 0.00011033 |  |  |  |  | c_DK1_LargeDecentral | 1847 | 0.00012232
|  |  |  | c_DK2 | 1848 | 0.00010146 |  |  |  |  | c_DK1_LargeDecentral | 1848 | 9.132e-05
|  |  |  | c_DK2 | 1849 | 9.8773e-05 |  |  |  |  | c_DK1_LargeDecentral | 1849 | 8.4987e-05
|  |  |  | c_DK2 | 1850 | 9.4897e-05 |  |  |  |  | c_DK1_LargeDecentral | 1850 | 9.1487e-05
|  |  |  | c_DK2 | 1851 | 9.3629e-05 |  |  |  |  | c_DK1_LargeDecentral | 1851 | 9.2486e-05
|  |  |  | c_DK2 | 1852 | 9.6015e-05 |  |  |  |  | c_DK1_LargeDecentral | 1852 | 9.9485e-05
|  |  |  | c_DK2 | 1853 | 9.8773e-05 |  |  |  |  | c_DK1_LargeDecentral | 1853 | 0.00012665
|  |  |  | c_DK2 | 1854 | 0.00010734 |  |  |  |  | c_DK1_LargeDecentral | 1854 | 0.00018881
|  |  |  | c_DK2 | 1855 | 0.00012069 |  |  |  |  | c_DK1_LargeDecentral | 1855 | 0.00021963
|  |  |  | c_DK2 | 1856 | 0.00013642 |  |  |  |  | c_DK1_LargeDecentral | 1856 | 0.0002163
|  |  |  | c_DK2 | 1857 | 0.00014409 |  |  |  |  | c_DK1_LargeDecentral | 1857 | 0.00019664
|  |  |  | c_DK2 | 1858 | 0.00014693 |  |  |  |  | c_DK1_LargeDecentral | 1858 | 0.00018897
|  |  |  | c_DK2 | 1859 | 0.00014819 |  |  |  |  | c_DK1_LargeDecentral | 1859 | 0.00017914
|  |  |  | c_DK2 | 1860 | 0.000147 |  |  |  |  | c_DK1_LargeDecentral | 1860 | 0.00017214
|  |  |  | c_DK2 | 1861 | 0.00014536 |  |  |  |  | c_DK1_LargeDecentral | 1861 | 0.00016714
|  |  |  | c_DK2 | 1862 | 0.00014394 |  |  |  |  | c_DK1_LargeDecentral | 1862 | 0.00015781
|  |  |  | c_DK2 | 1863 | 0.00014096 |  |  |  |  | c_DK1_LargeDecentral | 1863 | 0.00015631
|  |  |  | c_DK2 | 1864 | 0.00013731 |  |  |  |  | c_DK1_LargeDecentral | 1864 | 0.00015448
|  |  |  | c_DK2 | 1865 | 0.00013664 |  |  |  |  | c_DK1_LargeDecentral | 1865 | 0.00015931
|  |  |  | c_DK2 | 1866 | 0.00014424 |  |  |  |  | c_DK1_LargeDecentral | 1866 | 0.00016681
|  |  |  | c_DK2 | 1867 | 0.00014924 |  |  |  |  | c_DK1_LargeDecentral | 1867 | 0.00016814
|  |  |  | c_DK2 | 1868 | 0.00014633 |  |  |  |  | c_DK1_LargeDecentral | 1868 | 0.00017047
|  |  |  | c_DK2 | 1869 | 0.00013798 |  |  |  |  | c_DK1_LargeDecentral | 1869 | 0.00016997
|  |  |  | c_DK2 | 1870 | 0.00012822 |  |  |  |  | c_DK1_LargeDecentral | 1870 | 0.00015481
|  |  |  | c_DK2 | 1871 | 0.00011786 |  |  |  |  | c_DK1_LargeDecentral | 1871 | 0.00012548
|  |  |  | c_DK2 | 1872 | 0.00010802 |  |  |  |  | c_DK1_LargeDecentral | 1872 | 9.6319e-05
|  |  |  | c_DK2 | 1873 | 9.6387e-05 |  |  |  |  | c_DK1_LargeDecentral | 1873 | 7.6822e-05
|  |  |  | c_DK2 | 1874 | 9.3853e-05 |  |  |  |  | c_DK1_LargeDecentral | 1874 | 8.3488e-05
|  |  |  | c_DK2 | 1875 | 9.2809e-05 |  |  |  |  | c_DK1_LargeDecentral | 1875 | 8.3988e-05
|  |  |  | c_DK2 | 1876 | 9.4077e-05 |  |  |  |  | c_DK1_LargeDecentral | 1876 | 9.182e-05
|  |  |  | c_DK2 | 1877 | 9.5567e-05 |  |  |  |  | c_DK1_LargeDecentral | 1877 | 0.00012165
|  |  |  | c_DK2 | 1878 | 0.00010272 |  |  |  |  | c_DK1_LargeDecentral | 1878 | 0.00018131
|  |  |  | c_DK2 | 1879 | 0.00011644 |  |  |  |  | c_DK1_LargeDecentral | 1879 | 0.00021247
|  |  |  | c_DK2 | 1880 | 0.00013209 |  |  |  |  | c_DK1_LargeDecentral | 1880 | 0.00020964
|  |  |  | c_DK2 | 1881 | 0.00013999 |  |  |  |  | c_DK1_LargeDecentral | 1881 | 0.00018964
|  |  |  | c_DK2 | 1882 | 0.00014342 |  |  |  |  | c_DK1_LargeDecentral | 1882 | 0.00017897
|  |  |  | c_DK2 | 1883 | 0.00014499 |  |  |  |  | c_DK1_LargeDecentral | 1883 | 0.00016864
|  |  |  | c_DK2 | 1884 | 0.00014387 |  |  |  |  | c_DK1_LargeDecentral | 1884 | 0.00016148
|  |  |  | c_DK2 | 1885 | 0.00014223 |  |  |  |  | c_DK1_LargeDecentral | 1885 | 0.00015664
|  |  |  | c_DK2 | 1886 | 0.00014081 |  |  |  |  | c_DK1_LargeDecentral | 1886 | 0.00014698
|  |  |  | c_DK2 | 1887 | 0.00013783 |  |  |  |  | c_DK1_LargeDecentral | 1887 | 0.00014565
|  |  |  | c_DK2 | 1888 | 0.00013694 |  |  |  |  | c_DK1_LargeDecentral | 1888 | 0.00014381
|  |  |  | c_DK2 | 1889 | 0.00013656 |  |  |  |  | c_DK1_LargeDecentral | 1889 | 0.00014831
|  |  |  | c_DK2 | 1890 | 0.00014372 |  |  |  |  | c_DK1_LargeDecentral | 1890 | 0.00015714
|  |  |  | c_DK2 | 1891 | 0.00014827 |  |  |  |  | c_DK1_LargeDecentral | 1891 | 0.00015964
|  |  |  | c_DK2 | 1892 | 0.00014491 |  |  |  |  | c_DK1_LargeDecentral | 1892 | 0.00016364
|  |  |  | c_DK2 | 1893 | 0.00013574 |  |  |  |  | c_DK1_LargeDecentral | 1893 | 0.00016381
|  |  |  | c_DK2 | 1894 | 0.00012233 |  |  |  |  | c_DK1_LargeDecentral | 1894 | 0.00014881
|  |  |  | c_DK2 | 1895 | 0.00011204 |  |  |  |  | c_DK1_LargeDecentral | 1895 | 0.00011882
|  |  |  | c_DK2 | 1896 | 0.00010436 |  |  |  |  | c_DK1_LargeDecentral | 1896 | 8.9154e-05
|  |  |  | c_DK2 | 1897 | 9.4449e-05 |  |  |  |  | c_DK1_LargeDecentral | 1897 | 6.949e-05
|  |  |  | c_DK2 | 1898 | 8.9604e-05 |  |  |  |  | c_DK1_LargeDecentral | 1898 | 7.5989e-05
|  |  |  | c_DK2 | 1899 | 8.871e-05 |  |  |  |  | c_DK1_LargeDecentral | 1899 | 7.6322e-05
|  |  |  | c_DK2 | 1900 | 9.0424e-05 |  |  |  |  | c_DK1_LargeDecentral | 1900 | 8.3654e-05
|  |  |  | c_DK2 | 1901 | 9.2362e-05 |  |  |  |  | c_DK1_LargeDecentral | 1901 | 0.00011248
|  |  |  | c_DK2 | 1902 | 9.922e-05 |  |  |  |  | c_DK1_LargeDecentral | 1902 | 0.00016898
|  |  |  | c_DK2 | 1903 | 0.00011405 |  |  |  |  | c_DK1_LargeDecentral | 1903 | 0.0001983
|  |  |  | c_DK2 | 1904 | 0.00013015 |  |  |  |  | c_DK1_LargeDecentral | 1904 | 0.0001958
|  |  |  | c_DK2 | 1905 | 0.00013828 |  |  |  |  | c_DK1_LargeDecentral | 1905 | 0.00017631
|  |  |  | c_DK2 | 1906 | 0.00014186 |  |  |  |  | c_DK1_LargeDecentral | 1906 | 0.00016581
|  |  |  | c_DK2 | 1907 | 0.00014365 |  |  |  |  | c_DK1_LargeDecentral | 1907 | 0.00015581
|  |  |  | c_DK2 | 1908 | 0.00014275 |  |  |  |  | c_DK1_LargeDecentral | 1908 | 0.00014914
|  |  |  | c_DK2 | 1909 | 0.00014141 |  |  |  |  | c_DK1_LargeDecentral | 1909 | 0.00014481
|  |  |  | c_DK2 | 1910 | 0.00014037 |  |  |  |  | c_DK1_LargeDecentral | 1910 | 0.00013498
|  |  |  | c_DK2 | 1911 | 0.00013716 |  |  |  |  | c_DK1_LargeDecentral | 1911 | 0.00013365
|  |  |  | c_DK2 | 1912 | 0.00013455 |  |  |  |  | c_DK1_LargeDecentral | 1912 | 0.00013165
|  |  |  | c_DK2 | 1913 | 0.00013463 |  |  |  |  | c_DK1_LargeDecentral | 1913 | 0.00013598
|  |  |  | c_DK2 | 1914 | 0.00014141 |  |  |  |  | c_DK1_LargeDecentral | 1914 | 0.00014465
|  |  |  | c_DK2 | 1915 | 0.00014469 |  |  |  |  | c_DK1_LargeDecentral | 1915 | 0.00014698
|  |  |  | c_DK2 | 1916 | 0.00013917 |  |  |  |  | c_DK1_LargeDecentral | 1916 | 0.00015131
|  |  |  | c_DK2 | 1917 | 0.00012911 |  |  |  |  | c_DK1_LargeDecentral | 1917 | 0.00015181
|  |  |  | c_DK2 | 1918 | 0.00011927 |  |  |  |  | c_DK1_LargeDecentral | 1918 | 0.00013781
|  |  |  | c_DK2 | 1919 | 0.00010928 |  |  |  |  | c_DK1_LargeDecentral | 1919 | 0.00010948
|  |  |  | c_DK2 | 1920 | 0.00010123 |  |  |  |  | c_DK1_LargeDecentral | 1920 | 8.1488e-05
|  |  |  | c_DK2 | 1921 | 9.2511e-05 |  |  |  |  | c_DK1_LargeDecentral | 1921 | 7.049e-05
|  |  |  | c_DK2 | 1922 | 8.8337e-05 |  |  |  |  | c_DK1_LargeDecentral | 1922 | 7.6322e-05
|  |  |  | c_DK2 | 1923 | 8.7368e-05 |  |  |  |  | c_DK1_LargeDecentral | 1923 | 7.6322e-05
|  |  |  | c_DK2 | 1924 | 8.9381e-05 |  |  |  |  | c_DK1_LargeDecentral | 1924 | 8.3154e-05
|  |  |  | c_DK2 | 1925 | 9.184e-05 |  |  |  |  | c_DK1_LargeDecentral | 1925 | 0.00011065
|  |  |  | c_DK2 | 1926 | 0.00010004 |  |  |  |  | c_DK1_LargeDecentral | 1926 | 0.00016664
|  |  |  | c_DK2 | 1927 | 0.0001148 |  |  |  |  | c_DK1_LargeDecentral | 1927 | 0.00019764
|  |  |  | c_DK2 | 1928 | 0.00013068 |  |  |  |  | c_DK1_LargeDecentral | 1928 | 0.0001973
|  |  |  | c_DK2 | 1929 | 0.00013962 |  |  |  |  | c_DK1_LargeDecentral | 1929 | 0.00017864
|  |  |  | c_DK2 | 1930 | 0.00014327 |  |  |  |  | c_DK1_LargeDecentral | 1930 | 0.00016781
|  |  |  | c_DK2 | 1931 | 0.00014499 |  |  |  |  | c_DK1_LargeDecentral | 1931 | 0.00015714
|  |  |  | c_DK2 | 1932 | 0.00014342 |  |  |  |  | c_DK1_LargeDecentral | 1932 | 0.00015031
|  |  |  | c_DK2 | 1933 | 0.00014111 |  |  |  |  | c_DK1_LargeDecentral | 1933 | 0.00014565
|  |  |  | c_DK2 | 1934 | 0.0001382 |  |  |  |  | c_DK1_LargeDecentral | 1934 | 0.00013665
|  |  |  | c_DK2 | 1935 | 0.00013425 |  |  |  |  | c_DK1_LargeDecentral | 1935 | 0.00013465
|  |  |  | c_DK2 | 1936 | 0.00012874 |  |  |  |  | c_DK1_LargeDecentral | 1936 | 0.00013281
|  |  |  | c_DK2 | 1937 | 0.00012792 |  |  |  |  | c_DK1_LargeDecentral | 1937 | 0.00013648
|  |  |  | c_DK2 | 1938 | 0.00013753 |  |  |  |  | c_DK1_LargeDecentral | 1938 | 0.00014581
|  |  |  | c_DK2 | 1939 | 0.00014581 |  |  |  |  | c_DK1_LargeDecentral | 1939 | 0.00014948
|  |  |  | c_DK2 | 1940 | 0.00014022 |  |  |  |  | c_DK1_LargeDecentral | 1940 | 0.00015398
|  |  |  | c_DK2 | 1941 | 0.00012859 |  |  |  |  | c_DK1_LargeDecentral | 1941 | 0.00015398
|  |  |  | c_DK2 | 1942 | 0.00011718 |  |  |  |  | c_DK1_LargeDecentral | 1942 | 0.00014048
|  |  |  | c_DK2 | 1943 | 0.00010824 |  |  |  |  | c_DK1_LargeDecentral | 1943 | 0.00011098
|  |  |  | c_DK2 | 1944 | 0.00010138 |  |  |  |  | c_DK1_LargeDecentral | 1944 | 8.2488e-05
|  |  |  | c_DK2 | 1945 | 9.3108e-05 |  |  |  |  | c_DK1_LargeDecentral | 1945 | 7.099e-05
|  |  |  | c_DK2 | 1946 | 8.8784e-05 |  |  |  |  | c_DK1_LargeDecentral | 1946 | 7.4489e-05
|  |  |  | c_DK2 | 1947 | 8.707e-05 |  |  |  |  | c_DK1_LargeDecentral | 1947 | 7.1156e-05
|  |  |  | c_DK2 | 1948 | 8.789e-05 |  |  |  |  | c_DK1_LargeDecentral | 1948 | 8.0655e-05
|  |  |  | c_DK2 | 1949 | 8.8561e-05 |  |  |  |  | c_DK1_LargeDecentral | 1949 | 0.00010798
|  |  |  | c_DK2 | 1950 | 9.0424e-05 |  |  |  |  | c_DK1_LargeDecentral | 1950 | 0.00015814
|  |  |  | c_DK2 | 1951 | 9.2809e-05 |  |  |  |  | c_DK1_LargeDecentral | 1951 | 0.00019231
|  |  |  | c_DK2 | 1952 | 0.00010056 |  |  |  |  | c_DK1_LargeDecentral | 1952 | 0.00018981
|  |  |  | c_DK2 | 1953 | 0.00011152 |  |  |  |  | c_DK1_LargeDecentral | 1953 | 0.00016898
|  |  |  | c_DK2 | 1954 | 0.00011905 |  |  |  |  | c_DK1_LargeDecentral | 1954 | 0.00015848
|  |  |  | c_DK2 | 1955 | 0.00012322 |  |  |  |  | c_DK1_LargeDecentral | 1955 | 0.00015148
|  |  |  | c_DK2 | 1956 | 0.00012218 |  |  |  |  | c_DK1_LargeDecentral | 1956 | 0.00014248
|  |  |  | c_DK2 | 1957 | 0.00011972 |  |  |  |  | c_DK1_LargeDecentral | 1957 | 0.00013848
|  |  |  | c_DK2 | 1958 | 0.00011659 |  |  |  |  | c_DK1_LargeDecentral | 1958 | 0.00012631
|  |  |  | c_DK2 | 1959 | 0.00011361 |  |  |  |  | c_DK1_LargeDecentral | 1959 | 0.00013048
|  |  |  | c_DK2 | 1960 | 0.00011264 |  |  |  |  | c_DK1_LargeDecentral | 1960 | 0.00012848
|  |  |  | c_DK2 | 1961 | 0.00011428 |  |  |  |  | c_DK1_LargeDecentral | 1961 | 0.00013298
|  |  |  | c_DK2 | 1962 | 0.00012046 |  |  |  |  | c_DK1_LargeDecentral | 1962 | 0.00013915
|  |  |  | c_DK2 | 1963 | 0.00012941 |  |  |  |  | c_DK1_LargeDecentral | 1963 | 0.00014381
|  |  |  | c_DK2 | 1964 | 0.00013276 |  |  |  |  | c_DK1_LargeDecentral | 1964 | 0.00014565
|  |  |  | c_DK2 | 1965 | 0.00012292 |  |  |  |  | c_DK1_LargeDecentral | 1965 | 0.00014615
|  |  |  | c_DK2 | 1966 | 0.00011495 |  |  |  |  | c_DK1_LargeDecentral | 1966 | 0.00013515
|  |  |  | c_DK2 | 1967 | 0.00010496 |  |  |  |  | c_DK1_LargeDecentral | 1967 | 0.00010848
|  |  |  | c_DK2 | 1968 | 9.8996e-05 |  |  |  |  | c_DK1_LargeDecentral | 1968 | 7.9488e-05
|  |  |  | c_DK2 | 1969 | 9.348e-05 |  |  |  |  | c_DK1_LargeDecentral | 1969 | 7.5156e-05
|  |  |  | c_DK2 | 1970 | 8.8933e-05 |  |  |  |  | c_DK1_LargeDecentral | 1970 | 8.4987e-05
|  |  |  | c_DK2 | 1971 | 8.6101e-05 |  |  |  |  | c_DK1_LargeDecentral | 1971 | 8.2821e-05
|  |  |  | c_DK2 | 1972 | 8.4834e-05 |  |  |  |  | c_DK1_LargeDecentral | 1972 | 9.6819e-05
|  |  |  | c_DK2 | 1973 | 8.4461e-05 |  |  |  |  | c_DK1_LargeDecentral | 1973 | 0.00012898
|  |  |  | c_DK2 | 1974 | 8.6026e-05 |  |  |  |  | c_DK1_LargeDecentral | 1974 | 0.00018347
|  |  |  | c_DK2 | 1975 | 8.9455e-05 |  |  |  |  | c_DK1_LargeDecentral | 1975 | 0.00019131
|  |  |  | c_DK2 | 1976 | 9.6387e-05 |  |  |  |  | c_DK1_LargeDecentral | 1976 | 0.00018914
|  |  |  | c_DK2 | 1977 | 0.00010794 |  |  |  |  | c_DK1_LargeDecentral | 1977 | 0.00016614
|  |  |  | c_DK2 | 1978 | 0.0001183 |  |  |  |  | c_DK1_LargeDecentral | 1978 | 0.00015764
|  |  |  | c_DK2 | 1979 | 0.000123 |  |  |  |  | c_DK1_LargeDecentral | 1979 | 0.00014898
|  |  |  | c_DK2 | 1980 | 0.00012464 |  |  |  |  | c_DK1_LargeDecentral | 1980 | 0.00014348
|  |  |  | c_DK2 | 1981 | 0.00012136 |  |  |  |  | c_DK1_LargeDecentral | 1981 | 0.00014015
|  |  |  | c_DK2 | 1982 | 0.00011607 |  |  |  |  | c_DK1_LargeDecentral | 1982 | 0.00013165
|  |  |  | c_DK2 | 1983 | 0.00011428 |  |  |  |  | c_DK1_LargeDecentral | 1983 | 0.00013248
|  |  |  | c_DK2 | 1984 | 0.00011271 |  |  |  |  | c_DK1_LargeDecentral | 1984 | 0.00013031
|  |  |  | c_DK2 | 1985 | 0.00011413 |  |  |  |  | c_DK1_LargeDecentral | 1985 | 0.00013765
|  |  |  | c_DK2 | 1986 | 0.00012285 |  |  |  |  | c_DK1_LargeDecentral | 1986 | 0.00014748
|  |  |  | c_DK2 | 1987 | 0.0001309 |  |  |  |  | c_DK1_LargeDecentral | 1987 | 0.00015181
|  |  |  | c_DK2 | 1988 | 0.00013075 |  |  |  |  | c_DK1_LargeDecentral | 1988 | 0.00015581
|  |  |  | c_DK2 | 1989 | 0.00012464 |  |  |  |  | c_DK1_LargeDecentral | 1989 | 0.00015731
|  |  |  | c_DK2 | 1990 | 0.00011465 |  |  |  |  | c_DK1_LargeDecentral | 1990 | 0.00014581
|  |  |  | c_DK2 | 1991 | 0.00010399 |  |  |  |  | c_DK1_LargeDecentral | 1991 | 0.00011798
|  |  |  | c_DK2 | 1992 | 9.6909e-05 |  |  |  |  | c_DK1_LargeDecentral | 1992 | 8.8487e-05
|  |  |  | c_DK2 | 1993 | 8.9231e-05 |  |  |  |  | c_DK1_LargeDecentral | 1993 | 7.7155e-05
|  |  |  | c_DK2 | 1994 | 8.5281e-05 |  |  |  |  | c_DK1_LargeDecentral | 1994 | 8.4654e-05
|  |  |  | c_DK2 | 1995 | 8.4834e-05 |  |  |  |  | c_DK1_LargeDecentral | 1995 | 8.5154e-05
|  |  |  | c_DK2 | 1996 | 8.7741e-05 |  |  |  |  | c_DK1_LargeDecentral | 1996 | 9.3486e-05
|  |  |  | c_DK2 | 1997 | 9.1766e-05 |  |  |  |  | c_DK1_LargeDecentral | 1997 | 0.00012398
|  |  |  | c_DK2 | 1998 | 0.00010116 |  |  |  |  | c_DK1_LargeDecentral | 1998 | 0.00018414
|  |  |  | c_DK2 | 1999 | 0.00011659 |  |  |  |  | c_DK1_LargeDecentral | 1999 | 0.00021447
|  |  |  | c_DK2 | 2000 | 0.00013254 |  |  |  |  | c_DK1_LargeDecentral | 2000 | 0.00021214
|  |  |  | c_DK2 | 2001 | 0.00013865 |  |  |  |  | c_DK1_LargeDecentral | 2001 | 0.00018897
|  |  |  | c_DK2 | 2002 | 0.00014126 |  |  |  |  | c_DK1_LargeDecentral | 2002 | 0.00017847
|  |  |  | c_DK2 | 2003 | 0.00014342 |  |  |  |  | c_DK1_LargeDecentral | 2003 | 0.00016848
|  |  |  | c_DK2 | 2004 | 0.00014156 |  |  |  |  | c_DK1_LargeDecentral | 2004 | 0.00016031
|  |  |  | c_DK2 | 2005 | 0.00013917 |  |  |  |  | c_DK1_LargeDecentral | 2005 | 0.00015631
|  |  |  | c_DK2 | 2006 | 0.00013888 |  |  |  |  | c_DK1_LargeDecentral | 2006 | 0.00014615
|  |  |  | c_DK2 | 2007 | 0.00013574 |  |  |  |  | c_DK1_LargeDecentral | 2007 | 0.00014515
|  |  |  | c_DK2 | 2008 | 0.00013105 |  |  |  |  | c_DK1_LargeDecentral | 2008 | 0.00014398
|  |  |  | c_DK2 | 2009 | 0.00012874 |  |  |  |  | c_DK1_LargeDecentral | 2009 | 0.00015014
|  |  |  | c_DK2 | 2010 | 0.00013545 |  |  |  |  | c_DK1_LargeDecentral | 2010 | 0.00015881
|  |  |  | c_DK2 | 2011 | 0.00014074 |  |  |  |  | c_DK1_LargeDecentral | 2011 | 0.00016298
|  |  |  | c_DK2 | 2012 | 0.00013858 |  |  |  |  | c_DK1_LargeDecentral | 2012 | 0.00016731
|  |  |  | c_DK2 | 2013 | 0.00013247 |  |  |  |  | c_DK1_LargeDecentral | 2013 | 0.00016798
|  |  |  | c_DK2 | 2014 | 0.00012158 |  |  |  |  | c_DK1_LargeDecentral | 2014 | 0.00015264
|  |  |  | c_DK2 | 2015 | 0.00011077 |  |  |  |  | c_DK1_LargeDecentral | 2015 | 0.00012198
|  |  |  | c_DK2 | 2016 | 0.0001025 |  |  |  |  | c_DK1_LargeDecentral | 2016 | 9.1153e-05
|  |  |  | c_DK2 | 2017 | 9.4897e-05 |  |  |  |  | c_DK1_LargeDecentral | 2017 | 7.7322e-05
|  |  |  | c_DK2 | 2018 | 9.0797e-05 |  |  |  |  | c_DK1_LargeDecentral | 2018 | 8.3988e-05
|  |  |  | c_DK2 | 2019 | 8.9977e-05 |  |  |  |  | c_DK1_LargeDecentral | 2019 | 8.4654e-05
|  |  |  | c_DK2 | 2020 | 9.4226e-05 |  |  |  |  | c_DK1_LargeDecentral | 2020 | 9.2653e-05
|  |  |  | c_DK2 | 2021 | 9.4822e-05 |  |  |  |  | c_DK1_LargeDecentral | 2021 | 0.00012265
|  |  |  | c_DK2 | 2022 | 0.00010131 |  |  |  |  | c_DK1_LargeDecentral | 2022 | 0.00018247
|  |  |  | c_DK2 | 2023 | 0.00011622 |  |  |  |  | c_DK1_LargeDecentral | 2023 | 0.0002138
|  |  |  | c_DK2 | 2024 | 0.00013269 |  |  |  |  | c_DK1_LargeDecentral | 2024 | 0.00021097
|  |  |  | c_DK2 | 2025 | 0.00014074 |  |  |  |  | c_DK1_LargeDecentral | 2025 | 0.00019097
|  |  |  | c_DK2 | 2026 | 0.00014327 |  |  |  |  | c_DK1_LargeDecentral | 2026 | 0.00018014
|  |  |  | c_DK2 | 2027 | 0.00014409 |  |  |  |  | c_DK1_LargeDecentral | 2027 | 0.00016981
|  |  |  | c_DK2 | 2028 | 0.0001423 |  |  |  |  | c_DK1_LargeDecentral | 2028 | 0.00016248
|  |  |  | c_DK2 | 2029 | 0.0001394 |  |  |  |  | c_DK1_LargeDecentral | 2029 | 0.00015764
|  |  |  | c_DK2 | 2030 | 0.00013738 |  |  |  |  | c_DK1_LargeDecentral | 2030 | 0.00014798
|  |  |  | c_DK2 | 2031 | 0.00013545 |  |  |  |  | c_DK1_LargeDecentral | 2031 | 0.00014648
|  |  |  | c_DK2 | 2032 | 0.0001315 |  |  |  |  | c_DK1_LargeDecentral | 2032 | 0.00014481
|  |  |  | c_DK2 | 2033 | 0.00013247 |  |  |  |  | c_DK1_LargeDecentral | 2033 | 0.00014931
|  |  |  | c_DK2 | 2034 | 0.00014148 |  |  |  |  | c_DK1_LargeDecentral | 2034 | 0.00015814
|  |  |  | c_DK2 | 2035 | 0.00014312 |  |  |  |  | c_DK1_LargeDecentral | 2035 | 0.00016048
|  |  |  | c_DK2 | 2036 | 0.00014342 |  |  |  |  | c_DK1_LargeDecentral | 2036 | 0.00016464
|  |  |  | c_DK2 | 2037 | 0.00013634 |  |  |  |  | c_DK1_LargeDecentral | 2037 | 0.00016481
|  |  |  | c_DK2 | 2038 | 0.00012345 |  |  |  |  | c_DK1_LargeDecentral | 2038 | 0.00014964
|  |  |  | c_DK2 | 2039 | 0.00011338 |  |  |  |  | c_DK1_LargeDecentral | 2039 | 0.00011948
|  |  |  | c_DK2 | 2040 | 0.00010481 |  |  |  |  | c_DK1_LargeDecentral | 2040 | 8.982e-05
|  |  |  | c_DK2 | 2041 | 9.4226e-05 |  |  |  |  | c_DK1_LargeDecentral | 2041 | 7.1323e-05
|  |  |  | c_DK2 | 2042 | 8.9381e-05 |  |  |  |  | c_DK1_LargeDecentral | 2042 | 7.7655e-05
|  |  |  | c_DK2 | 2043 | 8.8561e-05 |  |  |  |  | c_DK1_LargeDecentral | 2043 | 7.8322e-05
|  |  |  | c_DK2 | 2044 | 9.02e-05 |  |  |  |  | c_DK1_LargeDecentral | 2044 | 8.5821e-05
|  |  |  | c_DK2 | 2045 | 9.2288e-05 |  |  |  |  | c_DK1_LargeDecentral | 2045 | 0.00011498
|  |  |  | c_DK2 | 2046 | 9.8773e-05 |  |  |  |  | c_DK1_LargeDecentral | 2046 | 0.00017231
|  |  |  | c_DK2 | 2047 | 0.00011346 |  |  |  |  | c_DK1_LargeDecentral | 2047 | 0.0002023
|  |  |  | c_DK2 | 2048 | 0.0001309 |  |  |  |  | c_DK1_LargeDecentral | 2048 | 0.0001998
|  |  |  | c_DK2 | 2049 | 0.00013962 |  |  |  |  | c_DK1_LargeDecentral | 2049 | 0.00018014
|  |  |  | c_DK2 | 2050 | 0.00014163 |  |  |  |  | c_DK1_LargeDecentral | 2050 | 0.00016931
|  |  |  | c_DK2 | 2051 | 0.0001429 |  |  |  |  | c_DK1_LargeDecentral | 2051 | 0.00015914
|  |  |  | c_DK2 | 2052 | 0.00014156 |  |  |  |  | c_DK1_LargeDecentral | 2052 | 0.00015214
|  |  |  | c_DK2 | 2053 | 0.00014052 |  |  |  |  | c_DK1_LargeDecentral | 2053 | 0.00014798
|  |  |  | c_DK2 | 2054 | 0.00013932 |  |  |  |  | c_DK1_LargeDecentral | 2054 | 0.00013815
|  |  |  | c_DK2 | 2055 | 0.00013671 |  |  |  |  | c_DK1_LargeDecentral | 2055 | 0.00013681
|  |  |  | c_DK2 | 2056 | 0.00013239 |  |  |  |  | c_DK1_LargeDecentral | 2056 | 0.00013498
|  |  |  | c_DK2 | 2057 | 0.00013172 |  |  |  |  | c_DK1_LargeDecentral | 2057 | 0.00013898
|  |  |  | c_DK2 | 2058 | 0.0001382 |  |  |  |  | c_DK1_LargeDecentral | 2058 | 0.00014798
|  |  |  | c_DK2 | 2059 | 0.00013776 |  |  |  |  | c_DK1_LargeDecentral | 2059 | 0.00015064
|  |  |  | c_DK2 | 2060 | 0.00013865 |  |  |  |  | c_DK1_LargeDecentral | 2060 | 0.00015481
|  |  |  | c_DK2 | 2061 | 0.00013656 |  |  |  |  | c_DK1_LargeDecentral | 2061 | 0.00015531
|  |  |  | c_DK2 | 2062 | 0.00012695 |  |  |  |  | c_DK1_LargeDecentral | 2062 | 0.00014115
|  |  |  | c_DK2 | 2063 | 0.0001151 |  |  |  |  | c_DK1_LargeDecentral | 2063 | 0.00011215
|  |  |  | c_DK2 | 2064 | 0.00010541 |  |  |  |  | c_DK1_LargeDecentral | 2064 | 8.3488e-05
|  |  |  | c_DK2 | 2065 | 9.2064e-05 |  |  |  |  | c_DK1_LargeDecentral | 2065 | 6.6324e-05
|  |  |  | c_DK2 | 2066 | 8.7293e-05 |  |  |  |  | c_DK1_LargeDecentral | 2066 | 7.2323e-05
|  |  |  | c_DK2 | 2067 | 8.6697e-05 |  |  |  |  | c_DK1_LargeDecentral | 2067 | 7.2656e-05
|  |  |  | c_DK2 | 2068 | 8.9306e-05 |  |  |  |  | c_DK1_LargeDecentral | 2068 | 7.9655e-05
|  |  |  | c_DK2 | 2069 | 9.1393e-05 |  |  |  |  | c_DK1_LargeDecentral | 2069 | 0.00010748
|  |  |  | c_DK2 | 2070 | 9.7804e-05 |  |  |  |  | c_DK1_LargeDecentral | 2070 | 0.00016214
|  |  |  | c_DK2 | 2071 | 0.00011346 |  |  |  |  | c_DK1_LargeDecentral | 2071 | 0.00019031
|  |  |  | c_DK2 | 2072 | 0.00013008 |  |  |  |  | c_DK1_LargeDecentral | 2072 | 0.00018797
|  |  |  | c_DK2 | 2073 | 0.0001394 |  |  |  |  | c_DK1_LargeDecentral | 2073 | 0.00016848
|  |  |  | c_DK2 | 2074 | 0.00014208 |  |  |  |  | c_DK1_LargeDecentral | 2074 | 0.00015864
|  |  |  | c_DK2 | 2075 | 0.00014223 |  |  |  |  | c_DK1_LargeDecentral | 2075 | 0.00014914
|  |  |  | c_DK2 | 2076 | 0.00013992 |  |  |  |  | c_DK1_LargeDecentral | 2076 | 0.00014298
|  |  |  | c_DK2 | 2077 | 0.0001382 |  |  |  |  | c_DK1_LargeDecentral | 2077 | 0.00013848
|  |  |  | c_DK2 | 2078 | 0.0001382 |  |  |  |  | c_DK1_LargeDecentral | 2078 | 0.00012898
|  |  |  | c_DK2 | 2079 | 0.00013768 |  |  |  |  | c_DK1_LargeDecentral | 2079 | 0.00012765
|  |  |  | c_DK2 | 2080 | 0.00013217 |  |  |  |  | c_DK1_LargeDecentral | 2080 | 0.00012565
|  |  |  | c_DK2 | 2081 | 0.00012896 |  |  |  |  | c_DK1_LargeDecentral | 2081 | 0.00012948
|  |  |  | c_DK2 | 2082 | 0.00013366 |  |  |  |  | c_DK1_LargeDecentral | 2082 | 0.00013815
|  |  |  | c_DK2 | 2083 | 0.00013202 |  |  |  |  | c_DK1_LargeDecentral | 2083 | 0.00014031
|  |  |  | c_DK2 | 2084 | 0.00013157 |  |  |  |  | c_DK1_LargeDecentral | 2084 | 0.00014465
|  |  |  | c_DK2 | 2085 | 0.00012978 |  |  |  |  | c_DK1_LargeDecentral | 2085 | 0.00014515
|  |  |  | c_DK2 | 2086 | 0.00011771 |  |  |  |  | c_DK1_LargeDecentral | 2086 | 0.00013198
|  |  |  | c_DK2 | 2087 | 0.00010667 |  |  |  |  | c_DK1_LargeDecentral | 2087 | 0.00010482
|  |  |  | c_DK2 | 2088 | 9.7729e-05 |  |  |  |  | c_DK1_LargeDecentral | 2088 | 7.7822e-05
|  |  |  | c_DK2 | 2089 | 8.8561e-05 |  |  |  |  | c_DK1_LargeDecentral | 2089 | 6.3824e-05
|  |  |  | c_DK2 | 2090 | 8.5206e-05 |  |  |  |  | c_DK1_LargeDecentral | 2090 | 6.899e-05
|  |  |  | c_DK2 | 2091 | 8.3864e-05 |  |  |  |  | c_DK1_LargeDecentral | 2091 | 6.8823e-05
|  |  |  | c_DK2 | 2092 | 8.6101e-05 |  |  |  |  | c_DK1_LargeDecentral | 2092 | 7.4989e-05
|  |  |  | c_DK2 | 2093 | 8.8635e-05 |  |  |  |  | c_DK1_LargeDecentral | 2093 | 0.00010049
|  |  |  | c_DK2 | 2094 | 9.5791e-05 |  |  |  |  | c_DK1_LargeDecentral | 2094 | 0.00015314
|  |  |  | c_DK2 | 2095 | 0.00011122 |  |  |  |  | c_DK1_LargeDecentral | 2095 | 0.00018147
|  |  |  | c_DK2 | 2096 | 0.00012702 |  |  |  |  | c_DK1_LargeDecentral | 2096 | 0.00018114
|  |  |  | c_DK2 | 2097 | 0.00013396 |  |  |  |  | c_DK1_LargeDecentral | 2097 | 0.00016298
|  |  |  | c_DK2 | 2098 | 0.00013522 |  |  |  |  | c_DK1_LargeDecentral | 2098 | 0.00015348
|  |  |  | c_DK2 | 2099 | 0.00013604 |  |  |  |  | c_DK1_LargeDecentral | 2099 | 0.00014348
|  |  |  | c_DK2 | 2100 | 0.00013336 |  |  |  |  | c_DK1_LargeDecentral | 2100 | 0.00013748
|  |  |  | c_DK2 | 2101 | 0.00012978 |  |  |  |  | c_DK1_LargeDecentral | 2101 | 0.00013331
|  |  |  | c_DK2 | 2102 | 0.00012732 |  |  |  |  | c_DK1_LargeDecentral | 2102 | 0.00012448
|  |  |  | c_DK2 | 2103 | 0.0001233 |  |  |  |  | c_DK1_LargeDecentral | 2103 | 0.00012232
|  |  |  | c_DK2 | 2104 | 0.00011964 |  |  |  |  | c_DK1_LargeDecentral | 2104 | 0.00012015
|  |  |  | c_DK2 | 2105 | 0.00011823 |  |  |  |  | c_DK1_LargeDecentral | 2105 | 0.00012365
|  |  |  | c_DK2 | 2106 | 0.00012374 |  |  |  |  | c_DK1_LargeDecentral | 2106 | 0.00013231
|  |  |  | c_DK2 | 2107 | 0.00012635 |  |  |  |  | c_DK1_LargeDecentral | 2107 | 0.00013565
|  |  |  | c_DK2 | 2108 | 0.00012374 |  |  |  |  | c_DK1_LargeDecentral | 2108 | 0.00014031
|  |  |  | c_DK2 | 2109 | 0.00011912 |  |  |  |  | c_DK1_LargeDecentral | 2109 | 0.00014048
|  |  |  | c_DK2 | 2110 | 0.00011219 |  |  |  |  | c_DK1_LargeDecentral | 2110 | 0.00012831
|  |  |  | c_DK2 | 2111 | 0.00010593 |  |  |  |  | c_DK1_LargeDecentral | 2111 | 0.00010132
|  |  |  | c_DK2 | 2112 | 9.9444e-05 |  |  |  |  | c_DK1_LargeDecentral | 2112 | 7.4989e-05
|  |  |  | c_DK2 | 2113 | 9.184e-05 |  |  |  |  | c_DK1_LargeDecentral | 2113 | 6.5324e-05
|  |  |  | c_DK2 | 2114 | 8.6921e-05 |  |  |  |  | c_DK1_LargeDecentral | 2114 | 6.8323e-05
|  |  |  | c_DK2 | 2115 | 8.5579e-05 |  |  |  |  | c_DK1_LargeDecentral | 2115 | 6.5157e-05
|  |  |  | c_DK2 | 2116 | 8.5952e-05 |  |  |  |  | c_DK1_LargeDecentral | 2116 | 7.3822e-05
|  |  |  | c_DK2 | 2117 | 8.6399e-05 |  |  |  |  | c_DK1_LargeDecentral | 2117 | 9.9319e-05
|  |  |  | c_DK2 | 2118 | 8.8262e-05 |  |  |  |  | c_DK1_LargeDecentral | 2118 | 0.00014648
|  |  |  | c_DK2 | 2119 | 9.1617e-05 |  |  |  |  | c_DK1_LargeDecentral | 2119 | 0.00017864
|  |  |  | c_DK2 | 2120 | 9.9816e-05 |  |  |  |  | c_DK1_LargeDecentral | 2120 | 0.00017664
|  |  |  | c_DK2 | 2121 | 0.00011033 |  |  |  |  | c_DK1_LargeDecentral | 2121 | 0.00015664
|  |  |  | c_DK2 | 2122 | 0.00011651 |  |  |  |  | c_DK1_LargeDecentral | 2122 | 0.00014698
|  |  |  | c_DK2 | 2123 | 0.00011838 |  |  |  |  | c_DK1_LargeDecentral | 2123 | 0.00014048
|  |  |  | c_DK2 | 2124 | 0.00011741 |  |  |  |  | c_DK1_LargeDecentral | 2124 | 0.00013198
|  |  |  | c_DK2 | 2125 | 0.00011458 |  |  |  |  | c_DK1_LargeDecentral | 2125 | 0.00012831
|  |  |  | c_DK2 | 2126 | 0.00011197 |  |  |  |  | c_DK1_LargeDecentral | 2126 | 0.00011698
|  |  |  | c_DK2 | 2127 | 0.00010936 |  |  |  |  | c_DK1_LargeDecentral | 2127 | 0.00012082
|  |  |  | c_DK2 | 2128 | 0.00010749 |  |  |  |  | c_DK1_LargeDecentral | 2128 | 0.00011865
|  |  |  | c_DK2 | 2129 | 0.00010966 |  |  |  |  | c_DK1_LargeDecentral | 2129 | 0.00012265
|  |  |  | c_DK2 | 2130 | 0.00011644 |  |  |  |  | c_DK1_LargeDecentral | 2130 | 0.00012831
|  |  |  | c_DK2 | 2131 | 0.00012009 |  |  |  |  | c_DK1_LargeDecentral | 2131 | 0.00013248
|  |  |  | c_DK2 | 2132 | 0.00011912 |  |  |  |  | c_DK1_LargeDecentral | 2132 | 0.00013431
|  |  |  | c_DK2 | 2133 | 0.00011726 |  |  |  |  | c_DK1_LargeDecentral | 2133 | 0.00013498
|  |  |  | c_DK2 | 2134 | 0.00011122 |  |  |  |  | c_DK1_LargeDecentral | 2134 | 0.00012515
|  |  |  | c_DK2 | 2135 | 0.00010407 |  |  |  |  | c_DK1_LargeDecentral | 2135 | 0.00010049
|  |  |  | c_DK2 | 2136 | 9.758e-05 |  |  |  |  | c_DK1_LargeDecentral | 2136 | 7.3156e-05
|  |  |  | c_DK2 | 2137 | 8.8486e-05 |  |  |  |  | c_DK1_LargeDecentral | 2137 | 7.3822e-05
|  |  |  | c_DK2 | 2138 | 8.4088e-05 |  |  |  |  | c_DK1_LargeDecentral | 2138 | 8.3654e-05
|  |  |  | c_DK2 | 2139 | 8.1926e-05 |  |  |  |  | c_DK1_LargeDecentral | 2139 | 9.5319e-05
|  |  |  | c_DK2 | 2140 | 8.2597e-05 |  |  |  |  | c_DK1_LargeDecentral | 2140 | 0.00012715
|  |  |  | c_DK2 | 2141 | 8.5281e-05 |  |  |  |  | c_DK1_LargeDecentral | 2141 | 0.00018064
|  |  |  | c_DK2 | 2142 | 8.9381e-05 |  |  |  |  | c_DK1_LargeDecentral | 2142 | 0.00018847
|  |  |  | c_DK2 | 2143 | 9.2213e-05 |  |  |  |  | c_DK1_LargeDecentral | 2143 | 0.00018647
|  |  |  | c_DK2 | 2144 | 0.0001019 |  |  |  |  | c_DK1_LargeDecentral | 2144 | 0.00016364
|  |  |  | c_DK2 | 2145 | 0.00011189 |  |  |  |  | c_DK1_LargeDecentral | 2145 | 0.00015531
|  |  |  | c_DK2 | 2146 | 0.00011756 |  |  |  |  | c_DK1_LargeDecentral | 2146 | 0.00014698
|  |  |  | c_DK2 | 2147 | 0.00012002 |  |  |  |  | c_DK1_LargeDecentral | 2147 | 0.00014148
|  |  |  | c_DK2 | 2148 | 0.00011793 |  |  |  |  | c_DK1_LargeDecentral | 2148 | 0.00013798
|  |  |  | c_DK2 | 2149 | 0.00011592 |  |  |  |  | c_DK1_LargeDecentral | 2149 | 0.00012981
|  |  |  | c_DK2 | 2150 | 0.00011338 |  |  |  |  | c_DK1_LargeDecentral | 2150 | 0.00013048
|  |  |  | c_DK2 | 2151 | 0.00010988 |  |  |  |  | c_DK1_LargeDecentral | 2151 | 0.00012831
|  |  |  | c_DK2 | 2152 | 0.00011182 |  |  |  |  | c_DK1_LargeDecentral | 2152 | 0.00013565
|  |  |  | c_DK2 | 2153 | 0.000118 |  |  |  |  | c_DK1_LargeDecentral | 2153 | 0.00014531
|  |  |  | c_DK2 | 2154 | 0.00012292 |  |  |  |  | c_DK1_LargeDecentral | 2154 | 0.00014964
|  |  |  | c_DK2 | 2155 | 0.00012143 |  |  |  |  | c_DK1_LargeDecentral | 2155 | 0.00015331
|  |  |  | c_DK2 | 2156 | 0.00011964 |  |  |  |  | c_DK1_LargeDecentral | 2156 | 0.00015498
|  |  |  | c_DK2 | 2157 | 0.00011331 |  |  |  |  | c_DK1_LargeDecentral | 2157 | 0.00014381
|  |  |  | c_DK2 | 2158 | 0.00010332 |  |  |  |  | c_DK1_LargeDecentral | 2158 | 0.00011615
|  |  |  | c_DK2 | 2159 | 9.4673e-05 |  |  |  |  | c_DK1_LargeDecentral | 2159 | 8.6987e-05
|  |  |  | c_DK2 | 2160 | 8.9157e-05 |  |  |  |  | c_DK1_LargeDecentral | 2160 | 8.3654e-05
|  |  |  | c_DK2 | 2161 | 8.3492e-05 |  |  |  |  | c_DK1_LargeDecentral | 2161 | 8.9987e-05
|  |  |  | c_DK2 | 2162 | 8.0808e-05 |  |  |  |  | c_DK1_LargeDecentral | 2162 | 9.1153e-05
|  |  |  | c_DK2 | 2163 | 8.1628e-05 |  |  |  |  | c_DK1_LargeDecentral | 2163 | 9.8819e-05
|  |  |  | c_DK2 | 2164 | 8.4834e-05 |  |  |  |  | c_DK1_LargeDecentral | 2164 | 0.00012615
|  |  |  | c_DK2 | 2165 | 9.5866e-05 |  |  |  |  | c_DK1_LargeDecentral | 2165 | 0.00018797
|  |  |  | c_DK2 | 2166 | 0.00011592 |  |  |  |  | c_DK1_LargeDecentral | 2166 | 0.00021797
|  |  |  | c_DK2 | 2167 | 0.0001312 |  |  |  |  | c_DK1_LargeDecentral | 2167 | 0.00021464
|  |  |  | c_DK2 | 2168 | 0.00013843 |  |  |  |  | c_DK1_LargeDecentral | 2168 | 0.00019297
|  |  |  | c_DK2 | 2169 | 0.00013843 |  |  |  |  | c_DK1_LargeDecentral | 2169 | 0.00018497
|  |  |  | c_DK2 | 2170 | 0.00014156 |  |  |  |  | c_DK1_LargeDecentral | 2170 | 0.00017597
|  |  |  | c_DK2 | 2171 | 0.00014275 |  |  |  |  | c_DK1_LargeDecentral | 2171 | 0.00016848
|  |  |  | c_DK2 | 2172 | 0.0001429 |  |  |  |  | c_DK1_LargeDecentral | 2172 | 0.00016381
|  |  |  | c_DK2 | 2173 | 0.00014193 |  |  |  |  | c_DK1_LargeDecentral | 2173 | 0.00015464
|  |  |  | c_DK2 | 2174 | 0.00013649 |  |  |  |  | c_DK1_LargeDecentral | 2174 | 0.00015364
|  |  |  | c_DK2 | 2175 | 0.00012434 |  |  |  |  | c_DK1_LargeDecentral | 2175 | 0.00015214
|  |  |  | c_DK2 | 2176 | 0.00012374 |  |  |  |  | c_DK1_LargeDecentral | 2176 | 0.00015731
|  |  |  | c_DK2 | 2177 | 0.00013127 |  |  |  |  | c_DK1_LargeDecentral | 2177 | 0.00016581
|  |  |  | c_DK2 | 2178 | 0.00012986 |  |  |  |  | c_DK1_LargeDecentral | 2178 | 0.00016814
|  |  |  | c_DK2 | 2179 | 0.0001262 |  |  |  |  | c_DK1_LargeDecentral | 2179 | 0.00017097
|  |  |  | c_DK2 | 2180 | 0.00012807 |  |  |  |  | c_DK1_LargeDecentral | 2180 | 0.00017031
|  |  |  | c_DK2 | 2181 | 0.00011994 |  |  |  |  | c_DK1_LargeDecentral | 2181 | 0.00015548
|  |  |  | c_DK2 | 2182 | 0.00010936 |  |  |  |  | c_DK1_LargeDecentral | 2182 | 0.00012581
|  |  |  | c_DK2 | 2183 | 0.00010011 |  |  |  |  | c_DK1_LargeDecentral | 2183 | 9.5986e-05
|  |  |  | c_DK2 | 2184 | 9.1095e-05 |  |  |  |  | c_DK1_LargeDecentral | 2184 | 7.6822e-05
|  |  |  | c_DK2 | 2185 | 8.5057e-05 |  |  |  |  | c_DK1_LargeDecentral | 2185 | 8.3654e-05
|  |  |  | c_DK2 | 2186 | 8.2225e-05 |  |  |  |  | c_DK1_LargeDecentral | 2186 | 8.4321e-05
|  |  |  | c_DK2 | 2187 | 8.3641e-05 |  |  |  |  | c_DK1_LargeDecentral | 2187 | 9.232e-05
|  |  |  | c_DK2 | 2188 | 8.6846e-05 |  |  |  |  | c_DK1_LargeDecentral | 2188 | 0.00012232
|  |  |  | c_DK2 | 2189 | 9.4524e-05 |  |  |  |  | c_DK1_LargeDecentral | 2189 | 0.00018231
|  |  |  | c_DK2 | 2190 | 0.0001101 |  |  |  |  | c_DK1_LargeDecentral | 2190 | 0.0002138
|  |  |  | c_DK2 | 2191 | 0.00012851 |  |  |  |  | c_DK1_LargeDecentral | 2191 | 0.00021097
|  |  |  | c_DK2 | 2192 | 0.00013634 |  |  |  |  | c_DK1_LargeDecentral | 2192 | 0.00019081
|  |  |  | c_DK2 | 2193 | 0.0001385 |  |  |  |  | c_DK1_LargeDecentral | 2193 | 0.00017981
|  |  |  | c_DK2 | 2194 | 0.00013783 |  |  |  |  | c_DK1_LargeDecentral | 2194 | 0.00016931
|  |  |  | c_DK2 | 2195 | 0.00013455 |  |  |  |  | c_DK1_LargeDecentral | 2195 | 0.00016214
|  |  |  | c_DK2 | 2196 | 0.00013165 |  |  |  |  | c_DK1_LargeDecentral | 2196 | 0.00015714
|  |  |  | c_DK2 | 2197 | 0.0001303 |  |  |  |  | c_DK1_LargeDecentral | 2197 | 0.00014748
|  |  |  | c_DK2 | 2198 | 0.00012792 |  |  |  |  | c_DK1_LargeDecentral | 2198 | 0.00014598
|  |  |  | c_DK2 | 2199 | 0.00012494 |  |  |  |  | c_DK1_LargeDecentral | 2199 | 0.00014415
|  |  |  | c_DK2 | 2200 | 0.00012531 |  |  |  |  | c_DK1_LargeDecentral | 2200 | 0.00014864
|  |  |  | c_DK2 | 2201 | 0.00013001 |  |  |  |  | c_DK1_LargeDecentral | 2201 | 0.00015798
|  |  |  | c_DK2 | 2202 | 0.00012844 |  |  |  |  | c_DK1_LargeDecentral | 2202 | 0.00016031
|  |  |  | c_DK2 | 2203 | 0.00012583 |  |  |  |  | c_DK1_LargeDecentral | 2203 | 0.00016448
|  |  |  | c_DK2 | 2204 | 0.00012658 |  |  |  |  | c_DK1_LargeDecentral | 2204 | 0.00016464
|  |  |  | c_DK2 | 2205 | 0.00011912 |  |  |  |  | c_DK1_LargeDecentral | 2205 | 0.00014948
|  |  |  | c_DK2 | 2206 | 0.00010906 |  |  |  |  | c_DK1_LargeDecentral | 2206 | 0.00011932
|  |  |  | c_DK2 | 2207 | 9.9742e-05 |  |  |  |  | c_DK1_LargeDecentral | 2207 | 8.9487e-05
|  |  |  | c_DK2 | 2208 | 9.0051e-05 |  |  |  |  | c_DK1_LargeDecentral | 2208 | 6.899e-05
|  |  |  | c_DK2 | 2209 | 8.3566e-05 |  |  |  |  | c_DK1_LargeDecentral | 2209 | 7.5656e-05
|  |  |  | c_DK2 | 2210 | 8.051e-05 |  |  |  |  | c_DK1_LargeDecentral | 2210 | 7.5822e-05
|  |  |  | c_DK2 | 2211 | 8.1703e-05 |  |  |  |  | c_DK1_LargeDecentral | 2211 | 8.3154e-05
|  |  |  | c_DK2 | 2212 | 8.461e-05 |  |  |  |  | c_DK1_LargeDecentral | 2212 | 0.00011182
|  |  |  | c_DK2 | 2213 | 9.102e-05 |  |  |  |  | c_DK1_LargeDecentral | 2213 | 0.00016814
|  |  |  | c_DK2 | 2214 | 0.000106 |  |  |  |  | c_DK1_LargeDecentral | 2214 | 0.00019714
|  |  |  | c_DK2 | 2215 | 0.00012658 |  |  |  |  | c_DK1_LargeDecentral | 2215 | 0.0001948
|  |  |  | c_DK2 | 2216 | 0.00013329 |  |  |  |  | c_DK1_LargeDecentral | 2216 | 0.00017531
|  |  |  | c_DK2 | 2217 | 0.00013597 |  |  |  |  | c_DK1_LargeDecentral | 2217 | 0.00016464
|  |  |  | c_DK2 | 2218 | 0.00013589 |  |  |  |  | c_DK1_LargeDecentral | 2218 | 0.00015498
|  |  |  | c_DK2 | 2219 | 0.00013217 |  |  |  |  | c_DK1_LargeDecentral | 2219 | 0.00014831
|  |  |  | c_DK2 | 2220 | 0.00012948 |  |  |  |  | c_DK1_LargeDecentral | 2220 | 0.00014398
|  |  |  | c_DK2 | 2221 | 0.00012769 |  |  |  |  | c_DK1_LargeDecentral | 2221 | 0.00013431
|  |  |  | c_DK2 | 2222 | 0.00012561 |  |  |  |  | c_DK1_LargeDecentral | 2222 | 0.00013281
|  |  |  | c_DK2 | 2223 | 0.00012374 |  |  |  |  | c_DK1_LargeDecentral | 2223 | 0.00013098
|  |  |  | c_DK2 | 2224 | 0.00012359 |  |  |  |  | c_DK1_LargeDecentral | 2224 | 0.00013498
|  |  |  | c_DK2 | 2225 | 0.00012986 |  |  |  |  | c_DK1_LargeDecentral | 2225 | 0.00014381
|  |  |  | c_DK2 | 2226 | 0.00012881 |  |  |  |  | c_DK1_LargeDecentral | 2226 | 0.00014615
|  |  |  | c_DK2 | 2227 | 0.00012538 |  |  |  |  | c_DK1_LargeDecentral | 2227 | 0.00015064
|  |  |  | c_DK2 | 2228 | 0.00012277 |  |  |  |  | c_DK1_LargeDecentral | 2228 | 0.00015098
|  |  |  | c_DK2 | 2229 | 0.0001148 |  |  |  |  | c_DK1_LargeDecentral | 2229 | 0.00013731
|  |  |  | c_DK2 | 2230 | 0.00010488 |  |  |  |  | c_DK1_LargeDecentral | 2230 | 0.00010915
|  |  |  | c_DK2 | 2231 | 9.5642e-05 |  |  |  |  | c_DK1_LargeDecentral | 2231 | 8.1155e-05
|  |  |  | c_DK2 | 2232 | 8.5206e-05 |  |  |  |  | c_DK1_LargeDecentral | 2232 | 6.3824e-05
|  |  |  | c_DK2 | 2233 | 8.2076e-05 |  |  |  |  | c_DK1_LargeDecentral | 2233 | 6.9823e-05
|  |  |  | c_DK2 | 2234 | 8.0659e-05 |  |  |  |  | c_DK1_LargeDecentral | 2234 | 7.0156e-05
|  |  |  | c_DK2 | 2235 | 8.1554e-05 |  |  |  |  | c_DK1_LargeDecentral | 2235 | 7.6822e-05
|  |  |  | c_DK2 | 2236 | 8.4088e-05 |  |  |  |  | c_DK1_LargeDecentral | 2236 | 0.00010398
|  |  |  | c_DK2 | 2237 | 8.9977e-05 |  |  |  |  | c_DK1_LargeDecentral | 2237 | 0.00015748
|  |  |  | c_DK2 | 2238 | 0.00010541 |  |  |  |  | c_DK1_LargeDecentral | 2238 | 0.00018514
|  |  |  | c_DK2 | 2239 | 0.00012113 |  |  |  |  | c_DK1_LargeDecentral | 2239 | 0.00018264
|  |  |  | c_DK2 | 2240 | 0.00012807 |  |  |  |  | c_DK1_LargeDecentral | 2240 | 0.00016331
|  |  |  | c_DK2 | 2241 | 0.00012986 |  |  |  |  | c_DK1_LargeDecentral | 2241 | 0.00015398
|  |  |  | c_DK2 | 2242 | 0.00012956 |  |  |  |  | c_DK1_LargeDecentral | 2242 | 0.00014481
|  |  |  | c_DK2 | 2243 | 0.0001265 |  |  |  |  | c_DK1_LargeDecentral | 2243 | 0.00013865
|  |  |  | c_DK2 | 2244 | 0.00012367 |  |  |  |  | c_DK1_LargeDecentral | 2244 | 0.00013431
|  |  |  | c_DK2 | 2245 | 0.00012203 |  |  |  |  | c_DK1_LargeDecentral | 2245 | 0.00012498
|  |  |  | c_DK2 | 2246 | 0.00011868 |  |  |  |  | c_DK1_LargeDecentral | 2246 | 0.00012365
|  |  |  | c_DK2 | 2247 | 0.00011614 |  |  |  |  | c_DK1_LargeDecentral | 2247 | 0.00012148
|  |  |  | c_DK2 | 2248 | 0.00011458 |  |  |  |  | c_DK1_LargeDecentral | 2248 | 0.00012515
|  |  |  | c_DK2 | 2249 | 0.00012024 |  |  |  |  | c_DK1_LargeDecentral | 2249 | 0.00013348
|  |  |  | c_DK2 | 2250 | 0.00012188 |  |  |  |  | c_DK1_LargeDecentral | 2250 | 0.00013581
|  |  |  | c_DK2 | 2251 | 0.00011957 |  |  |  |  | c_DK1_LargeDecentral | 2251 | 0.00013998
|  |  |  | c_DK2 | 2252 | 0.000118 |  |  |  |  | c_DK1_LargeDecentral | 2252 | 0.00014065
|  |  |  | c_DK2 | 2253 | 0.00011003 |  |  |  |  | c_DK1_LargeDecentral | 2253 | 0.00012765
|  |  |  | c_DK2 | 2254 | 0.00010019 |  |  |  |  | c_DK1_LargeDecentral | 2254 | 0.00010165
|  |  |  | c_DK2 | 2255 | 9.1915e-05 |  |  |  |  | c_DK1_LargeDecentral | 2255 | 7.5322e-05
|  |  |  | c_DK2 | 2256 | 8.5504e-05 |  |  |  |  | c_DK1_LargeDecentral | 2256 | 5.9658e-05
|  |  |  | c_DK2 | 2257 | 8.1032e-05 |  |  |  |  | c_DK1_LargeDecentral | 2257 | 6.4491e-05
|  |  |  | c_DK2 | 2258 | 8.0361e-05 |  |  |  |  | c_DK1_LargeDecentral | 2258 | 6.4324e-05
|  |  |  | c_DK2 | 2259 | 8.215e-05 |  |  |  |  | c_DK1_LargeDecentral | 2259 | 6.999e-05
|  |  |  | c_DK2 | 2260 | 8.4312e-05 |  |  |  |  | c_DK1_LargeDecentral | 2260 | 9.4653e-05
|  |  |  | c_DK2 | 2261 | 9.0797e-05 |  |  |  |  | c_DK1_LargeDecentral | 2261 | 0.00014515
|  |  |  | c_DK2 | 2262 | 0.0001057 |  |  |  |  | c_DK1_LargeDecentral | 2262 | 0.00017197
|  |  |  | c_DK2 | 2263 | 0.00012106 |  |  |  |  | c_DK1_LargeDecentral | 2263 | 0.00017181
|  |  |  | c_DK2 | 2264 | 0.00012762 |  |  |  |  | c_DK1_LargeDecentral | 2264 | 0.00015381
|  |  |  | c_DK2 | 2265 | 0.00012866 |  |  |  |  | c_DK1_LargeDecentral | 2265 | 0.00014498
|  |  |  | c_DK2 | 2266 | 0.00012822 |  |  |  |  | c_DK1_LargeDecentral | 2266 | 0.00013565
|  |  |  | c_DK2 | 2267 | 0.00012367 |  |  |  |  | c_DK1_LargeDecentral | 2267 | 0.00012998
|  |  |  | c_DK2 | 2268 | 0.00011949 |  |  |  |  | c_DK1_LargeDecentral | 2268 | 0.00012615
|  |  |  | c_DK2 | 2269 | 0.00011666 |  |  |  |  | c_DK1_LargeDecentral | 2269 | 0.00011748
|  |  |  | c_DK2 | 2270 | 0.00011204 |  |  |  |  | c_DK1_LargeDecentral | 2270 | 0.00011515
|  |  |  | c_DK2 | 2271 | 0.00010966 |  |  |  |  | c_DK1_LargeDecentral | 2271 | 0.00011315
|  |  |  | c_DK2 | 2272 | 0.00010839 |  |  |  |  | c_DK1_LargeDecentral | 2272 | 0.00011615
|  |  |  | c_DK2 | 2273 | 0.00011487 |  |  |  |  | c_DK1_LargeDecentral | 2273 | 0.00012465
|  |  |  | c_DK2 | 2274 | 0.00011726 |  |  |  |  | c_DK1_LargeDecentral | 2274 | 0.00012765
|  |  |  | c_DK2 | 2275 | 0.00011465 |  |  |  |  | c_DK1_LargeDecentral | 2275 | 0.00013231
|  |  |  | c_DK2 | 2276 | 0.0001139 |  |  |  |  | c_DK1_LargeDecentral | 2276 | 0.00013265
|  |  |  | c_DK2 | 2277 | 0.00010943 |  |  |  |  | c_DK1_LargeDecentral | 2277 | 0.00012098
|  |  |  | c_DK2 | 2278 | 0.00010175 |  |  |  |  | c_DK1_LargeDecentral | 2278 | 9.5653e-05
|  |  |  | c_DK2 | 2279 | 9.4598e-05 |  |  |  |  | c_DK1_LargeDecentral | 2279 | 7.049e-05
|  |  |  | c_DK2 | 2280 | 8.6324e-05 |  |  |  |  | c_DK1_LargeDecentral | 2280 | 5.8658e-05
|  |  |  | c_DK2 | 2281 | 8.1926e-05 |  |  |  |  | c_DK1_LargeDecentral | 2281 | 6.1158e-05
|  |  |  | c_DK2 | 2282 | 8.0436e-05 |  |  |  |  | c_DK1_LargeDecentral | 2282 | 5.7991e-05
|  |  |  | c_DK2 | 2283 | 8.0883e-05 |  |  |  |  | c_DK1_LargeDecentral | 2283 | 6.5824e-05
|  |  |  | c_DK2 | 2284 | 8.133e-05 |  |  |  |  | c_DK1_LargeDecentral | 2284 | 9.032e-05
|  |  |  | c_DK2 | 2285 | 8.3194e-05 |  |  |  |  | c_DK1_LargeDecentral | 2285 | 0.00013548
|  |  |  | c_DK2 | 2286 | 8.6175e-05 |  |  |  |  | c_DK1_LargeDecentral | 2286 | 0.00016681
|  |  |  | c_DK2 | 2287 | 9.4002e-05 |  |  |  |  | c_DK1_LargeDecentral | 2287 | 0.00016531
|  |  |  | c_DK2 | 2288 | 0.00010444 |  |  |  |  | c_DK1_LargeDecentral | 2288 | 0.00014481
|  |  |  | c_DK2 | 2289 | 0.000111 |  |  |  |  | c_DK1_LargeDecentral | 2289 | 0.00013548
|  |  |  | c_DK2 | 2290 | 0.00011368 |  |  |  |  | c_DK1_LargeDecentral | 2290 | 0.00012981
|  |  |  | c_DK2 | 2291 | 0.00011107 |  |  |  |  | c_DK1_LargeDecentral | 2291 | 0.00012132
|  |  |  | c_DK2 | 2292 | 0.00010831 |  |  |  |  | c_DK1_LargeDecentral | 2292 | 0.00011782
|  |  |  | c_DK2 | 2293 | 0.00010436 |  |  |  |  | c_DK1_LargeDecentral | 2293 | 0.00010665
|  |  |  | c_DK2 | 2294 | 0.00010243 |  |  |  |  | c_DK1_LargeDecentral | 2294 | 0.00011032
|  |  |  | c_DK2 | 2295 | 0.00010116 |  |  |  |  | c_DK1_LargeDecentral | 2295 | 0.00010748
|  |  |  | c_DK2 | 2296 | 0.00010317 |  |  |  |  | c_DK1_LargeDecentral | 2296 | 0.00011048
|  |  |  | c_DK2 | 2297 | 0.0001066 |  |  |  |  | c_DK1_LargeDecentral | 2297 | 0.00011565
|  |  |  | c_DK2 | 2298 | 0.00011018 |  |  |  |  | c_DK1_LargeDecentral | 2298 | 0.00011982
|  |  |  | c_DK2 | 2299 | 0.00010667 |  |  |  |  | c_DK1_LargeDecentral | 2299 | 0.00012282
|  |  |  | c_DK2 | 2300 | 0.00010548 |  |  |  |  | c_DK1_LargeDecentral | 2300 | 0.00012365
|  |  |  | c_DK2 | 2301 | 0.00010272 |  |  |  |  | c_DK1_LargeDecentral | 2301 | 0.00011532
|  |  |  | c_DK2 | 2302 | 9.6462e-05 |  |  |  |  | c_DK1_LargeDecentral | 2302 | 9.2153e-05
|  |  |  | c_DK2 | 2303 | 9.0126e-05 |  |  |  |  | c_DK1_LargeDecentral | 2303 | 6.599e-05
|  |  |  | c_DK2 | 2304 | 8.6548e-05 |  |  |  |  | c_DK1_LargeDecentral | 2304 | 5.9991e-05
|  |  |  | c_DK2 | 2305 | 8.2299e-05 |  |  |  |  | c_DK1_LargeDecentral | 2305 | 6.7823e-05
|  |  |  | c_DK2 | 2306 | 8.0659e-05 |  |  |  |  | c_DK1_LargeDecentral | 2306 | 6.6823e-05
|  |  |  | c_DK2 | 2307 | 8.051e-05 |  |  |  |  | c_DK1_LargeDecentral | 2307 | 7.8655e-05
|  |  |  | c_DK2 | 2308 | 8.1703e-05 |  |  |  |  | c_DK1_LargeDecentral | 2308 | 0.00010632
|  |  |  | c_DK2 | 2309 | 8.3045e-05 |  |  |  |  | c_DK1_LargeDecentral | 2309 | 0.00015264
|  |  |  | c_DK2 | 2310 | 8.5653e-05 |  |  |  |  | c_DK1_LargeDecentral | 2310 | 0.00015948
|  |  |  | c_DK2 | 2311 | 9.2511e-05 |  |  |  |  | c_DK1_LargeDecentral | 2311 | 0.00015881
|  |  |  | c_DK2 | 2312 | 0.00010257 |  |  |  |  | c_DK1_LargeDecentral | 2312 | 0.00013715
|  |  |  | c_DK2 | 2313 | 0.00011033 |  |  |  |  | c_DK1_LargeDecentral | 2313 | 0.00013015
|  |  |  | c_DK2 | 2314 | 0.00011256 |  |  |  |  | c_DK1_LargeDecentral | 2314 | 0.00012315
|  |  |  | c_DK2 | 2315 | 0.00011331 |  |  |  |  | c_DK1_LargeDecentral | 2315 | 0.00011848
|  |  |  | c_DK2 | 2316 | 0.00010951 |  |  |  |  | c_DK1_LargeDecentral | 2316 | 0.00011565
|  |  |  | c_DK2 | 2317 | 0.00010533 |  |  |  |  | c_DK1_LargeDecentral | 2317 | 0.00010782
|  |  |  | c_DK2 | 2318 | 0.00010332 |  |  |  |  | c_DK1_LargeDecentral | 2318 | 0.00010782
|  |  |  | c_DK2 | 2319 | 0.00010153 |  |  |  |  | c_DK1_LargeDecentral | 2319 | 0.00010565
|  |  |  | c_DK2 | 2320 | 0.00010243 |  |  |  |  | c_DK1_LargeDecentral | 2320 | 0.00011132
|  |  |  | c_DK2 | 2321 | 0.00010779 |  |  |  |  | c_DK1_LargeDecentral | 2321 | 0.00011965
|  |  |  | c_DK2 | 2322 | 0.00011033 |  |  |  |  | c_DK1_LargeDecentral | 2322 | 0.00012348
|  |  |  | c_DK2 | 2323 | 0.00010749 |  |  |  |  | c_DK1_LargeDecentral | 2323 | 0.00012715
|  |  |  | c_DK2 | 2324 | 0.00010764 |  |  |  |  | c_DK1_LargeDecentral | 2324 | 0.00012881
|  |  |  | c_DK2 | 2325 | 0.00010354 |  |  |  |  | c_DK1_LargeDecentral | 2325 | 0.00011998
|  |  |  | c_DK2 | 2326 | 9.6015e-05 |  |  |  |  | c_DK1_LargeDecentral | 2326 | 9.6652e-05
|  |  |  | c_DK2 | 2327 | 8.9306e-05 |  |  |  |  | c_DK1_LargeDecentral | 2327 | 7.1489e-05
|  |  |  | c_DK2 | 2328 | 8.4386e-05 |  |  |  |  | c_DK1_LargeDecentral | 2328 | 6.6157e-05
|  |  |  | c_DK2 | 2329 | 8.0287e-05 |  |  |  |  | c_DK1_LargeDecentral | 2329 | 7.2823e-05
|  |  |  | c_DK2 | 2330 | 7.9467e-05 |  |  |  |  | c_DK1_LargeDecentral | 2330 | 7.3156e-05
|  |  |  | c_DK2 | 2331 | 8.1852e-05 |  |  |  |  | c_DK1_LargeDecentral | 2331 | 8.0155e-05
|  |  |  | c_DK2 | 2332 | 8.3492e-05 |  |  |  |  | c_DK1_LargeDecentral | 2332 | 0.00010748
|  |  |  | c_DK2 | 2333 | 9.1169e-05 |  |  |  |  | c_DK1_LargeDecentral | 2333 | 0.00016214
|  |  |  | c_DK2 | 2334 | 0.00010533 |  |  |  |  | c_DK1_LargeDecentral | 2334 | 0.00018914
|  |  |  | c_DK2 | 2335 | 0.00012017 |  |  |  |  | c_DK1_LargeDecentral | 2335 | 0.00018681
|  |  |  | c_DK2 | 2336 | 0.00012971 |  |  |  |  | c_DK1_LargeDecentral | 2336 | 0.00016481
|  |  |  | c_DK2 | 2337 | 0.00013314 |  |  |  |  | c_DK1_LargeDecentral | 2337 | 0.00015598
|  |  |  | c_DK2 | 2338 | 0.00012933 |  |  |  |  | c_DK1_LargeDecentral | 2338 | 0.00014698
|  |  |  | c_DK2 | 2339 | 0.00012784 |  |  |  |  | c_DK1_LargeDecentral | 2339 | 0.00014015
|  |  |  | c_DK2 | 2340 | 0.00012151 |  |  |  |  | c_DK1_LargeDecentral | 2340 | 0.00013681
|  |  |  | c_DK2 | 2341 | 0.00012218 |  |  |  |  | c_DK1_LargeDecentral | 2341 | 0.00012681
|  |  |  | c_DK2 | 2342 | 0.00011979 |  |  |  |  | c_DK1_LargeDecentral | 2342 | 0.00012615
|  |  |  | c_DK2 | 2343 | 0.00011577 |  |  |  |  | c_DK1_LargeDecentral | 2343 | 0.00012448
|  |  |  | c_DK2 | 2344 | 0.00011532 |  |  |  |  | c_DK1_LargeDecentral | 2344 | 0.00012981
|  |  |  | c_DK2 | 2345 | 0.00012255 |  |  |  |  | c_DK1_LargeDecentral | 2345 | 0.00013748
|  |  |  | c_DK2 | 2346 | 0.00012076 |  |  |  |  | c_DK1_LargeDecentral | 2346 | 0.00014115
|  |  |  | c_DK2 | 2347 | 0.00011622 |  |  |  |  | c_DK1_LargeDecentral | 2347 | 0.00014548
|  |  |  | c_DK2 | 2348 | 0.0001145 |  |  |  |  | c_DK1_LargeDecentral | 2348 | 0.00014648
|  |  |  | c_DK2 | 2349 | 0.00010861 |  |  |  |  | c_DK1_LargeDecentral | 2349 | 0.00013298
|  |  |  | c_DK2 | 2350 | 9.9444e-05 |  |  |  |  | c_DK1_LargeDecentral | 2350 | 0.00010632
|  |  |  | c_DK2 | 2351 | 9.1319e-05 |  |  |  |  | c_DK1_LargeDecentral | 2351 | 7.8822e-05
|  |  |  | c_DK2 | 2352 | 8.9753e-05 |  |  |  |  | c_DK1_LargeDecentral | 2352 | 7.7655e-05
|  |  |  | c_DK2 | 2353 | 8.5504e-05 |  |  |  |  | c_DK1_LargeDecentral | 2353 | 8.4488e-05
|  |  |  | c_DK2 | 2354 | 8.5579e-05 |  |  |  |  | c_DK1_LargeDecentral | 2354 | 8.4987e-05
|  |  |  | c_DK2 | 2355 | 8.7592e-05 |  |  |  |  | c_DK1_LargeDecentral | 2355 | 9.282e-05
|  |  |  | c_DK2 | 2356 | 8.953e-05 |  |  |  |  | c_DK1_LargeDecentral | 2356 | 0.00012282
|  |  |  | c_DK2 | 2357 | 9.5642e-05 |  |  |  |  | c_DK1_LargeDecentral | 2357 | 0.00018281
|  |  |  | c_DK2 | 2358 | 0.0001098 |  |  |  |  | c_DK1_LargeDecentral | 2358 | 0.00021397
|  |  |  | c_DK2 | 2359 | 0.00012881 |  |  |  |  | c_DK1_LargeDecentral | 2359 | 0.00021114
|  |  |  | c_DK2 | 2360 | 0.00013597 |  |  |  |  | c_DK1_LargeDecentral | 2360 | 0.00019131
|  |  |  | c_DK2 | 2361 | 0.00013709 |  |  |  |  | c_DK1_LargeDecentral | 2361 | 0.00018064
|  |  |  | c_DK2 | 2362 | 0.00013619 |  |  |  |  | c_DK1_LargeDecentral | 2362 | 0.00017014
|  |  |  | c_DK2 | 2363 | 0.00013403 |  |  |  |  | c_DK1_LargeDecentral | 2363 | 0.00016298
|  |  |  | c_DK2 | 2364 | 0.00013254 |  |  |  |  | c_DK1_LargeDecentral | 2364 | 0.00015814
|  |  |  | c_DK2 | 2365 | 0.00012978 |  |  |  |  | c_DK1_LargeDecentral | 2365 | 0.00014848
|  |  |  | c_DK2 | 2366 | 0.00012837 |  |  |  |  | c_DK1_LargeDecentral | 2366 | 0.00014698
|  |  |  | c_DK2 | 2367 | 0.00012516 |  |  |  |  | c_DK1_LargeDecentral | 2367 | 0.00014531
|  |  |  | c_DK2 | 2368 | 0.00012412 |  |  |  |  | c_DK1_LargeDecentral | 2368 | 0.00014964
|  |  |  | c_DK2 | 2369 | 0.00012837 |  |  |  |  | c_DK1_LargeDecentral | 2369 | 0.00015848
|  |  |  | c_DK2 | 2370 | 0.0001233 |  |  |  |  | c_DK1_LargeDecentral | 2370 | 0.00016081
|  |  |  | c_DK2 | 2371 | 0.00011376 |  |  |  |  | c_DK1_LargeDecentral | 2371 | 0.00016498
|  |  |  | c_DK2 | 2372 | 0.00010951 |  |  |  |  | c_DK1_LargeDecentral | 2372 | 0.00016498
|  |  |  | c_DK2 | 2373 | 0.0001028 |  |  |  |  | c_DK1_LargeDecentral | 2373 | 0.00014998
|  |  |  | c_DK2 | 2374 | 9.5716e-05 |  |  |  |  | c_DK1_LargeDecentral | 2374 | 0.00011965
|  |  |  | c_DK2 | 2375 | 9.1542e-05 |  |  |  |  | c_DK1_LargeDecentral | 2375 | 9.0153e-05
|  |  |  | c_DK2 | 2376 | 9.5567e-05 |  |  |  |  | c_DK1_LargeDecentral | 2376 | 8.982e-05
|  |  |  | c_DK2 | 2377 | 8.9381e-05 |  |  |  |  | c_DK1_LargeDecentral | 2377 | 9.6153e-05
|  |  |  | c_DK2 | 2378 | 7.9765e-05 |  |  |  |  | c_DK1_LargeDecentral | 2378 | 9.7652e-05
|  |  |  | c_DK2 | 2379 | 7.6858e-05 |  |  |  |  | c_DK1_LargeDecentral | 2379 | 0.00010465
|  |  |  | c_DK2 | 2380 | 7.969e-05 |  |  |  |  | c_DK1_LargeDecentral | 2380 | 0.00013165
|  |  |  | c_DK2 | 2381 | 9.8922e-05 |  |  |  |  | c_DK1_LargeDecentral | 2381 | 0.0001953
|  |  |  | c_DK2 | 2382 | 0.00011249 |  |  |  |  | c_DK1_LargeDecentral | 2382 | 0.00022697
|  |  |  | c_DK2 | 2383 | 0.00012673 |  |  |  |  | c_DK1_LargeDecentral | 2383 | 0.00022363
|  |  |  | c_DK2 | 2384 | 0.00013396 |  |  |  |  | c_DK1_LargeDecentral | 2384 | 0.00020397
|  |  |  | c_DK2 | 2385 | 0.00013515 |  |  |  |  | c_DK1_LargeDecentral | 2385 | 0.00019647
|  |  |  | c_DK2 | 2386 | 0.00013716 |  |  |  |  | c_DK1_LargeDecentral | 2386 | 0.00018681
|  |  |  | c_DK2 | 2387 | 0.00013686 |  |  |  |  | c_DK1_LargeDecentral | 2387 | 0.00017964
|  |  |  | c_DK2 | 2388 | 0.00013589 |  |  |  |  | c_DK1_LargeDecentral | 2388 | 0.00017431
|  |  |  | c_DK2 | 2389 | 0.00013455 |  |  |  |  | c_DK1_LargeDecentral | 2389 | 0.00016531
|  |  |  | c_DK2 | 2390 | 0.00013202 |  |  |  |  | c_DK1_LargeDecentral | 2390 | 0.00016364
|  |  |  | c_DK2 | 2391 | 0.00012844 |  |  |  |  | c_DK1_LargeDecentral | 2391 | 0.00016198
|  |  |  | c_DK2 | 2392 | 0.00012822 |  |  |  |  | c_DK1_LargeDecentral | 2392 | 0.00016681
|  |  |  | c_DK2 | 2393 | 0.00013478 |  |  |  |  | c_DK1_LargeDecentral | 2393 | 0.00017414
|  |  |  | c_DK2 | 2394 | 0.0001344 |  |  |  |  | c_DK1_LargeDecentral | 2394 | 0.00017547
|  |  |  | c_DK2 | 2395 | 0.00012807 |  |  |  |  | c_DK1_LargeDecentral | 2395 | 0.00017731
|  |  |  | c_DK2 | 2396 | 0.00012345 |  |  |  |  | c_DK1_LargeDecentral | 2396 | 0.00017664
|  |  |  | c_DK2 | 2397 | 0.00011733 |  |  |  |  | c_DK1_LargeDecentral | 2397 | 0.00016081
|  |  |  | c_DK2 | 2398 | 0.000106 |  |  |  |  | c_DK1_LargeDecentral | 2398 | 0.00013081
|  |  |  | c_DK2 | 2399 | 9.6686e-05 |  |  |  |  | c_DK1_LargeDecentral | 2399 | 0.00010082
|  |  |  | c_DK2 | 2400 | 9.2064e-05 |  |  |  |  | c_DK1_LargeDecentral | 2400 | 9.4153e-05
|  |  |  | c_DK2 | 2401 | 8.8337e-05 |  |  |  |  | c_DK1_LargeDecentral | 2401 | 0.00010082
|  |  |  | c_DK2 | 2402 | 8.6623e-05 |  |  |  |  | c_DK1_LargeDecentral | 2402 | 0.00010232
|  |  |  | c_DK2 | 2403 | 8.8411e-05 |  |  |  |  | c_DK1_LargeDecentral | 2403 | 0.00010965
|  |  |  | c_DK2 | 2404 | 9.184e-05 |  |  |  |  | c_DK1_LargeDecentral | 2404 | 0.00013698
|  |  |  | c_DK2 | 2405 | 0.00010108 |  |  |  |  | c_DK1_LargeDecentral | 2405 | 0.0002028
|  |  |  | c_DK2 | 2406 | 0.00011718 |  |  |  |  | c_DK1_LargeDecentral | 2406 | 0.00023513
|  |  |  | c_DK2 | 2407 | 0.00013209 |  |  |  |  | c_DK1_LargeDecentral | 2407 | 0.0002318
|  |  |  | c_DK2 | 2408 | 0.00014029 |  |  |  |  | c_DK1_LargeDecentral | 2408 | 0.00021164
|  |  |  | c_DK2 | 2409 | 0.00014298 |  |  |  |  | c_DK1_LargeDecentral | 2409 | 0.00020447
|  |  |  | c_DK2 | 2410 | 0.00014566 |  |  |  |  | c_DK1_LargeDecentral | 2410 | 0.00019464
|  |  |  | c_DK2 | 2411 | 0.00014394 |  |  |  |  | c_DK1_LargeDecentral | 2411 | 0.00018697
|  |  |  | c_DK2 | 2412 | 0.00013858 |  |  |  |  | c_DK1_LargeDecentral | 2412 | 0.00018147
|  |  |  | c_DK2 | 2413 | 0.00013813 |  |  |  |  | c_DK1_LargeDecentral | 2413 | 0.00017231
|  |  |  | c_DK2 | 2414 | 0.00013604 |  |  |  |  | c_DK1_LargeDecentral | 2414 | 0.00017081
|  |  |  | c_DK2 | 2415 | 0.00012956 |  |  |  |  | c_DK1_LargeDecentral | 2415 | 0.00016898
|  |  |  | c_DK2 | 2416 | 0.00013008 |  |  |  |  | c_DK1_LargeDecentral | 2416 | 0.00017431
|  |  |  | c_DK2 | 2417 | 0.0001382 |  |  |  |  | c_DK1_LargeDecentral | 2417 | 0.00018147
|  |  |  | c_DK2 | 2418 | 0.00013649 |  |  |  |  | c_DK1_LargeDecentral | 2418 | 0.00018247
|  |  |  | c_DK2 | 2419 | 0.00013097 |  |  |  |  | c_DK1_LargeDecentral | 2419 | 0.00018431
|  |  |  | c_DK2 | 2420 | 0.0001274 |  |  |  |  | c_DK1_LargeDecentral | 2420 | 0.00018331
|  |  |  | c_DK2 | 2421 | 0.00012009 |  |  |  |  | c_DK1_LargeDecentral | 2421 | 0.00016714
|  |  |  | c_DK2 | 2422 | 0.00010951 |  |  |  |  | c_DK1_LargeDecentral | 2422 | 0.00013615
|  |  |  | c_DK2 | 2423 | 0.00010041 |  |  |  |  | c_DK1_LargeDecentral | 2423 | 0.00010532
|  |  |  | c_DK2 | 2424 | 9.3629e-05 |  |  |  |  | c_DK1_LargeDecentral | 2424 | 9.5486e-05
|  |  |  | c_DK2 | 2425 | 8.9753e-05 |  |  |  |  | c_DK1_LargeDecentral | 2425 | 0.00010132
|  |  |  | c_DK2 | 2426 | 8.953e-05 |  |  |  |  | c_DK1_LargeDecentral | 2426 | 0.00010298
|  |  |  | c_DK2 | 2427 | 9.1617e-05 |  |  |  |  | c_DK1_LargeDecentral | 2427 | 0.00010915
|  |  |  | c_DK2 | 2428 | 9.3778e-05 |  |  |  |  | c_DK1_LargeDecentral | 2428 | 0.00013581
|  |  |  | c_DK2 | 2429 | 0.00010071 |  |  |  |  | c_DK1_LargeDecentral | 2429 | 0.0002018
|  |  |  | c_DK2 | 2430 | 0.00011599 |  |  |  |  | c_DK1_LargeDecentral | 2430 | 0.00023597
|  |  |  | c_DK2 | 2431 | 0.00013247 |  |  |  |  | c_DK1_LargeDecentral | 2431 | 0.00023463
|  |  |  | c_DK2 | 2432 | 0.00014007 |  |  |  |  | c_DK1_LargeDecentral | 2432 | 0.00021514
|  |  |  | c_DK2 | 2433 | 0.00014148 |  |  |  |  | c_DK1_LargeDecentral | 2433 | 0.00020714
|  |  |  | c_DK2 | 2434 | 0.00014268 |  |  |  |  | c_DK1_LargeDecentral | 2434 | 0.0001968
|  |  |  | c_DK2 | 2435 | 0.00014014 |  |  |  |  | c_DK1_LargeDecentral | 2435 | 0.00018897
|  |  |  | c_DK2 | 2436 | 0.00013701 |  |  |  |  | c_DK1_LargeDecentral | 2436 | 0.00018331
|  |  |  | c_DK2 | 2437 | 0.00013373 |  |  |  |  | c_DK1_LargeDecentral | 2437 | 0.00017447
|  |  |  | c_DK2 | 2438 | 0.00012963 |  |  |  |  | c_DK1_LargeDecentral | 2438 | 0.00017214
|  |  |  | c_DK2 | 2439 | 0.00012613 |  |  |  |  | c_DK1_LargeDecentral | 2439 | 0.00017047
|  |  |  | c_DK2 | 2440 | 0.00012576 |  |  |  |  | c_DK1_LargeDecentral | 2440 | 0.00017547
|  |  |  | c_DK2 | 2441 | 0.00013179 |  |  |  |  | c_DK1_LargeDecentral | 2441 | 0.00018381
|  |  |  | c_DK2 | 2442 | 0.00013068 |  |  |  |  | c_DK1_LargeDecentral | 2442 | 0.00018547
|  |  |  | c_DK2 | 2443 | 0.00012449 |  |  |  |  | c_DK1_LargeDecentral | 2443 | 0.00018814
|  |  |  | c_DK2 | 2444 | 0.00012054 |  |  |  |  | c_DK1_LargeDecentral | 2444 | 0.00018631
|  |  |  | c_DK2 | 2445 | 0.00011465 |  |  |  |  | c_DK1_LargeDecentral | 2445 | 0.00017047
|  |  |  | c_DK2 | 2446 | 0.00010667 |  |  |  |  | c_DK1_LargeDecentral | 2446 | 0.00013815
|  |  |  | c_DK2 | 2447 | 9.8996e-05 |  |  |  |  | c_DK1_LargeDecentral | 2447 | 0.00010648
|  |  |  | c_DK2 | 2448 | 9.5269e-05 |  |  |  |  | c_DK1_LargeDecentral | 2448 | 9.6652e-05
|  |  |  | c_DK2 | 2449 | 9.1319e-05 |  |  |  |  | c_DK1_LargeDecentral | 2449 | 9.8652e-05
|  |  |  | c_DK2 | 2450 | 8.9604e-05 |  |  |  |  | c_DK1_LargeDecentral | 2450 | 9.7986e-05
|  |  |  | c_DK2 | 2451 | 8.9381e-05 |  |  |  |  | c_DK1_LargeDecentral | 2451 | 0.00010665
|  |  |  | c_DK2 | 2452 | 8.9753e-05 |  |  |  |  | c_DK1_LargeDecentral | 2452 | 0.00013248
|  |  |  | c_DK2 | 2453 | 9.2884e-05 |  |  |  |  | c_DK1_LargeDecentral | 2453 | 0.00019214
|  |  |  | c_DK2 | 2454 | 9.6611e-05 |  |  |  |  | c_DK1_LargeDecentral | 2454 | 0.00023113
|  |  |  | c_DK2 | 2455 | 0.00010518 |  |  |  |  | c_DK1_LargeDecentral | 2455 | 0.0002258
|  |  |  | c_DK2 | 2456 | 0.00011696 |  |  |  |  | c_DK1_LargeDecentral | 2456 | 0.00020597
|  |  |  | c_DK2 | 2457 | 0.00012576 |  |  |  |  | c_DK1_LargeDecentral | 2457 | 0.00019664
|  |  |  | c_DK2 | 2458 | 0.00013053 |  |  |  |  | c_DK1_LargeDecentral | 2458 | 0.00019031
|  |  |  | c_DK2 | 2459 | 0.00012635 |  |  |  |  | c_DK1_LargeDecentral | 2459 | 0.00018097
|  |  |  | c_DK2 | 2460 | 0.00012195 |  |  |  |  | c_DK1_LargeDecentral | 2460 | 0.00017464
|  |  |  | c_DK2 | 2461 | 0.00012173 |  |  |  |  | c_DK1_LargeDecentral | 2461 | 0.00016481
|  |  |  | c_DK2 | 2462 | 0.00012188 |  |  |  |  | c_DK1_LargeDecentral | 2462 | 0.00016898
|  |  |  | c_DK2 | 2463 | 0.00011771 |  |  |  |  | c_DK1_LargeDecentral | 2463 | 0.00016614
|  |  |  | c_DK2 | 2464 | 0.00011987 |  |  |  |  | c_DK1_LargeDecentral | 2464 | 0.00017181
|  |  |  | c_DK2 | 2465 | 0.00012307 |  |  |  |  | c_DK1_LargeDecentral | 2465 | 0.00017797
|  |  |  | c_DK2 | 2466 | 0.00012419 |  |  |  |  | c_DK1_LargeDecentral | 2466 | 0.00018014
|  |  |  | c_DK2 | 2467 | 0.00011942 |  |  |  |  | c_DK1_LargeDecentral | 2467 | 0.00018047
|  |  |  | c_DK2 | 2468 | 0.00011659 |  |  |  |  | c_DK1_LargeDecentral | 2468 | 0.00017797
|  |  |  | c_DK2 | 2469 | 0.00011226 |  |  |  |  | c_DK1_LargeDecentral | 2469 | 0.00016648
|  |  |  | c_DK2 | 2470 | 0.00010488 |  |  |  |  | c_DK1_LargeDecentral | 2470 | 0.00013498
|  |  |  | c_DK2 | 2471 | 9.7133e-05 |  |  |  |  | c_DK1_LargeDecentral | 2471 | 0.00010398
|  |  |  | c_DK2 | 2472 | 9.3406e-05 |  |  |  |  | c_DK1_LargeDecentral | 2472 | 9.132e-05
|  |  |  | c_DK2 | 2473 | 8.9679e-05 |  |  |  |  | c_DK1_LargeDecentral | 2473 | 9.7319e-05
|  |  |  | c_DK2 | 2474 | 8.8635e-05 |  |  |  |  | c_DK1_LargeDecentral | 2474 | 9.8486e-05
|  |  |  | c_DK2 | 2475 | 8.9306e-05 |  |  |  |  | c_DK1_LargeDecentral | 2475 | 0.00011182
|  |  |  | c_DK2 | 2476 | 9.02e-05 |  |  |  |  | c_DK1_LargeDecentral | 2476 | 0.00014315
|  |  |  | c_DK2 | 2477 | 9.1989e-05 |  |  |  |  | c_DK1_LargeDecentral | 2477 | 0.0002003
|  |  |  | c_DK2 | 2478 | 9.5046e-05 |  |  |  |  | c_DK1_LargeDecentral | 2478 | 0.00020964
|  |  |  | c_DK2 | 2479 | 0.00010369 |  |  |  |  | c_DK1_LargeDecentral | 2479 | 0.0002068
|  |  |  | c_DK2 | 2480 | 0.00011458 |  |  |  |  | c_DK1_LargeDecentral | 2480 | 0.00018747
|  |  |  | c_DK2 | 2481 | 0.00012292 |  |  |  |  | c_DK1_LargeDecentral | 2481 | 0.00018014
|  |  |  | c_DK2 | 2482 | 0.00012799 |  |  |  |  | c_DK1_LargeDecentral | 2482 | 0.00017247
|  |  |  | c_DK2 | 2483 | 0.00012956 |  |  |  |  | c_DK1_LargeDecentral | 2483 | 0.00016698
|  |  |  | c_DK2 | 2484 | 0.00012822 |  |  |  |  | c_DK1_LargeDecentral | 2484 | 0.00016298
|  |  |  | c_DK2 | 2485 | 0.00012658 |  |  |  |  | c_DK1_LargeDecentral | 2485 | 0.00015548
|  |  |  | c_DK2 | 2486 | 0.00012441 |  |  |  |  | c_DK1_LargeDecentral | 2486 | 0.00015631
|  |  |  | c_DK2 | 2487 | 0.00011115 |  |  |  |  | c_DK1_LargeDecentral | 2487 | 0.00015531
|  |  |  | c_DK2 | 2488 | 0.00011226 |  |  |  |  | c_DK1_LargeDecentral | 2488 | 0.00016031
|  |  |  | c_DK2 | 2489 | 0.00011756 |  |  |  |  | c_DK1_LargeDecentral | 2489 | 0.00017014
|  |  |  | c_DK2 | 2490 | 0.0001186 |  |  |  |  | c_DK1_LargeDecentral | 2490 | 0.00017331
|  |  |  | c_DK2 | 2491 | 0.00011465 |  |  |  |  | c_DK1_LargeDecentral | 2491 | 0.00017497
|  |  |  | c_DK2 | 2492 | 0.00011301 |  |  |  |  | c_DK1_LargeDecentral | 2492 | 0.00017431
|  |  |  | c_DK2 | 2493 | 0.00010891 |  |  |  |  | c_DK1_LargeDecentral | 2493 | 0.00016264
|  |  |  | c_DK2 | 2494 | 9.9742e-05 |  |  |  |  | c_DK1_LargeDecentral | 2494 | 0.00013131
|  |  |  | c_DK2 | 2495 | 9.1319e-05 |  |  |  |  | c_DK1_LargeDecentral | 2495 | 0.00010398
|  |  |  | c_DK2 | 2496 | 9.0275e-05 |  |  |  |  | c_DK1_LargeDecentral | 2496 | 8.6987e-05
|  |  |  | c_DK2 | 2497 | 8.6995e-05 |  |  |  |  | c_DK1_LargeDecentral | 2497 | 9.2986e-05
|  |  |  | c_DK2 | 2498 | 8.6921e-05 |  |  |  |  | c_DK1_LargeDecentral | 2498 | 9.4319e-05
|  |  |  | c_DK2 | 2499 | 8.9455e-05 |  |  |  |  | c_DK1_LargeDecentral | 2499 | 0.00010165
|  |  |  | c_DK2 | 2500 | 9.1766e-05 |  |  |  |  | c_DK1_LargeDecentral | 2500 | 0.00012831
|  |  |  | c_DK2 | 2501 | 9.8325e-05 |  |  |  |  | c_DK1_LargeDecentral | 2501 | 0.00019097
|  |  |  | c_DK2 | 2502 | 0.000111 |  |  |  |  | c_DK1_LargeDecentral | 2502 | 0.00022113
|  |  |  | c_DK2 | 2503 | 0.00012486 |  |  |  |  | c_DK1_LargeDecentral | 2503 | 0.00021713
|  |  |  | c_DK2 | 2504 | 0.00013373 |  |  |  |  | c_DK1_LargeDecentral | 2504 | 0.00019597
|  |  |  | c_DK2 | 2505 | 0.00013858 |  |  |  |  | c_DK1_LargeDecentral | 2505 | 0.00018897
|  |  |  | c_DK2 | 2506 | 0.00013865 |  |  |  |  | c_DK1_LargeDecentral | 2506 | 0.00017997
|  |  |  | c_DK2 | 2507 | 0.00013768 |  |  |  |  | c_DK1_LargeDecentral | 2507 | 0.00017297
|  |  |  | c_DK2 | 2508 | 0.00013686 |  |  |  |  | c_DK1_LargeDecentral | 2508 | 0.00016798
|  |  |  | c_DK2 | 2509 | 0.00013105 |  |  |  |  | c_DK1_LargeDecentral | 2509 | 0.00015914
|  |  |  | c_DK2 | 2510 | 0.0001274 |  |  |  |  | c_DK1_LargeDecentral | 2510 | 0.00015831
|  |  |  | c_DK2 | 2511 | 0.00012553 |  |  |  |  | c_DK1_LargeDecentral | 2511 | 0.00015648
|  |  |  | c_DK2 | 2512 | 0.00012747 |  |  |  |  | c_DK1_LargeDecentral | 2512 | 0.00016164
|  |  |  | c_DK2 | 2513 | 0.00013671 |  |  |  |  | c_DK1_LargeDecentral | 2513 | 0.00016997
|  |  |  | c_DK2 | 2514 | 0.00012419 |  |  |  |  | c_DK1_LargeDecentral | 2514 | 0.00017164
|  |  |  | c_DK2 | 2515 | 0.00011853 |  |  |  |  | c_DK1_LargeDecentral | 2515 | 0.00017397
|  |  |  | c_DK2 | 2516 | 0.00011569 |  |  |  |  | c_DK1_LargeDecentral | 2516 | 0.00017281
|  |  |  | c_DK2 | 2517 | 0.00010831 |  |  |  |  | c_DK1_LargeDecentral | 2517 | 0.00015798
|  |  |  | c_DK2 | 2518 | 9.9667e-05 |  |  |  |  | c_DK1_LargeDecentral | 2518 | 0.00012848
|  |  |  | c_DK2 | 2519 | 9.2511e-05 |  |  |  |  | c_DK1_LargeDecentral | 2519 | 9.8652e-05
|  |  |  | c_DK2 | 2520 | 9.1542e-05 |  |  |  |  | c_DK1_LargeDecentral | 2520 | 8.1488e-05
|  |  |  | c_DK2 | 2521 | 8.5653e-05 |  |  |  |  | c_DK1_LargeDecentral | 2521 | 8.7987e-05
|  |  |  | c_DK2 | 2522 | 8.2895e-05 |  |  |  |  | c_DK1_LargeDecentral | 2522 | 8.882e-05
|  |  |  | c_DK2 | 2523 | 8.4312e-05 |  |  |  |  | c_DK1_LargeDecentral | 2523 | 9.6486e-05
|  |  |  | c_DK2 | 2524 | 8.7219e-05 |  |  |  |  | c_DK1_LargeDecentral | 2524 | 0.00012465
|  |  |  | c_DK2 | 2525 | 9.6164e-05 |  |  |  |  | c_DK1_LargeDecentral | 2525 | 0.00018547
|  |  |  | c_DK2 | 2526 | 0.00010772 |  |  |  |  | c_DK1_LargeDecentral | 2526 | 0.00021647
|  |  |  | c_DK2 | 2527 | 0.00012069 |  |  |  |  | c_DK1_LargeDecentral | 2527 | 0.00021347
|  |  |  | c_DK2 | 2528 | 0.00012941 |  |  |  |  | c_DK1_LargeDecentral | 2528 | 0.00019364
|  |  |  | c_DK2 | 2529 | 0.00013165 |  |  |  |  | c_DK1_LargeDecentral | 2529 | 0.00018464
|  |  |  | c_DK2 | 2530 | 0.00013343 |  |  |  |  | c_DK1_LargeDecentral | 2530 | 0.00017464
|  |  |  | c_DK2 | 2531 | 0.00013396 |  |  |  |  | c_DK1_LargeDecentral | 2531 | 0.00016764
|  |  |  | c_DK2 | 2532 | 0.00013097 |  |  |  |  | c_DK1_LargeDecentral | 2532 | 0.00016248
|  |  |  | c_DK2 | 2533 | 0.00012799 |  |  |  |  | c_DK1_LargeDecentral | 2533 | 0.00015298
|  |  |  | c_DK2 | 2534 | 0.00012591 |  |  |  |  | c_DK1_LargeDecentral | 2534 | 0.00015181
|  |  |  | c_DK2 | 2535 | 0.00012367 |  |  |  |  | c_DK1_LargeDecentral | 2535 | 0.00014981
|  |  |  | c_DK2 | 2536 | 0.00012352 |  |  |  |  | c_DK1_LargeDecentral | 2536 | 0.00015448
|  |  |  | c_DK2 | 2537 | 0.00013053 |  |  |  |  | c_DK1_LargeDecentral | 2537 | 0.00016264
|  |  |  | c_DK2 | 2538 | 0.00012889 |  |  |  |  | c_DK1_LargeDecentral | 2538 | 0.00016431
|  |  |  | c_DK2 | 2539 | 0.00012113 |  |  |  |  | c_DK1_LargeDecentral | 2539 | 0.00016748
|  |  |  | c_DK2 | 2540 | 0.00011689 |  |  |  |  | c_DK1_LargeDecentral | 2540 | 0.00016731
|  |  |  | c_DK2 | 2541 | 0.00011346 |  |  |  |  | c_DK1_LargeDecentral | 2541 | 0.00015214
|  |  |  | c_DK2 | 2542 | 0.00010399 |  |  |  |  | c_DK1_LargeDecentral | 2542 | 0.00012248
|  |  |  | c_DK2 | 2543 | 9.4897e-05 |  |  |  |  | c_DK1_LargeDecentral | 2543 | 9.3153e-05
|  |  |  | c_DK2 | 2544 | 8.7293e-05 |  |  |  |  | c_DK1_LargeDecentral | 2544 | 7.0656e-05
|  |  |  | c_DK2 | 2545 | 8.1106e-05 |  |  |  |  | c_DK1_LargeDecentral | 2545 | 7.6989e-05
|  |  |  | c_DK2 | 2546 | 7.8199e-05 |  |  |  |  | c_DK1_LargeDecentral | 2546 | 7.7489e-05
|  |  |  | c_DK2 | 2547 | 7.9019e-05 |  |  |  |  | c_DK1_LargeDecentral | 2547 | 8.4987e-05
|  |  |  | c_DK2 | 2548 | 8.1256e-05 |  |  |  |  | c_DK1_LargeDecentral | 2548 | 0.00011415
|  |  |  | c_DK2 | 2549 | 9.1691e-05 |  |  |  |  | c_DK1_LargeDecentral | 2549 | 0.00017114
|  |  |  | c_DK2 | 2550 | 0.00010518 |  |  |  |  | c_DK1_LargeDecentral | 2550 | 0.00020097
|  |  |  | c_DK2 | 2551 | 0.00011964 |  |  |  |  | c_DK1_LargeDecentral | 2551 | 0.0001983
|  |  |  | c_DK2 | 2552 | 0.00012799 |  |  |  |  | c_DK1_LargeDecentral | 2552 | 0.00017881
|  |  |  | c_DK2 | 2553 | 0.00013165 |  |  |  |  | c_DK1_LargeDecentral | 2553 | 0.00016798
|  |  |  | c_DK2 | 2554 | 0.00013396 |  |  |  |  | c_DK1_LargeDecentral | 2554 | 0.00015814
|  |  |  | c_DK2 | 2555 | 0.00013142 |  |  |  |  | c_DK1_LargeDecentral | 2555 | 0.00015098
|  |  |  | c_DK2 | 2556 | 0.00012866 |  |  |  |  | c_DK1_LargeDecentral | 2556 | 0.00014681
|  |  |  | c_DK2 | 2557 | 0.00012643 |  |  |  |  | c_DK1_LargeDecentral | 2557 | 0.00013698
|  |  |  | c_DK2 | 2558 | 0.00012337 |  |  |  |  | c_DK1_LargeDecentral | 2558 | 0.00013565
|  |  |  | c_DK2 | 2559 | 0.00012017 |  |  |  |  | c_DK1_LargeDecentral | 2559 | 0.00013381
|  |  |  | c_DK2 | 2560 | 0.00011808 |  |  |  |  | c_DK1_LargeDecentral | 2560 | 0.00013798
|  |  |  | c_DK2 | 2561 | 0.00012166 |  |  |  |  | c_DK1_LargeDecentral | 2561 | 0.00014681
|  |  |  | c_DK2 | 2562 | 0.00011987 |  |  |  |  | c_DK1_LargeDecentral | 2562 | 0.00014948
|  |  |  | c_DK2 | 2563 | 0.0001148 |  |  |  |  | c_DK1_LargeDecentral | 2563 | 0.00015364
|  |  |  | c_DK2 | 2564 | 0.00011167 |  |  |  |  | c_DK1_LargeDecentral | 2564 | 0.00015398
|  |  |  | c_DK2 | 2565 | 0.00010727 |  |  |  |  | c_DK1_LargeDecentral | 2565 | 0.00013998
|  |  |  | c_DK2 | 2566 | 9.9518e-05 |  |  |  |  | c_DK1_LargeDecentral | 2566 | 0.00011132
|  |  |  | c_DK2 | 2567 | 9.1989e-05 |  |  |  |  | c_DK1_LargeDecentral | 2567 | 8.2821e-05
|  |  |  | c_DK2 | 2568 | 8.9679e-05 |  |  |  |  | c_DK1_LargeDecentral | 2568 | 6.3824e-05
|  |  |  | c_DK2 | 2569 | 8.4684e-05 |  |  |  |  | c_DK1_LargeDecentral | 2569 | 6.9823e-05
|  |  |  | c_DK2 | 2570 | 8.2597e-05 |  |  |  |  | c_DK1_LargeDecentral | 2570 | 7.0156e-05
|  |  |  | c_DK2 | 2571 | 8.3343e-05 |  |  |  |  | c_DK1_LargeDecentral | 2571 | 7.6822e-05
|  |  |  | c_DK2 | 2572 | 8.461e-05 |  |  |  |  | c_DK1_LargeDecentral | 2572 | 0.00010398
|  |  |  | c_DK2 | 2573 | 8.6921e-05 |  |  |  |  | c_DK1_LargeDecentral | 2573 | 0.00015748
|  |  |  | c_DK2 | 2574 | 8.871e-05 |  |  |  |  | c_DK1_LargeDecentral | 2574 | 0.00018464
|  |  |  | c_DK2 | 2575 | 9.6686e-05 |  |  |  |  | c_DK1_LargeDecentral | 2575 | 0.00018231
|  |  |  | c_DK2 | 2576 | 0.00010712 |  |  |  |  | c_DK1_LargeDecentral | 2576 | 0.00016314
|  |  |  | c_DK2 | 2577 | 0.00011405 |  |  |  |  | c_DK1_LargeDecentral | 2577 | 0.00015364
|  |  |  | c_DK2 | 2578 | 0.00011636 |  |  |  |  | c_DK1_LargeDecentral | 2578 | 0.00014448
|  |  |  | c_DK2 | 2579 | 0.00011413 |  |  |  |  | c_DK1_LargeDecentral | 2579 | 0.00013848
|  |  |  | c_DK2 | 2580 | 0.0001107 |  |  |  |  | c_DK1_LargeDecentral | 2580 | 0.00013431
|  |  |  | c_DK2 | 2581 | 0.00010749 |  |  |  |  | c_DK1_LargeDecentral | 2581 | 0.00012481
|  |  |  | c_DK2 | 2582 | 0.00010488 |  |  |  |  | c_DK1_LargeDecentral | 2582 | 0.00012348
|  |  |  | c_DK2 | 2583 | 0.00010354 |  |  |  |  | c_DK1_LargeDecentral | 2583 | 0.00012148
|  |  |  | c_DK2 | 2584 | 0.00010481 |  |  |  |  | c_DK1_LargeDecentral | 2584 | 0.00012515
|  |  |  | c_DK2 | 2585 | 0.00010809 |  |  |  |  | c_DK1_LargeDecentral | 2585 | 0.00013348
|  |  |  | c_DK2 | 2586 | 0.00010906 |  |  |  |  | c_DK1_LargeDecentral | 2586 | 0.00013581
|  |  |  | c_DK2 | 2587 | 0.00010593 |  |  |  |  | c_DK1_LargeDecentral | 2587 | 0.00013981
|  |  |  | c_DK2 | 2588 | 0.00010384 |  |  |  |  | c_DK1_LargeDecentral | 2588 | 0.00014065
|  |  |  | c_DK2 | 2589 | 0.00010019 |  |  |  |  | c_DK1_LargeDecentral | 2589 | 0.00012765
|  |  |  | c_DK2 | 2590 | 9.4226e-05 |  |  |  |  | c_DK1_LargeDecentral | 2590 | 0.00010149
|  |  |  | c_DK2 | 2591 | 8.8262e-05 |  |  |  |  | c_DK1_LargeDecentral | 2591 | 7.5156e-05
|  |  |  | c_DK2 | 2592 | 8.5206e-05 |  |  |  |  | c_DK1_LargeDecentral | 2592 | 5.9825e-05
|  |  |  | c_DK2 | 2593 | 8.1703e-05 |  |  |  |  | c_DK1_LargeDecentral | 2593 | 6.4657e-05
|  |  |  | c_DK2 | 2594 | 7.9765e-05 |  |  |  |  | c_DK1_LargeDecentral | 2594 | 6.4491e-05
|  |  |  | c_DK2 | 2595 | 7.9019e-05 |  |  |  |  | c_DK1_LargeDecentral | 2595 | 7.0156e-05
|  |  |  | c_DK2 | 2596 | 8.1106e-05 |  |  |  |  | c_DK1_LargeDecentral | 2596 | 9.4986e-05
|  |  |  | c_DK2 | 2597 | 8.379e-05 |  |  |  |  | c_DK1_LargeDecentral | 2597 | 0.00014615
|  |  |  | c_DK2 | 2598 | 8.6473e-05 |  |  |  |  | c_DK1_LargeDecentral | 2598 | 0.00017381
|  |  |  | c_DK2 | 2599 | 9.4449e-05 |  |  |  |  | c_DK1_LargeDecentral | 2599 | 0.00017364
|  |  |  | c_DK2 | 2600 | 0.00010466 |  |  |  |  | c_DK1_LargeDecentral | 2600 | 0.00015514
|  |  |  | c_DK2 | 2601 | 0.00011107 |  |  |  |  | c_DK1_LargeDecentral | 2601 | 0.00014615
|  |  |  | c_DK2 | 2602 | 0.00011346 |  |  |  |  | c_DK1_LargeDecentral | 2602 | 0.00013648
|  |  |  | c_DK2 | 2603 | 0.00011212 |  |  |  |  | c_DK1_LargeDecentral | 2603 | 0.00013065
|  |  |  | c_DK2 | 2604 | 0.00010951 |  |  |  |  | c_DK1_LargeDecentral | 2604 | 0.00012648
|  |  |  | c_DK2 | 2605 | 0.00010615 |  |  |  |  | c_DK1_LargeDecentral | 2605 | 0.00011765
|  |  |  | c_DK2 | 2606 | 0.00010287 |  |  |  |  | c_DK1_LargeDecentral | 2606 | 0.00011532
|  |  |  | c_DK2 | 2607 | 0.00010049 |  |  |  |  | c_DK1_LargeDecentral | 2607 | 0.00011332
|  |  |  | c_DK2 | 2608 | 0.0001028 |  |  |  |  | c_DK1_LargeDecentral | 2608 | 0.00011615
|  |  |  | c_DK2 | 2609 | 0.00010809 |  |  |  |  | c_DK1_LargeDecentral | 2609 | 0.00012465
|  |  |  | c_DK2 | 2610 | 0.00011033 |  |  |  |  | c_DK1_LargeDecentral | 2610 | 0.00012798
|  |  |  | c_DK2 | 2611 | 0.00010861 |  |  |  |  | c_DK1_LargeDecentral | 2611 | 0.00013298
|  |  |  | c_DK2 | 2612 | 0.00010712 |  |  |  |  | c_DK1_LargeDecentral | 2612 | 0.00013331
|  |  |  | c_DK2 | 2613 | 0.00010399 |  |  |  |  | c_DK1_LargeDecentral | 2613 | 0.00012198
|  |  |  | c_DK2 | 2614 | 9.8251e-05 |  |  |  |  | c_DK1_LargeDecentral | 2614 | 9.6319e-05
|  |  |  | c_DK2 | 2615 | 9.2362e-05 |  |  |  |  | c_DK1_LargeDecentral | 2615 | 7.049e-05
|  |  |  | c_DK2 | 2616 | 8.7219e-05 |  |  |  |  | c_DK1_LargeDecentral | 2616 | 5.8158e-05
|  |  |  | c_DK2 | 2617 | 8.3194e-05 |  |  |  |  | c_DK1_LargeDecentral | 2617 | 6.0158e-05
|  |  |  | c_DK2 | 2618 | 8.0883e-05 |  |  |  |  | c_DK1_LargeDecentral | 2618 | 5.7158e-05
|  |  |  | c_DK2 | 2619 | 8.0063e-05 |  |  |  |  | c_DK1_LargeDecentral | 2619 | 6.4657e-05
|  |  |  | c_DK2 | 2620 | 8.0585e-05 |  |  |  |  | c_DK1_LargeDecentral | 2620 | 8.932e-05
|  |  |  | c_DK2 | 2621 | 8.2299e-05 |  |  |  |  | c_DK1_LargeDecentral | 2621 | 0.00013448
|  |  |  | c_DK2 | 2622 | 8.5355e-05 |  |  |  |  | c_DK1_LargeDecentral | 2622 | 0.00016598
|  |  |  | c_DK2 | 2623 | 9.4598e-05 |  |  |  |  | c_DK1_LargeDecentral | 2623 | 0.00016481
|  |  |  | c_DK2 | 2624 | 0.00010436 |  |  |  |  | c_DK1_LargeDecentral | 2624 | 0.00014381
|  |  |  | c_DK2 | 2625 | 0.00011152 |  |  |  |  | c_DK1_LargeDecentral | 2625 | 0.00013465
|  |  |  | c_DK2 | 2626 | 0.00011502 |  |  |  |  | c_DK1_LargeDecentral | 2626 | 0.00012898
|  |  |  | c_DK2 | 2627 | 0.0001113 |  |  |  |  | c_DK1_LargeDecentral | 2627 | 0.00012015
|  |  |  | c_DK2 | 2628 | 0.00010802 |  |  |  |  | c_DK1_LargeDecentral | 2628 | 0.00011665
|  |  |  | c_DK2 | 2629 | 0.00010585 |  |  |  |  | c_DK1_LargeDecentral | 2629 | 0.00010548
|  |  |  | c_DK2 | 2630 | 0.00010377 |  |  |  |  | c_DK1_LargeDecentral | 2630 | 0.00010915
|  |  |  | c_DK2 | 2631 | 0.00010287 |  |  |  |  | c_DK1_LargeDecentral | 2631 | 0.00010615
|  |  |  | c_DK2 | 2632 | 0.00010481 |  |  |  |  | c_DK1_LargeDecentral | 2632 | 0.00010915
|  |  |  | c_DK2 | 2633 | 0.00010951 |  |  |  |  | c_DK1_LargeDecentral | 2633 | 0.00011398
|  |  |  | c_DK2 | 2634 | 0.00011219 |  |  |  |  | c_DK1_LargeDecentral | 2634 | 0.00011848
|  |  |  | c_DK2 | 2635 | 0.00011025 |  |  |  |  | c_DK1_LargeDecentral | 2635 | 0.00012165
|  |  |  | c_DK2 | 2636 | 0.00010824 |  |  |  |  | c_DK1_LargeDecentral | 2636 | 0.00012248
|  |  |  | c_DK2 | 2637 | 0.00010466 |  |  |  |  | c_DK1_LargeDecentral | 2637 | 0.00011465
|  |  |  | c_DK2 | 2638 | 9.8773e-05 |  |  |  |  | c_DK1_LargeDecentral | 2638 | 9.132e-05
|  |  |  | c_DK2 | 2639 | 9.266e-05 |  |  |  |  | c_DK1_LargeDecentral | 2639 | 6.5157e-05
|  |  |  | c_DK2 | 2640 | 8.5579e-05 |  |  |  |  | c_DK1_LargeDecentral | 2640 | 5.3659e-05
|  |  |  | c_DK2 | 2641 | 8.1479e-05 |  |  |  |  | c_DK1_LargeDecentral | 2641 | 5.9991e-05
|  |  |  | c_DK2 | 2642 | 7.9839e-05 |  |  |  |  | c_DK1_LargeDecentral | 2642 | 6.0491e-05
|  |  |  | c_DK2 | 2643 | 7.9839e-05 |  |  |  |  | c_DK1_LargeDecentral | 2643 | 7.2656e-05
|  |  |  | c_DK2 | 2644 | 8.0734e-05 |  |  |  |  | c_DK1_LargeDecentral | 2644 | 0.00010149
|  |  |  | c_DK2 | 2645 | 8.1926e-05 |  |  |  |  | c_DK1_LargeDecentral | 2645 | 0.00014781
|  |  |  | c_DK2 | 2646 | 8.4014e-05 |  |  |  |  | c_DK1_LargeDecentral | 2646 | 0.00015448
|  |  |  | c_DK2 | 2647 | 9.035e-05 |  |  |  |  | c_DK1_LargeDecentral | 2647 | 0.00015564
|  |  |  | c_DK2 | 2648 | 9.9369e-05 |  |  |  |  | c_DK1_LargeDecentral | 2648 | 0.00013198
|  |  |  | c_DK2 | 2649 | 0.00010526 |  |  |  |  | c_DK1_LargeDecentral | 2649 | 0.00012382
|  |  |  | c_DK2 | 2650 | 0.00010779 |  |  |  |  | c_DK1_LargeDecentral | 2650 | 0.00011698
|  |  |  | c_DK2 | 2651 | 0.00010749 |  |  |  |  | c_DK1_LargeDecentral | 2651 | 0.00011165
|  |  |  | c_DK2 | 2652 | 0.00010481 |  |  |  |  | c_DK1_LargeDecentral | 2652 | 0.00010848
|  |  |  | c_DK2 | 2653 | 0.00010153 |  |  |  |  | c_DK1_LargeDecentral | 2653 | 0.00010032
|  |  |  | c_DK2 | 2654 | 9.9071e-05 |  |  |  |  | c_DK1_LargeDecentral | 2654 | 9.9152e-05
|  |  |  | c_DK2 | 2655 | 9.8102e-05 |  |  |  |  | c_DK1_LargeDecentral | 2655 | 9.6486e-05
|  |  |  | c_DK2 | 2656 | 9.9593e-05 |  |  |  |  | c_DK1_LargeDecentral | 2656 | 0.00010115
|  |  |  | c_DK2 | 2657 | 0.00010339 |  |  |  |  | c_DK1_LargeDecentral | 2657 | 0.00010848
|  |  |  | c_DK2 | 2658 | 0.00010488 |  |  |  |  | c_DK1_LargeDecentral | 2658 | 0.00011348
|  |  |  | c_DK2 | 2659 | 0.00010287 |  |  |  |  | c_DK1_LargeDecentral | 2659 | 0.00011915
|  |  |  | c_DK2 | 2660 | 0.00010369 |  |  |  |  | c_DK1_LargeDecentral | 2660 | 0.00012115
|  |  |  | c_DK2 | 2661 | 0.00010153 |  |  |  |  | c_DK1_LargeDecentral | 2661 | 0.00011398
|  |  |  | c_DK2 | 2662 | 9.6089e-05 |  |  |  |  | c_DK1_LargeDecentral | 2662 | 9.082e-05
|  |  |  | c_DK2 | 2663 | 9.02e-05 |  |  |  |  | c_DK1_LargeDecentral | 2663 | 6.5157e-05
|  |  |  | c_DK2 | 2664 | 8.4163e-05 |  |  |  |  | c_DK1_LargeDecentral | 2664 | 5.1159e-05
|  |  |  | c_DK2 | 2665 | 7.9243e-05 |  |  |  |  | c_DK1_LargeDecentral | 2665 | 5.6158e-05
|  |  |  | c_DK2 | 2666 | 7.7379e-05 |  |  |  |  | c_DK1_LargeDecentral | 2666 | 5.6825e-05
|  |  |  | c_DK2 | 2667 | 7.7007e-05 |  |  |  |  | c_DK1_LargeDecentral | 2667 | 6.2491e-05
|  |  |  | c_DK2 | 2668 | 7.8647e-05 |  |  |  |  | c_DK1_LargeDecentral | 2668 | 8.7987e-05
|  |  |  | c_DK2 | 2669 | 8.0659e-05 |  |  |  |  | c_DK1_LargeDecentral | 2669 | 0.00014081
|  |  |  | c_DK2 | 2670 | 8.2746e-05 |  |  |  |  | c_DK1_LargeDecentral | 2670 | 0.00016814
|  |  |  | c_DK2 | 2671 | 8.9082e-05 |  |  |  |  | c_DK1_LargeDecentral | 2671 | 0.00016548
|  |  |  | c_DK2 | 2672 | 9.7953e-05 |  |  |  |  | c_DK1_LargeDecentral | 2672 | 0.00014031
|  |  |  | c_DK2 | 2673 | 0.0001072 |  |  |  |  | c_DK1_LargeDecentral | 2673 | 0.00013281
|  |  |  | c_DK2 | 2674 | 0.00011137 |  |  |  |  | c_DK1_LargeDecentral | 2674 | 0.00012398
|  |  |  | c_DK2 | 2675 | 0.00010988 |  |  |  |  | c_DK1_LargeDecentral | 2675 | 0.00011748
|  |  |  | c_DK2 | 2676 | 0.00010511 |  |  |  |  | c_DK1_LargeDecentral | 2676 | 0.00011332
|  |  |  | c_DK2 | 2677 | 0.00010265 |  |  |  |  | c_DK1_LargeDecentral | 2677 | 0.00010348
|  |  |  | c_DK2 | 2678 | 0.00010138 |  |  |  |  | c_DK1_LargeDecentral | 2678 | 0.00010099
|  |  |  | c_DK2 | 2679 | 0.00010026 |  |  |  |  | c_DK1_LargeDecentral | 2679 | 9.8652e-05
|  |  |  | c_DK2 | 2680 | 0.0001025 |  |  |  |  | c_DK1_LargeDecentral | 2680 | 0.00010149
|  |  |  | c_DK2 | 2681 | 0.0001072 |  |  |  |  | c_DK1_LargeDecentral | 2681 | 0.00010882
|  |  |  | c_DK2 | 2682 | 0.00011025 |  |  |  |  | c_DK1_LargeDecentral | 2682 | 0.00011282
|  |  |  | c_DK2 | 2683 | 0.00010667 |  |  |  |  | c_DK1_LargeDecentral | 2683 | 0.00011998
|  |  |  | c_DK2 | 2684 | 0.00010392 |  |  |  |  | c_DK1_LargeDecentral | 2684 | 0.00012265
|  |  |  | c_DK2 | 2685 | 9.9965e-05 |  |  |  |  | c_DK1_LargeDecentral | 2685 | 0.00011298
|  |  |  | c_DK2 | 2686 | 9.4673e-05 |  |  |  |  | c_DK1_LargeDecentral | 2686 | 8.9987e-05
|  |  |  | c_DK2 | 2687 | 8.9977e-05 |  |  |  |  | c_DK1_LargeDecentral | 2687 | 6.2824e-05
|  |  |  | c_DK2 | 2688 | 8.7293e-05 |  |  |  |  | c_DK1_LargeDecentral | 2688 | 4.566e-05
|  |  |  | c_DK2 | 2689 | 8.3715e-05 |  |  |  |  | c_DK1_LargeDecentral | 2689 | 4.9826e-05
|  |  |  | c_DK2 | 2690 | 8.215e-05 |  |  |  |  | c_DK1_LargeDecentral | 2690 | 5.0326e-05
|  |  |  | c_DK2 | 2691 | 8.4535e-05 |  |  |  |  | c_DK1_LargeDecentral | 2691 | 5.5159e-05
|  |  |  | c_DK2 | 2692 | 8.6995e-05 |  |  |  |  | c_DK1_LargeDecentral | 2692 | 8.0322e-05
|  |  |  | c_DK2 | 2693 | 9.1468e-05 |  |  |  |  | c_DK1_LargeDecentral | 2693 | 0.00013131
|  |  |  | c_DK2 | 2694 | 9.9891e-05 |  |  |  |  | c_DK1_LargeDecentral | 2694 | 0.00015931
|  |  |  | c_DK2 | 2695 | 0.00011443 |  |  |  |  | c_DK1_LargeDecentral | 2695 | 0.00015648
|  |  |  | c_DK2 | 2696 | 0.00012188 |  |  |  |  | c_DK1_LargeDecentral | 2696 | 0.00013315
|  |  |  | c_DK2 | 2697 | 0.00012434 |  |  |  |  | c_DK1_LargeDecentral | 2697 | 0.00012565
|  |  |  | c_DK2 | 2698 | 0.0001268 |  |  |  |  | c_DK1_LargeDecentral | 2698 | 0.00011682
|  |  |  | c_DK2 | 2699 | 0.00012665 |  |  |  |  | c_DK1_LargeDecentral | 2699 | 0.00011082
|  |  |  | c_DK2 | 2700 | 0.00012434 |  |  |  |  | c_DK1_LargeDecentral | 2700 | 0.00010598
|  |  |  | c_DK2 | 2701 | 0.00012352 |  |  |  |  | c_DK1_LargeDecentral | 2701 | 9.6153e-05
|  |  |  | c_DK2 | 2702 | 0.00012188 |  |  |  |  | c_DK1_LargeDecentral | 2702 | 9.2486e-05
|  |  |  | c_DK2 | 2703 | 0.00011927 |  |  |  |  | c_DK1_LargeDecentral | 2703 | 8.9487e-05
|  |  |  | c_DK2 | 2704 | 0.00011756 |  |  |  |  | c_DK1_LargeDecentral | 2704 | 9.132e-05
|  |  |  | c_DK2 | 2705 | 0.00012091 |  |  |  |  | c_DK1_LargeDecentral | 2705 | 9.8152e-05
|  |  |  | c_DK2 | 2706 | 0.00011912 |  |  |  |  | c_DK1_LargeDecentral | 2706 | 0.00010232
|  |  |  | c_DK2 | 2707 | 0.0001145 |  |  |  |  | c_DK1_LargeDecentral | 2707 | 0.00010965
|  |  |  | c_DK2 | 2708 | 0.00011048 |  |  |  |  | c_DK1_LargeDecentral | 2708 | 0.00011182
|  |  |  | c_DK2 | 2709 | 0.00010712 |  |  |  |  | c_DK1_LargeDecentral | 2709 | 0.00010365
|  |  |  | c_DK2 | 2710 | 9.8847e-05 |  |  |  |  | c_DK1_LargeDecentral | 2710 | 8.2155e-05
|  |  |  | c_DK2 | 2711 | 9.035e-05 |  |  |  |  | c_DK1_LargeDecentral | 2711 | 5.6158e-05
|  |  |  | c_DK2 | 2712 | 8.0436e-05 |  |  |  |  | c_DK1_LargeDecentral | 2712 | 4.3494e-05
|  |  |  | c_DK2 | 2713 | 7.8796e-05 |  |  |  |  | c_DK1_LargeDecentral | 2713 | 4.7326e-05
|  |  |  | c_DK2 | 2714 | 8.0957e-05 |  |  |  |  | c_DK1_LargeDecentral | 2714 | 4.7993e-05
|  |  |  | c_DK2 | 2715 | 8.2225e-05 |  |  |  |  | c_DK1_LargeDecentral | 2715 | 5.2492e-05
|  |  |  | c_DK2 | 2716 | 8.1926e-05 |  |  |  |  | c_DK1_LargeDecentral | 2716 | 7.6822e-05
|  |  |  | c_DK2 | 2717 | 8.5653e-05 |  |  |  |  | c_DK1_LargeDecentral | 2717 | 0.00012631
|  |  |  | c_DK2 | 2718 | 9.6611e-05 |  |  |  |  | c_DK1_LargeDecentral | 2718 | 0.00015298
|  |  |  | c_DK2 | 2719 | 0.00011294 |  |  |  |  | c_DK1_LargeDecentral | 2719 | 0.00015014
|  |  |  | c_DK2 | 2720 | 0.00012203 |  |  |  |  | c_DK1_LargeDecentral | 2720 | 0.00012781
|  |  |  | c_DK2 | 2721 | 0.00012322 |  |  |  |  | c_DK1_LargeDecentral | 2721 | 0.00012065
|  |  |  | c_DK2 | 2722 | 0.00012456 |  |  |  |  | c_DK1_LargeDecentral | 2722 | 0.00011198
|  |  |  | c_DK2 | 2723 | 0.00012479 |  |  |  |  | c_DK1_LargeDecentral | 2723 | 0.00010632
|  |  |  | c_DK2 | 2724 | 0.00012434 |  |  |  |  | c_DK1_LargeDecentral | 2724 | 0.00010198
|  |  |  | c_DK2 | 2725 | 0.00012195 |  |  |  |  | c_DK1_LargeDecentral | 2725 | 9.2153e-05
|  |  |  | c_DK2 | 2726 | 0.00011964 |  |  |  |  | c_DK1_LargeDecentral | 2726 | 8.882e-05
|  |  |  | c_DK2 | 2727 | 0.00011689 |  |  |  |  | c_DK1_LargeDecentral | 2727 | 8.5487e-05
|  |  |  | c_DK2 | 2728 | 0.00011718 |  |  |  |  | c_DK1_LargeDecentral | 2728 | 8.732e-05
|  |  |  | c_DK2 | 2729 | 0.00012218 |  |  |  |  | c_DK1_LargeDecentral | 2729 | 9.4153e-05
|  |  |  | c_DK2 | 2730 | 0.00012009 |  |  |  |  | c_DK1_LargeDecentral | 2730 | 9.8152e-05
|  |  |  | c_DK2 | 2731 | 0.00011525 |  |  |  |  | c_DK1_LargeDecentral | 2731 | 0.00010498
|  |  |  | c_DK2 | 2732 | 0.00011033 |  |  |  |  | c_DK1_LargeDecentral | 2732 | 0.00010715
|  |  |  | c_DK2 | 2733 | 0.00010742 |  |  |  |  | c_DK1_LargeDecentral | 2733 | 9.9319e-05
|  |  |  | c_DK2 | 2734 | 9.9965e-05 |  |  |  |  | c_DK1_LargeDecentral | 2734 | 7.8988e-05
|  |  |  | c_DK2 | 2735 | 9.1766e-05 |  |  |  |  | c_DK1_LargeDecentral | 2735 | 5.3492e-05
|  |  |  | c_DK2 | 2736 | 8.2299e-05 |  |  |  |  | c_DK1_LargeDecentral | 2736 | 4.1161e-05
|  |  |  | c_DK2 | 2737 | 7.7827e-05 |  |  |  |  | c_DK1_LargeDecentral | 2737 | 4.4993e-05
|  |  |  | c_DK2 | 2738 | 7.5889e-05 |  |  |  |  | c_DK1_LargeDecentral | 2738 | 4.5493e-05
|  |  |  | c_DK2 | 2739 | 7.7827e-05 |  |  |  |  | c_DK1_LargeDecentral | 2739 | 4.9659e-05
|  |  |  | c_DK2 | 2740 | 7.9318e-05 |  |  |  |  | c_DK1_LargeDecentral | 2740 | 7.2989e-05
|  |  |  | c_DK2 | 2741 | 8.4759e-05 |  |  |  |  | c_DK1_LargeDecentral | 2741 | 0.00012048
|  |  |  | c_DK2 | 2742 | 9.7207e-05 |  |  |  |  | c_DK1_LargeDecentral | 2742 | 0.00014615
|  |  |  | c_DK2 | 2743 | 0.00011525 |  |  |  |  | c_DK1_LargeDecentral | 2743 | 0.00014331
|  |  |  | c_DK2 | 2744 | 0.00012345 |  |  |  |  | c_DK1_LargeDecentral | 2744 | 0.00012132
|  |  |  | c_DK2 | 2745 | 0.00012591 |  |  |  |  | c_DK1_LargeDecentral | 2745 | 0.00011482
|  |  |  | c_DK2 | 2746 | 0.00012769 |  |  |  |  | c_DK1_LargeDecentral | 2746 | 0.00010665
|  |  |  | c_DK2 | 2747 | 0.00012814 |  |  |  |  | c_DK1_LargeDecentral | 2747 | 0.00010149
|  |  |  | c_DK2 | 2748 | 0.00012717 |  |  |  |  | c_DK1_LargeDecentral | 2748 | 9.7152e-05
|  |  |  | c_DK2 | 2749 | 0.00012553 |  |  |  |  | c_DK1_LargeDecentral | 2749 | 8.7654e-05
|  |  |  | c_DK2 | 2750 | 0.00012382 |  |  |  |  | c_DK1_LargeDecentral | 2750 | 8.4321e-05
|  |  |  | c_DK2 | 2751 | 0.00012106 |  |  |  |  | c_DK1_LargeDecentral | 2751 | 8.1321e-05
|  |  |  | c_DK2 | 2752 | 0.00012039 |  |  |  |  | c_DK1_LargeDecentral | 2752 | 8.2988e-05
|  |  |  | c_DK2 | 2753 | 0.00012449 |  |  |  |  | c_DK1_LargeDecentral | 2753 | 8.9487e-05
|  |  |  | c_DK2 | 2754 | 0.00012128 |  |  |  |  | c_DK1_LargeDecentral | 2754 | 9.282e-05
|  |  |  | c_DK2 | 2755 | 0.00011569 |  |  |  |  | c_DK1_LargeDecentral | 2755 | 9.9652e-05
|  |  |  | c_DK2 | 2756 | 0.00011212 |  |  |  |  | c_DK1_LargeDecentral | 2756 | 0.00010182
|  |  |  | c_DK2 | 2757 | 0.00010928 |  |  |  |  | c_DK1_LargeDecentral | 2757 | 9.4319e-05
|  |  |  | c_DK2 | 2758 | 0.00010153 |  |  |  |  | c_DK1_LargeDecentral | 2758 | 7.4822e-05
|  |  |  | c_DK2 | 2759 | 9.3331e-05 |  |  |  |  | c_DK1_LargeDecentral | 2759 | 5.0826e-05
|  |  |  | c_DK2 | 2760 | 8.2448e-05 |  |  |  |  | c_DK1_LargeDecentral | 2760 | 4.0994e-05
|  |  |  | c_DK2 | 2761 | 7.8348e-05 |  |  |  |  | c_DK1_LargeDecentral | 2761 | 4.4327e-05
|  |  |  | c_DK2 | 2762 | 7.7752e-05 |  |  |  |  | c_DK1_LargeDecentral | 2762 | 4.3994e-05
|  |  |  | c_DK2 | 2763 | 7.8945e-05 |  |  |  |  | c_DK1_LargeDecentral | 2763 | 4.7826e-05
|  |  |  | c_DK2 | 2764 | 8.0212e-05 |  |  |  |  | c_DK1_LargeDecentral | 2764 | 6.9656e-05
|  |  |  | c_DK2 | 2765 | 8.4983e-05 |  |  |  |  | c_DK1_LargeDecentral | 2765 | 0.00011582
|  |  |  | c_DK2 | 2766 | 9.7282e-05 |  |  |  |  | c_DK1_LargeDecentral | 2766 | 0.00014081
|  |  |  | c_DK2 | 2767 | 0.00011413 |  |  |  |  | c_DK1_LargeDecentral | 2767 | 0.00014048
|  |  |  | c_DK2 | 2768 | 0.00012218 |  |  |  |  | c_DK1_LargeDecentral | 2768 | 0.00011982
|  |  |  | c_DK2 | 2769 | 0.00012486 |  |  |  |  | c_DK1_LargeDecentral | 2769 | 0.00011332
|  |  |  | c_DK2 | 2770 | 0.00012628 |  |  |  |  | c_DK1_LargeDecentral | 2770 | 0.00010448
|  |  |  | c_DK2 | 2771 | 0.00012449 |  |  |  |  | c_DK1_LargeDecentral | 2771 | 9.8985e-05
|  |  |  | c_DK2 | 2772 | 0.00012404 |  |  |  |  | c_DK1_LargeDecentral | 2772 | 9.5986e-05
|  |  |  | c_DK2 | 2773 | 0.00012113 |  |  |  |  | c_DK1_LargeDecentral | 2773 | 8.6487e-05
|  |  |  | c_DK2 | 2774 | 0.00011845 |  |  |  |  | c_DK1_LargeDecentral | 2774 | 8.2655e-05
|  |  |  | c_DK2 | 2775 | 0.00011599 |  |  |  |  | c_DK1_LargeDecentral | 2775 | 7.9155e-05
|  |  |  | c_DK2 | 2776 | 0.00011569 |  |  |  |  | c_DK1_LargeDecentral | 2776 | 8.0988e-05
|  |  |  | c_DK2 | 2777 | 0.00012069 |  |  |  |  | c_DK1_LargeDecentral | 2777 | 8.8154e-05
|  |  |  | c_DK2 | 2778 | 0.00011972 |  |  |  |  | c_DK1_LargeDecentral | 2778 | 9.1986e-05
|  |  |  | c_DK2 | 2779 | 0.00011495 |  |  |  |  | c_DK1_LargeDecentral | 2779 | 9.9152e-05
|  |  |  | c_DK2 | 2780 | 0.00010884 |  |  |  |  | c_DK1_LargeDecentral | 2780 | 0.00010082
|  |  |  | c_DK2 | 2781 | 0.00010407 |  |  |  |  | c_DK1_LargeDecentral | 2781 | 9.3986e-05
|  |  |  | c_DK2 | 2782 | 9.7804e-05 |  |  |  |  | c_DK1_LargeDecentral | 2782 | 7.3822e-05
|  |  |  | c_DK2 | 2783 | 9.1169e-05 |  |  |  |  | c_DK1_LargeDecentral | 2783 | 4.9993e-05
|  |  |  | c_DK2 | 2784 | 8.4312e-05 |  |  |  |  | c_DK1_LargeDecentral | 2784 | 4.8826e-05
|  |  |  | c_DK2 | 2785 | 7.887e-05 |  |  |  |  | c_DK1_LargeDecentral | 2785 | 4.9159e-05
|  |  |  | c_DK2 | 2786 | 7.5889e-05 |  |  |  |  | c_DK1_LargeDecentral | 2786 | 4.666e-05
|  |  |  | c_DK2 | 2787 | 7.4845e-05 |  |  |  |  | c_DK1_LargeDecentral | 2787 | 5.2659e-05
|  |  |  | c_DK2 | 2788 | 7.492e-05 |  |  |  |  | c_DK1_LargeDecentral | 2788 | 7.5989e-05
|  |  |  | c_DK2 | 2789 | 7.6187e-05 |  |  |  |  | c_DK1_LargeDecentral | 2789 | 0.00011865
|  |  |  | c_DK2 | 2790 | 8.133e-05 |  |  |  |  | c_DK1_LargeDecentral | 2790 | 0.00014998
|  |  |  | c_DK2 | 2791 | 8.953e-05 |  |  |  |  | c_DK1_LargeDecentral | 2791 | 0.00014931
|  |  |  | c_DK2 | 2792 | 0.00010138 |  |  |  |  | c_DK1_LargeDecentral | 2792 | 0.00012765
|  |  |  | c_DK2 | 2793 | 0.00010943 |  |  |  |  | c_DK1_LargeDecentral | 2793 | 0.00011898
|  |  |  | c_DK2 | 2794 | 0.00011368 |  |  |  |  | c_DK1_LargeDecentral | 2794 | 0.00011415
|  |  |  | c_DK2 | 2795 | 0.00011458 |  |  |  |  | c_DK1_LargeDecentral | 2795 | 0.00010482
|  |  |  | c_DK2 | 2796 | 0.00011279 |  |  |  |  | c_DK1_LargeDecentral | 2796 | 0.00010132
|  |  |  | c_DK2 | 2797 | 0.00011249 |  |  |  |  | c_DK1_LargeDecentral | 2797 | 9.0487e-05
|  |  |  | c_DK2 | 2798 | 0.00010966 |  |  |  |  | c_DK1_LargeDecentral | 2798 | 9.3653e-05
|  |  |  | c_DK2 | 2799 | 0.00010757 |  |  |  |  | c_DK1_LargeDecentral | 2799 | 8.9487e-05
|  |  |  | c_DK2 | 2800 | 0.00010787 |  |  |  |  | c_DK1_LargeDecentral | 2800 | 9.082e-05
|  |  |  | c_DK2 | 2801 | 0.00011204 |  |  |  |  | c_DK1_LargeDecentral | 2801 | 9.4819e-05
|  |  |  | c_DK2 | 2802 | 0.00011554 |  |  |  |  | c_DK1_LargeDecentral | 2802 | 9.9652e-05
|  |  |  | c_DK2 | 2803 | 0.00011062 |  |  |  |  | c_DK1_LargeDecentral | 2803 | 0.00010498
|  |  |  | c_DK2 | 2804 | 0.00010488 |  |  |  |  | c_DK1_LargeDecentral | 2804 | 0.00010615
|  |  |  | c_DK2 | 2805 | 0.00010444 |  |  |  |  | c_DK1_LargeDecentral | 2805 | 0.00010115
|  |  |  | c_DK2 | 2806 | 9.8847e-05 |  |  |  |  | c_DK1_LargeDecentral | 2806 | 7.9488e-05
|  |  |  | c_DK2 | 2807 | 9.2735e-05 |  |  |  |  | c_DK1_LargeDecentral | 2807 | 5.4659e-05
|  |  |  | c_DK2 | 2808 | 8.625e-05 |  |  |  |  | c_DK1_LargeDecentral | 2808 | 4.8826e-05
|  |  |  | c_DK2 | 2809 | 8.0137e-05 |  |  |  |  | c_DK1_LargeDecentral | 2809 | 5.4159e-05
|  |  |  | c_DK2 | 2810 | 7.7305e-05 |  |  |  |  | c_DK1_LargeDecentral | 2810 | 5.5492e-05
|  |  |  | c_DK2 | 2811 | 7.6634e-05 |  |  |  |  | c_DK1_LargeDecentral | 2811 | 6.749e-05
|  |  |  | c_DK2 | 2812 | 7.7007e-05 |  |  |  |  | c_DK1_LargeDecentral | 2812 | 9.6652e-05
|  |  |  | c_DK2 | 2813 | 7.7976e-05 |  |  |  |  | c_DK1_LargeDecentral | 2813 | 0.00014181
|  |  |  | c_DK2 | 2814 | 8.1703e-05 |  |  |  |  | c_DK1_LargeDecentral | 2814 | 0.00014831
|  |  |  | c_DK2 | 2815 | 8.9902e-05 |  |  |  |  | c_DK1_LargeDecentral | 2815 | 0.00015048
|  |  |  | c_DK2 | 2816 | 9.9294e-05 |  |  |  |  | c_DK1_LargeDecentral | 2816 | 0.00012581
|  |  |  | c_DK2 | 2817 | 0.00010585 |  |  |  |  | c_DK1_LargeDecentral | 2817 | 0.00011732
|  |  |  | c_DK2 | 2818 | 0.00010988 |  |  |  |  | c_DK1_LargeDecentral | 2818 | 0.00011098
|  |  |  | c_DK2 | 2819 | 0.0001104 |  |  |  |  | c_DK1_LargeDecentral | 2819 | 0.00010515
|  |  |  | c_DK2 | 2820 | 0.00010876 |  |  |  |  | c_DK1_LargeDecentral | 2820 | 0.00010215
|  |  |  | c_DK2 | 2821 | 0.00010727 |  |  |  |  | c_DK1_LargeDecentral | 2821 | 9.382e-05
|  |  |  | c_DK2 | 2822 | 0.00010556 |  |  |  |  | c_DK1_LargeDecentral | 2822 | 9.1986e-05
|  |  |  | c_DK2 | 2823 | 0.00010451 |  |  |  |  | c_DK1_LargeDecentral | 2823 | 8.932e-05
|  |  |  | c_DK2 | 2824 | 0.0001063 |  |  |  |  | c_DK1_LargeDecentral | 2824 | 9.3153e-05
|  |  |  | c_DK2 | 2825 | 0.00011256 |  |  |  |  | c_DK1_LargeDecentral | 2825 | 9.9985e-05
|  |  |  | c_DK2 | 2826 | 0.00011629 |  |  |  |  | c_DK1_LargeDecentral | 2826 | 0.00010548
|  |  |  | c_DK2 | 2827 | 0.00011174 |  |  |  |  | c_DK1_LargeDecentral | 2827 | 0.00011182
|  |  |  | c_DK2 | 2828 | 0.00010764 |  |  |  |  | c_DK1_LargeDecentral | 2828 | 0.00011398
|  |  |  | c_DK2 | 2829 | 0.00010652 |  |  |  |  | c_DK1_LargeDecentral | 2829 | 0.00010832
|  |  |  | c_DK2 | 2830 | 9.8773e-05 |  |  |  |  | c_DK1_LargeDecentral | 2830 | 8.5321e-05
|  |  |  | c_DK2 | 2831 | 9.0797e-05 |  |  |  |  | c_DK1_LargeDecentral | 2831 | 6.0324e-05
|  |  |  | c_DK2 | 2832 | 8.1554e-05 |  |  |  |  | c_DK1_LargeDecentral | 2832 | 4.6993e-05
|  |  |  | c_DK2 | 2833 | 7.8498e-05 |  |  |  |  | c_DK1_LargeDecentral | 2833 | 5.1492e-05
|  |  |  | c_DK2 | 2834 | 7.7603e-05 |  |  |  |  | c_DK1_LargeDecentral | 2834 | 5.2326e-05
|  |  |  | c_DK2 | 2835 | 7.8423e-05 |  |  |  |  | c_DK1_LargeDecentral | 2835 | 5.7325e-05
|  |  |  | c_DK2 | 2836 | 8.0137e-05 |  |  |  |  | c_DK1_LargeDecentral | 2836 | 8.2155e-05
|  |  |  | c_DK2 | 2837 | 8.6026e-05 |  |  |  |  | c_DK1_LargeDecentral | 2837 | 0.00013398
|  |  |  | c_DK2 | 2838 | 9.8773e-05 |  |  |  |  | c_DK1_LargeDecentral | 2838 | 0.00016114
|  |  |  | c_DK2 | 2839 | 0.0001145 |  |  |  |  | c_DK1_LargeDecentral | 2839 | 0.00015848
|  |  |  | c_DK2 | 2840 | 0.00012307 |  |  |  |  | c_DK1_LargeDecentral | 2840 | 0.00013281
|  |  |  | c_DK2 | 2841 | 0.00012687 |  |  |  |  | c_DK1_LargeDecentral | 2841 | 0.00012565
|  |  |  | c_DK2 | 2842 | 0.00012941 |  |  |  |  | c_DK1_LargeDecentral | 2842 | 0.00011698
|  |  |  | c_DK2 | 2843 | 0.00012695 |  |  |  |  | c_DK1_LargeDecentral | 2843 | 0.00011082
|  |  |  | c_DK2 | 2844 | 0.00012412 |  |  |  |  | c_DK1_LargeDecentral | 2844 | 0.00010648
|  |  |  | c_DK2 | 2845 | 0.000123 |  |  |  |  | c_DK1_LargeDecentral | 2845 | 9.6652e-05
|  |  |  | c_DK2 | 2846 | 0.00012181 |  |  |  |  | c_DK1_LargeDecentral | 2846 | 9.4153e-05
|  |  |  | c_DK2 | 2847 | 0.00011994 |  |  |  |  | c_DK1_LargeDecentral | 2847 | 9.1487e-05
|  |  |  | c_DK2 | 2848 | 0.00011748 |  |  |  |  | c_DK1_LargeDecentral | 2848 | 9.3653e-05
|  |  |  | c_DK2 | 2849 | 0.00012307 |  |  |  |  | c_DK1_LargeDecentral | 2849 | 0.00010082
|  |  |  | c_DK2 | 2850 | 0.00012218 |  |  |  |  | c_DK1_LargeDecentral | 2850 | 0.00010498
|  |  |  | c_DK2 | 2851 | 0.00011629 |  |  |  |  | c_DK1_LargeDecentral | 2851 | 0.00011248
|  |  |  | c_DK2 | 2852 | 0.00011048 |  |  |  |  | c_DK1_LargeDecentral | 2852 | 0.00011548
|  |  |  | c_DK2 | 2853 | 0.0001057 |  |  |  |  | c_DK1_LargeDecentral | 2853 | 0.00010698
|  |  |  | c_DK2 | 2854 | 9.758e-05 |  |  |  |  | c_DK1_LargeDecentral | 2854 | 8.5154e-05
|  |  |  | c_DK2 | 2855 | 9.0126e-05 |  |  |  |  | c_DK1_LargeDecentral | 2855 | 5.8325e-05
|  |  |  | c_DK2 | 2856 | 8.4461e-05 |  |  |  |  | c_DK1_LargeDecentral | 2856 | 4.5993e-05
|  |  |  | c_DK2 | 2857 | 8.0436e-05 |  |  |  |  | c_DK1_LargeDecentral | 2857 | 4.9826e-05
|  |  |  | c_DK2 | 2858 | 7.8945e-05 |  |  |  |  | c_DK1_LargeDecentral | 2858 | 5.0659e-05
|  |  |  | c_DK2 | 2859 | 8.051e-05 |  |  |  |  | c_DK1_LargeDecentral | 2859 | 5.5492e-05
|  |  |  | c_DK2 | 2860 | 8.3715e-05 |  |  |  |  | c_DK1_LargeDecentral | 2860 | 8.0655e-05
|  |  |  | c_DK2 | 2861 | 8.8784e-05 |  |  |  |  | c_DK1_LargeDecentral | 2861 | 0.00013181
|  |  |  | c_DK2 | 2862 | 0.00010108 |  |  |  |  | c_DK1_LargeDecentral | 2862 | 0.00015981
|  |  |  | c_DK2 | 2863 | 0.00011704 |  |  |  |  | c_DK1_LargeDecentral | 2863 | 0.00015664
|  |  |  | c_DK2 | 2864 | 0.00012538 |  |  |  |  | c_DK1_LargeDecentral | 2864 | 0.00013348
|  |  |  | c_DK2 | 2865 | 0.00012702 |  |  |  |  | c_DK1_LargeDecentral | 2865 | 0.00012598
|  |  |  | c_DK2 | 2866 | 0.00012956 |  |  |  |  | c_DK1_LargeDecentral | 2866 | 0.00011698
|  |  |  | c_DK2 | 2867 | 0.00012844 |  |  |  |  | c_DK1_LargeDecentral | 2867 | 0.00011132
|  |  |  | c_DK2 | 2868 | 0.00012598 |  |  |  |  | c_DK1_LargeDecentral | 2868 | 0.00010648
|  |  |  | c_DK2 | 2869 | 0.00012673 |  |  |  |  | c_DK1_LargeDecentral | 2869 | 9.6652e-05
|  |  |  | c_DK2 | 2870 | 0.00012501 |  |  |  |  | c_DK1_LargeDecentral | 2870 | 9.2986e-05
|  |  |  | c_DK2 | 2871 | 0.00012128 |  |  |  |  | c_DK1_LargeDecentral | 2871 | 8.9653e-05
|  |  |  | c_DK2 | 2872 | 0.00011972 |  |  |  |  | c_DK1_LargeDecentral | 2872 | 9.182e-05
|  |  |  | c_DK2 | 2873 | 0.00012359 |  |  |  |  | c_DK1_LargeDecentral | 2873 | 9.8652e-05
|  |  |  | c_DK2 | 2874 | 0.00012218 |  |  |  |  | c_DK1_LargeDecentral | 2874 | 0.00010265
|  |  |  | c_DK2 | 2875 | 0.00011778 |  |  |  |  | c_DK1_LargeDecentral | 2875 | 0.00010982
|  |  |  | c_DK2 | 2876 | 0.00011376 |  |  |  |  | c_DK1_LargeDecentral | 2876 | 0.00011198
|  |  |  | c_DK2 | 2877 | 0.00011376 |  |  |  |  | c_DK1_LargeDecentral | 2877 | 0.00010398
|  |  |  | c_DK2 | 2878 | 0.00010466 |  |  |  |  | c_DK1_LargeDecentral | 2878 | 8.2321e-05
|  |  |  | c_DK2 | 2879 | 9.4822e-05 |  |  |  |  | c_DK1_LargeDecentral | 2879 | 5.6158e-05
|  |  |  | c_DK2 | 2880 | 8.3641e-05 |  |  |  |  | c_DK1_LargeDecentral | 2880 | 4.9493e-05
|  |  |  | c_DK2 | 2881 | 7.7752e-05 |  |  |  |  | c_DK1_LargeDecentral | 2881 | 5.3825e-05
|  |  |  | c_DK2 | 2882 | 7.6187e-05 |  |  |  |  | c_DK1_LargeDecentral | 2882 | 5.4825e-05
|  |  |  | c_DK2 | 2883 | 7.7678e-05 |  |  |  |  | c_DK1_LargeDecentral | 2883 | 5.9991e-05
|  |  |  | c_DK2 | 2884 | 8.1256e-05 |  |  |  |  | c_DK1_LargeDecentral | 2884 | 8.6321e-05
|  |  |  | c_DK2 | 2885 | 8.6473e-05 |  |  |  |  | c_DK1_LargeDecentral | 2885 | 0.00013915
|  |  |  | c_DK2 | 2886 | 9.7356e-05 |  |  |  |  | c_DK1_LargeDecentral | 2886 | 0.00016798
|  |  |  | c_DK2 | 2887 | 0.00011174 |  |  |  |  | c_DK1_LargeDecentral | 2887 | 0.00016498
|  |  |  | c_DK2 | 2888 | 0.00011897 |  |  |  |  | c_DK1_LargeDecentral | 2888 | 0.00014181
|  |  |  | c_DK2 | 2889 | 0.00012352 |  |  |  |  | c_DK1_LargeDecentral | 2889 | 0.00013348
|  |  |  | c_DK2 | 2890 | 0.00012591 |  |  |  |  | c_DK1_LargeDecentral | 2890 | 0.00012415
|  |  |  | c_DK2 | 2891 | 0.00012486 |  |  |  |  | c_DK1_LargeDecentral | 2891 | 0.00011782
|  |  |  | c_DK2 | 2892 | 0.00012412 |  |  |  |  | c_DK1_LargeDecentral | 2892 | 0.00011315
|  |  |  | c_DK2 | 2893 | 0.00011882 |  |  |  |  | c_DK1_LargeDecentral | 2893 | 0.00010315
|  |  |  | c_DK2 | 2894 | 0.00011964 |  |  |  |  | c_DK1_LargeDecentral | 2894 | 9.9652e-05
|  |  |  | c_DK2 | 2895 | 0.00011957 |  |  |  |  | c_DK1_LargeDecentral | 2895 | 9.6486e-05
|  |  |  | c_DK2 | 2896 | 0.00012017 |  |  |  |  | c_DK1_LargeDecentral | 2896 | 9.8819e-05
|  |  |  | c_DK2 | 2897 | 0.00012538 |  |  |  |  | c_DK1_LargeDecentral | 2897 | 0.00010598
|  |  |  | c_DK2 | 2898 | 0.0001271 |  |  |  |  | c_DK1_LargeDecentral | 2898 | 0.00011032
|  |  |  | c_DK2 | 2899 | 0.000123 |  |  |  |  | c_DK1_LargeDecentral | 2899 | 0.00011732
|  |  |  | c_DK2 | 2900 | 0.00011696 |  |  |  |  | c_DK1_LargeDecentral | 2900 | 0.00011932
|  |  |  | c_DK2 | 2901 | 0.0001151 |  |  |  |  | c_DK1_LargeDecentral | 2901 | 0.00011048
|  |  |  | c_DK2 | 2902 | 0.00011018 |  |  |  |  | c_DK1_LargeDecentral | 2902 | 8.7654e-05
|  |  |  | c_DK2 | 2903 | 0.00010407 |  |  |  |  | c_DK1_LargeDecentral | 2903 | 6.0491e-05
|  |  |  | c_DK2 | 2904 | 8.7293e-05 |  |  |  |  | c_DK1_LargeDecentral | 2904 | 5.7658e-05
|  |  |  | c_DK2 | 2905 | 8.4088e-05 |  |  |  |  | c_DK1_LargeDecentral | 2905 | 6.3157e-05
|  |  |  | c_DK2 | 2906 | 8.4834e-05 |  |  |  |  | c_DK1_LargeDecentral | 2906 | 6.3324e-05
|  |  |  | c_DK2 | 2907 | 8.625e-05 |  |  |  |  | c_DK1_LargeDecentral | 2907 | 6.9156e-05
|  |  |  | c_DK2 | 2908 | 8.707e-05 |  |  |  |  | c_DK1_LargeDecentral | 2908 | 9.4486e-05
|  |  |  | c_DK2 | 2909 | 9.0573e-05 |  |  |  |  | c_DK1_LargeDecentral | 2909 | 0.00014498
|  |  |  | c_DK2 | 2910 | 0.00010317 |  |  |  |  | c_DK1_LargeDecentral | 2910 | 0.00017047
|  |  |  | c_DK2 | 2911 | 0.00011957 |  |  |  |  | c_DK1_LargeDecentral | 2911 | 0.00016814
|  |  |  | c_DK2 | 2912 | 0.00012874 |  |  |  |  | c_DK1_LargeDecentral | 2912 | 0.00014931
|  |  |  | c_DK2 | 2913 | 0.00013172 |  |  |  |  | c_DK1_LargeDecentral | 2913 | 0.00014098
|  |  |  | c_DK2 | 2914 | 0.00013276 |  |  |  |  | c_DK1_LargeDecentral | 2914 | 0.00013265
|  |  |  | c_DK2 | 2915 | 0.0001309 |  |  |  |  | c_DK1_LargeDecentral | 2915 | 0.00012715
|  |  |  | c_DK2 | 2916 | 0.00013075 |  |  |  |  | c_DK1_LargeDecentral | 2916 | 0.00012332
|  |  |  | c_DK2 | 2917 | 0.00012956 |  |  |  |  | c_DK1_LargeDecentral | 2917 | 0.00011398
|  |  |  | c_DK2 | 2918 | 0.00012799 |  |  |  |  | c_DK1_LargeDecentral | 2918 | 0.00011265
|  |  |  | c_DK2 | 2919 | 0.00012531 |  |  |  |  | c_DK1_LargeDecentral | 2919 | 0.00011015
|  |  |  | c_DK2 | 2920 | 0.00012605 |  |  |  |  | c_DK1_LargeDecentral | 2920 | 0.00011348
|  |  |  | c_DK2 | 2921 | 0.0001306 |  |  |  |  | c_DK1_LargeDecentral | 2921 | 0.00012132
|  |  |  | c_DK2 | 2922 | 0.00012948 |  |  |  |  | c_DK1_LargeDecentral | 2922 | 0.00012348
|  |  |  | c_DK2 | 2923 | 0.00012412 |  |  |  |  | c_DK1_LargeDecentral | 2923 | 0.00012765
|  |  |  | c_DK2 | 2924 | 0.00012024 |  |  |  |  | c_DK1_LargeDecentral | 2924 | 0.00012848
|  |  |  | c_DK2 | 2925 | 0.00012136 |  |  |  |  | c_DK1_LargeDecentral | 2925 | 0.00011682
|  |  |  | c_DK2 | 2926 | 0.00011428 |  |  |  |  | c_DK1_LargeDecentral | 2926 | 9.2986e-05
|  |  |  | c_DK2 | 2927 | 0.00010615 |  |  |  |  | c_DK1_LargeDecentral | 2927 | 6.849e-05
|  |  |  | c_DK2 | 2928 | 9.3108e-05 |  |  |  |  | c_DK1_LargeDecentral | 2928 | 6.7823e-05
|  |  |  | c_DK2 | 2929 | 8.7815e-05 |  |  |  |  | c_DK1_LargeDecentral | 2929 | 7.3156e-05
|  |  |  | c_DK2 | 2930 | 8.6548e-05 |  |  |  |  | c_DK1_LargeDecentral | 2930 | 7.3156e-05
|  |  |  | c_DK2 | 2931 | 8.7964e-05 |  |  |  |  | c_DK1_LargeDecentral | 2931 | 7.9488e-05
|  |  |  | c_DK2 | 2932 | 8.8113e-05 |  |  |  |  | c_DK1_LargeDecentral | 2932 | 0.00010648
|  |  |  | c_DK2 | 2933 | 9.2064e-05 |  |  |  |  | c_DK1_LargeDecentral | 2933 | 0.00016114
|  |  |  | c_DK2 | 2934 | 0.00010436 |  |  |  |  | c_DK1_LargeDecentral | 2934 | 0.00019081
|  |  |  | c_DK2 | 2935 | 0.00012188 |  |  |  |  | c_DK1_LargeDecentral | 2935 | 0.00019064
|  |  |  | c_DK2 | 2936 | 0.00013075 |  |  |  |  | c_DK1_LargeDecentral | 2936 | 0.00017214
|  |  |  | c_DK2 | 2937 | 0.00013254 |  |  |  |  | c_DK1_LargeDecentral | 2937 | 0.00016198
|  |  |  | c_DK2 | 2938 | 0.00013351 |  |  |  |  | c_DK1_LargeDecentral | 2938 | 0.00015148
|  |  |  | c_DK2 | 2939 | 0.00013112 |  |  |  |  | c_DK1_LargeDecentral | 2939 | 0.00014515
|  |  |  | c_DK2 | 2940 | 0.00013001 |  |  |  |  | c_DK1_LargeDecentral | 2940 | 0.00014065
|  |  |  | c_DK2 | 2941 | 0.0001262 |  |  |  |  | c_DK1_LargeDecentral | 2941 | 0.00013165
|  |  |  | c_DK2 | 2942 | 0.00012158 |  |  |  |  | c_DK1_LargeDecentral | 2942 | 0.00012948
|  |  |  | c_DK2 | 2943 | 0.00011972 |  |  |  |  | c_DK1_LargeDecentral | 2943 | 0.00012765
|  |  |  | c_DK2 | 2944 | 0.00012039 |  |  |  |  | c_DK1_LargeDecentral | 2944 | 0.00013131
|  |  |  | c_DK2 | 2945 | 0.00012389 |  |  |  |  | c_DK1_LargeDecentral | 2945 | 0.00014031
|  |  |  | c_DK2 | 2946 | 0.00012628 |  |  |  |  | c_DK1_LargeDecentral | 2946 | 0.00014381
|  |  |  | c_DK2 | 2947 | 0.0001221 |  |  |  |  | c_DK1_LargeDecentral | 2947 | 0.00014848
|  |  |  | c_DK2 | 2948 | 0.00011711 |  |  |  |  | c_DK1_LargeDecentral | 2948 | 0.00014831
|  |  |  | c_DK2 | 2949 | 0.00011726 |  |  |  |  | c_DK1_LargeDecentral | 2949 | 0.00013531
|  |  |  | c_DK2 | 2950 | 0.00011062 |  |  |  |  | c_DK1_LargeDecentral | 2950 | 0.00010698
|  |  |  | c_DK2 | 2951 | 0.00010265 |  |  |  |  | c_DK1_LargeDecentral | 2951 | 7.9488e-05
|  |  |  | c_DK2 | 2952 | 9.2809e-05 |  |  |  |  | c_DK1_LargeDecentral | 2952 | 7.5489e-05
|  |  |  | c_DK2 | 2953 | 8.8486e-05 |  |  |  |  | c_DK1_LargeDecentral | 2953 | 7.9155e-05
|  |  |  | c_DK2 | 2954 | 8.7219e-05 |  |  |  |  | c_DK1_LargeDecentral | 2954 | 7.5822e-05
|  |  |  | c_DK2 | 2955 | 8.6473e-05 |  |  |  |  | c_DK1_LargeDecentral | 2955 | 8.5987e-05
|  |  |  | c_DK2 | 2956 | 8.6399e-05 |  |  |  |  | c_DK1_LargeDecentral | 2956 | 0.00011448
|  |  |  | c_DK2 | 2957 | 8.6921e-05 |  |  |  |  | c_DK1_LargeDecentral | 2957 | 0.00016714
|  |  |  | c_DK2 | 2958 | 9.348e-05 |  |  |  |  | c_DK1_LargeDecentral | 2958 | 0.00020264
|  |  |  | c_DK2 | 2959 | 0.00010295 |  |  |  |  | c_DK1_LargeDecentral | 2959 | 0.0002003
|  |  |  | c_DK2 | 2960 | 0.00011316 |  |  |  |  | c_DK1_LargeDecentral | 2960 | 0.00017881
|  |  |  | c_DK2 | 2961 | 0.00011778 |  |  |  |  | c_DK1_LargeDecentral | 2961 | 0.00016764
|  |  |  | c_DK2 | 2962 | 0.00012128 |  |  |  |  | c_DK1_LargeDecentral | 2962 | 0.00015998
|  |  |  | c_DK2 | 2963 | 0.00011964 |  |  |  |  | c_DK1_LargeDecentral | 2963 | 0.00015064
|  |  |  | c_DK2 | 2964 | 0.00011778 |  |  |  |  | c_DK1_LargeDecentral | 2964 | 0.00014631
|  |  |  | c_DK2 | 2965 | 0.00011547 |  |  |  |  | c_DK1_LargeDecentral | 2965 | 0.00013398
|  |  |  | c_DK2 | 2966 | 0.00011182 |  |  |  |  | c_DK1_LargeDecentral | 2966 | 0.00013781
|  |  |  | c_DK2 | 2967 | 0.00010973 |  |  |  |  | c_DK1_LargeDecentral | 2967 | 0.00013615
|  |  |  | c_DK2 | 2968 | 0.00010995 |  |  |  |  | c_DK1_LargeDecentral | 2968 | 0.00014115
|  |  |  | c_DK2 | 2969 | 0.00011435 |  |  |  |  | c_DK1_LargeDecentral | 2969 | 0.00014798
|  |  |  | c_DK2 | 2970 | 0.00011487 |  |  |  |  | c_DK1_LargeDecentral | 2970 | 0.00015264
|  |  |  | c_DK2 | 2971 | 0.00011308 |  |  |  |  | c_DK1_LargeDecentral | 2971 | 0.00015448
|  |  |  | c_DK2 | 2972 | 0.00010779 |  |  |  |  | c_DK1_LargeDecentral | 2972 | 0.00015481
|  |  |  | c_DK2 | 2973 | 0.00010824 |  |  |  |  | c_DK1_LargeDecentral | 2973 | 0.00014315
|  |  |  | c_DK2 | 2974 | 0.00010399 |  |  |  |  | c_DK1_LargeDecentral | 2974 | 0.00011498
|  |  |  | c_DK2 | 2975 | 9.758e-05 |  |  |  |  | c_DK1_LargeDecentral | 2975 | 8.4654e-05
|  |  |  | c_DK2 | 2976 | 9.035e-05 |  |  |  |  | c_DK1_LargeDecentral | 2976 | 7.3822e-05
|  |  |  | c_DK2 | 2977 | 8.5728e-05 |  |  |  |  | c_DK1_LargeDecentral | 2977 | 8.3654e-05
|  |  |  | c_DK2 | 2978 | 8.4014e-05 |  |  |  |  | c_DK1_LargeDecentral | 2978 | 8.1488e-05
|  |  |  | c_DK2 | 2979 | 8.4237e-05 |  |  |  |  | c_DK1_LargeDecentral | 2979 | 9.5153e-05
|  |  |  | c_DK2 | 2980 | 8.4535e-05 |  |  |  |  | c_DK1_LargeDecentral | 2980 | 0.00012715
|  |  |  | c_DK2 | 2981 | 8.3864e-05 |  |  |  |  | c_DK1_LargeDecentral | 2981 | 0.00018064
|  |  |  | c_DK2 | 2982 | 8.8337e-05 |  |  |  |  | c_DK1_LargeDecentral | 2982 | 0.00018847
|  |  |  | c_DK2 | 2983 | 9.5344e-05 |  |  |  |  | c_DK1_LargeDecentral | 2983 | 0.00018631
|  |  |  | c_DK2 | 2984 | 0.00010511 |  |  |  |  | c_DK1_LargeDecentral | 2984 | 0.00016348
|  |  |  | c_DK2 | 2985 | 0.00011107 |  |  |  |  | c_DK1_LargeDecentral | 2985 | 0.00015531
|  |  |  | c_DK2 | 2986 | 0.0001139 |  |  |  |  | c_DK1_LargeDecentral | 2986 | 0.00014681
|  |  |  | c_DK2 | 2987 | 0.00011338 |  |  |  |  | c_DK1_LargeDecentral | 2987 | 0.00014148
|  |  |  | c_DK2 | 2988 | 0.00011182 |  |  |  |  | c_DK1_LargeDecentral | 2988 | 0.00013798
|  |  |  | c_DK2 | 2989 | 0.00010958 |  |  |  |  | c_DK1_LargeDecentral | 2989 | 0.00012965
|  |  |  | c_DK2 | 2990 | 0.00010816 |  |  |  |  | c_DK1_LargeDecentral | 2990 | 0.00013031
|  |  |  | c_DK2 | 2991 | 0.00010615 |  |  |  |  | c_DK1_LargeDecentral | 2991 | 0.00012831
|  |  |  | c_DK2 | 2992 | 0.00010764 |  |  |  |  | c_DK1_LargeDecentral | 2992 | 0.00013548
|  |  |  | c_DK2 | 2993 | 0.00011405 |  |  |  |  | c_DK1_LargeDecentral | 2993 | 0.00014531
|  |  |  | c_DK2 | 2994 | 0.00011614 |  |  |  |  | c_DK1_LargeDecentral | 2994 | 0.00014948
|  |  |  | c_DK2 | 2995 | 0.00011241 |  |  |  |  | c_DK1_LargeDecentral | 2995 | 0.00015314
|  |  |  | c_DK2 | 2996 | 0.00011085 |  |  |  |  | c_DK1_LargeDecentral | 2996 | 0.00015498
|  |  |  | c_DK2 | 2997 | 0.00010854 |  |  |  |  | c_DK1_LargeDecentral | 2997 | 0.00014365
|  |  |  | c_DK2 | 2998 | 0.0001031 |  |  |  |  | c_DK1_LargeDecentral | 2998 | 0.00011598
|  |  |  | c_DK2 | 2999 | 9.6909e-05 |  |  |  |  | c_DK1_LargeDecentral | 2999 | 8.6987e-05
|  |  |  | c_DK2 | 3000 | 8.6846e-05 |  |  |  |  | c_DK1_LargeDecentral | 3000 | 7.2323e-05
|  |  |  | c_DK2 | 3001 | 8.2001e-05 |  |  |  |  | c_DK1_LargeDecentral | 3001 | 7.9488e-05
|  |  |  | c_DK2 | 3002 | 7.9914e-05 |  |  |  |  | c_DK1_LargeDecentral | 3002 | 7.9822e-05
|  |  |  | c_DK2 | 3003 | 8.1926e-05 |  |  |  |  | c_DK1_LargeDecentral | 3003 | 8.7487e-05
|  |  |  | c_DK2 | 3004 | 8.3343e-05 |  |  |  |  | c_DK1_LargeDecentral | 3004 | 0.00011665
|  |  |  | c_DK2 | 3005 | 8.8188e-05 |  |  |  |  | c_DK1_LargeDecentral | 3005 | 0.00017431
|  |  |  | c_DK2 | 3006 | 0.00010421 |  |  |  |  | c_DK1_LargeDecentral | 3006 | 0.00020314
|  |  |  | c_DK2 | 3007 | 0.00012128 |  |  |  |  | c_DK1_LargeDecentral | 3007 | 0.0002008
|  |  |  | c_DK2 | 3008 | 0.0001306 |  |  |  |  | c_DK1_LargeDecentral | 3008 | 0.00017814
|  |  |  | c_DK2 | 3009 | 0.00013314 |  |  |  |  | c_DK1_LargeDecentral | 3009 | 0.00016848
|  |  |  | c_DK2 | 3010 | 0.00013522 |  |  |  |  | c_DK1_LargeDecentral | 3010 | 0.00015881
|  |  |  | c_DK2 | 3011 | 0.00013351 |  |  |  |  | c_DK1_LargeDecentral | 3011 | 0.00015131
|  |  |  | c_DK2 | 3012 | 0.00013224 |  |  |  |  | c_DK1_LargeDecentral | 3012 | 0.00014764
|  |  |  | c_DK2 | 3013 | 0.00013097 |  |  |  |  | c_DK1_LargeDecentral | 3013 | 0.00013748
|  |  |  | c_DK2 | 3014 | 0.00012822 |  |  |  |  | c_DK1_LargeDecentral | 3014 | 0.00013665
|  |  |  | c_DK2 | 3015 | 0.00012494 |  |  |  |  | c_DK1_LargeDecentral | 3015 | 0.00013531
|  |  |  | c_DK2 | 3016 | 0.00012173 |  |  |  |  | c_DK1_LargeDecentral | 3016 | 0.00014098
|  |  |  | c_DK2 | 3017 | 0.00013023 |  |  |  |  | c_DK1_LargeDecentral | 3017 | 0.00014948
|  |  |  | c_DK2 | 3018 | 0.00012911 |  |  |  |  | c_DK1_LargeDecentral | 3018 | 0.00015314
|  |  |  | c_DK2 | 3019 | 0.0001227 |  |  |  |  | c_DK1_LargeDecentral | 3019 | 0.00015764
|  |  |  | c_DK2 | 3020 | 0.00011778 |  |  |  |  | c_DK1_LargeDecentral | 3020 | 0.00015831
|  |  |  | c_DK2 | 3021 | 0.00011517 |  |  |  |  | c_DK1_LargeDecentral | 3021 | 0.00014381
|  |  |  | c_DK2 | 3022 | 0.00010898 |  |  |  |  | c_DK1_LargeDecentral | 3022 | 0.00011498
|  |  |  | c_DK2 | 3023 | 0.00010116 |  |  |  |  | c_DK1_LargeDecentral | 3023 | 8.5654e-05
|  |  |  | c_DK2 | 3024 | 9.02e-05 |  |  |  |  | c_DK1_LargeDecentral | 3024 | 7.1656e-05
|  |  |  | c_DK2 | 3025 | 8.3045e-05 |  |  |  |  | c_DK1_LargeDecentral | 3025 | 7.7989e-05
|  |  |  | c_DK2 | 3026 | 8.5579e-05 |  |  |  |  | c_DK1_LargeDecentral | 3026 | 7.8655e-05
|  |  |  | c_DK2 | 3027 | 8.7517e-05 |  |  |  |  | c_DK1_LargeDecentral | 3027 | 8.6154e-05
|  |  |  | c_DK2 | 3028 | 8.8337e-05 |  |  |  |  | c_DK1_LargeDecentral | 3028 | 0.00011548
|  |  |  | c_DK2 | 3029 | 9.2288e-05 |  |  |  |  | c_DK1_LargeDecentral | 3029 | 0.00017314
|  |  |  | c_DK2 | 3030 | 0.00010854 |  |  |  |  | c_DK1_LargeDecentral | 3030 | 0.00020314
|  |  |  | c_DK2 | 3031 | 0.00012494 |  |  |  |  | c_DK1_LargeDecentral | 3031 | 0.00020047
|  |  |  | c_DK2 | 3032 | 0.00013105 |  |  |  |  | c_DK1_LargeDecentral | 3032 | 0.00018081
|  |  |  | c_DK2 | 3033 | 0.00013321 |  |  |  |  | c_DK1_LargeDecentral | 3033 | 0.00016997
|  |  |  | c_DK2 | 3034 | 0.00013343 |  |  |  |  | c_DK1_LargeDecentral | 3034 | 0.00015981
|  |  |  | c_DK2 | 3035 | 0.00013291 |  |  |  |  | c_DK1_LargeDecentral | 3035 | 0.00015314
|  |  |  | c_DK2 | 3036 | 0.00013388 |  |  |  |  | c_DK1_LargeDecentral | 3036 | 0.00014848
|  |  |  | c_DK2 | 3037 | 0.00013604 |  |  |  |  | c_DK1_LargeDecentral | 3037 | 0.00013881
|  |  |  | c_DK2 | 3038 | 0.0001356 |  |  |  |  | c_DK1_LargeDecentral | 3038 | 0.00013715
|  |  |  | c_DK2 | 3039 | 0.00012971 |  |  |  |  | c_DK1_LargeDecentral | 3039 | 0.00013531
|  |  |  | c_DK2 | 3040 | 0.00012978 |  |  |  |  | c_DK1_LargeDecentral | 3040 | 0.00013965
|  |  |  | c_DK2 | 3041 | 0.00013373 |  |  |  |  | c_DK1_LargeDecentral | 3041 | 0.00014864
|  |  |  | c_DK2 | 3042 | 0.0001303 |  |  |  |  | c_DK1_LargeDecentral | 3042 | 0.00015098
|  |  |  | c_DK2 | 3043 | 0.00012449 |  |  |  |  | c_DK1_LargeDecentral | 3043 | 0.00015548
|  |  |  | c_DK2 | 3044 | 0.00012009 |  |  |  |  | c_DK1_LargeDecentral | 3044 | 0.00015581
|  |  |  | c_DK2 | 3045 | 0.00011823 |  |  |  |  | c_DK1_LargeDecentral | 3045 | 0.00014148
|  |  |  | c_DK2 | 3046 | 0.00011159 |  |  |  |  | c_DK1_LargeDecentral | 3046 | 0.00011248
|  |  |  | c_DK2 | 3047 | 0.00010302 |  |  |  |  | c_DK1_LargeDecentral | 3047 | 8.3821e-05
|  |  |  | c_DK2 | 3048 | 9.3555e-05 |  |  |  |  | c_DK1_LargeDecentral | 3048 | 6.7157e-05
|  |  |  | c_DK2 | 3049 | 8.6548e-05 |  |  |  |  | c_DK1_LargeDecentral | 3049 | 7.3323e-05
|  |  |  | c_DK2 | 3050 | 8.2895e-05 |  |  |  |  | c_DK1_LargeDecentral | 3050 | 7.3656e-05
|  |  |  | c_DK2 | 3051 | 8.5504e-05 |  |  |  |  | c_DK1_LargeDecentral | 3051 | 8.0821e-05
|  |  |  | c_DK2 | 3052 | 8.8486e-05 |  |  |  |  | c_DK1_LargeDecentral | 3052 | 0.00010882
|  |  |  | c_DK2 | 3053 | 9.2288e-05 |  |  |  |  | c_DK1_LargeDecentral | 3053 | 0.00016398
|  |  |  | c_DK2 | 3054 | 0.00010578 |  |  |  |  | c_DK1_LargeDecentral | 3054 | 0.00019264
|  |  |  | c_DK2 | 3055 | 0.00012188 |  |  |  |  | c_DK1_LargeDecentral | 3055 | 0.00019014
|  |  |  | c_DK2 | 3056 | 0.00013165 |  |  |  |  | c_DK1_LargeDecentral | 3056 | 0.00017064
|  |  |  | c_DK2 | 3057 | 0.00013731 |  |  |  |  | c_DK1_LargeDecentral | 3057 | 0.00016064
|  |  |  | c_DK2 | 3058 | 0.0001397 |  |  |  |  | c_DK1_LargeDecentral | 3058 | 0.00015114
|  |  |  | c_DK2 | 3059 | 0.00013455 |  |  |  |  | c_DK1_LargeDecentral | 3059 | 0.00014448
|  |  |  | c_DK2 | 3060 | 0.00013321 |  |  |  |  | c_DK1_LargeDecentral | 3060 | 0.00014031
|  |  |  | c_DK2 | 3061 | 0.0001341 |  |  |  |  | c_DK1_LargeDecentral | 3061 | 0.00013065
|  |  |  | c_DK2 | 3062 | 0.00013403 |  |  |  |  | c_DK1_LargeDecentral | 3062 | 0.00012931
|  |  |  | c_DK2 | 3063 | 0.00012456 |  |  |  |  | c_DK1_LargeDecentral | 3063 | 0.00012748
|  |  |  | c_DK2 | 3064 | 0.00012263 |  |  |  |  | c_DK1_LargeDecentral | 3064 | 0.00013115
|  |  |  | c_DK2 | 3065 | 0.00013068 |  |  |  |  | c_DK1_LargeDecentral | 3065 | 0.00013998
|  |  |  | c_DK2 | 3066 | 0.00012963 |  |  |  |  | c_DK1_LargeDecentral | 3066 | 0.00014231
|  |  |  | c_DK2 | 3067 | 0.00012427 |  |  |  |  | c_DK1_LargeDecentral | 3067 | 0.00014648
|  |  |  | c_DK2 | 3068 | 0.00011972 |  |  |  |  | c_DK1_LargeDecentral | 3068 | 0.00014698
|  |  |  | c_DK2 | 3069 | 0.00011771 |  |  |  |  | c_DK1_LargeDecentral | 3069 | 0.00013365
|  |  |  | c_DK2 | 3070 | 0.00011107 |  |  |  |  | c_DK1_LargeDecentral | 3070 | 0.00010632
|  |  |  | c_DK2 | 3071 | 0.00010265 |  |  |  |  | c_DK1_LargeDecentral | 3071 | 7.8988e-05
|  |  |  | c_DK2 | 3072 | 8.5653e-05 |  |  |  |  | c_DK1_LargeDecentral | 3072 | 5.8825e-05
|  |  |  | c_DK2 | 3073 | 8.1032e-05 |  |  |  |  | c_DK1_LargeDecentral | 3073 | 6.4157e-05
|  |  |  | c_DK2 | 3074 | 8.0137e-05 |  |  |  |  | c_DK1_LargeDecentral | 3074 | 6.4491e-05
|  |  |  | c_DK2 | 3075 | 8.1106e-05 |  |  |  |  | c_DK1_LargeDecentral | 3075 | 7.049e-05
|  |  |  | c_DK2 | 3076 | 8.2821e-05 |  |  |  |  | c_DK1_LargeDecentral | 3076 | 9.6319e-05
|  |  |  | c_DK2 | 3077 | 8.7592e-05 |  |  |  |  | c_DK1_LargeDecentral | 3077 | 0.00014764
|  |  |  | c_DK2 | 3078 | 0.00010392 |  |  |  |  | c_DK1_LargeDecentral | 3078 | 0.00017347
|  |  |  | c_DK2 | 3079 | 0.00012225 |  |  |  |  | c_DK1_LargeDecentral | 3079 | 0.00017114
|  |  |  | c_DK2 | 3080 | 0.00013172 |  |  |  |  | c_DK1_LargeDecentral | 3080 | 0.00015214
|  |  |  | c_DK2 | 3081 | 0.0001356 |  |  |  |  | c_DK1_LargeDecentral | 3081 | 0.00014348
|  |  |  | c_DK2 | 3082 | 0.00013731 |  |  |  |  | c_DK1_LargeDecentral | 3082 | 0.00013465
|  |  |  | c_DK2 | 3083 | 0.0001356 |  |  |  |  | c_DK1_LargeDecentral | 3083 | 0.00012948
|  |  |  | c_DK2 | 3084 | 0.00013366 |  |  |  |  | c_DK1_LargeDecentral | 3084 | 0.00012548
|  |  |  | c_DK2 | 3085 | 0.0001315 |  |  |  |  | c_DK1_LargeDecentral | 3085 | 0.00011615
|  |  |  | c_DK2 | 3086 | 0.00012829 |  |  |  |  | c_DK1_LargeDecentral | 3086 | 0.00011448
|  |  |  | c_DK2 | 3087 | 0.00012456 |  |  |  |  | c_DK1_LargeDecentral | 3087 | 0.00011232
|  |  |  | c_DK2 | 3088 | 0.0001233 |  |  |  |  | c_DK1_LargeDecentral | 3088 | 0.00011548
|  |  |  | c_DK2 | 3089 | 0.00012762 |  |  |  |  | c_DK1_LargeDecentral | 3089 | 0.00012348
|  |  |  | c_DK2 | 3090 | 0.00012449 |  |  |  |  | c_DK1_LargeDecentral | 3090 | 0.00012548
|  |  |  | c_DK2 | 3091 | 0.00011875 |  |  |  |  | c_DK1_LargeDecentral | 3091 | 0.00012981
|  |  |  | c_DK2 | 3092 | 0.0001145 |  |  |  |  | c_DK1_LargeDecentral | 3092 | 0.00013098
|  |  |  | c_DK2 | 3093 | 0.00011316 |  |  |  |  | c_DK1_LargeDecentral | 3093 | 0.00011915
|  |  |  | c_DK2 | 3094 | 0.00010675 |  |  |  |  | c_DK1_LargeDecentral | 3094 | 9.4653e-05
|  |  |  | c_DK2 | 3095 | 9.8847e-05 |  |  |  |  | c_DK1_LargeDecentral | 3095 | 6.9656e-05
|  |  |  | c_DK2 | 3096 | 8.6473e-05 |  |  |  |  | c_DK1_LargeDecentral | 3096 | 5.7825e-05
|  |  |  | c_DK2 | 3097 | 8.1405e-05 |  |  |  |  | c_DK1_LargeDecentral | 3097 | 6.2824e-05
|  |  |  | c_DK2 | 3098 | 8.0212e-05 |  |  |  |  | c_DK1_LargeDecentral | 3098 | 6.2491e-05
|  |  |  | c_DK2 | 3099 | 8.215e-05 |  |  |  |  | c_DK1_LargeDecentral | 3099 | 6.799e-05
|  |  |  | c_DK2 | 3100 | 8.4461e-05 |  |  |  |  | c_DK1_LargeDecentral | 3100 | 9.2153e-05
|  |  |  | c_DK2 | 3101 | 8.8635e-05 |  |  |  |  | c_DK1_LargeDecentral | 3101 | 0.00014231
|  |  |  | c_DK2 | 3102 | 0.00010265 |  |  |  |  | c_DK1_LargeDecentral | 3102 | 0.00016864
|  |  |  | c_DK2 | 3103 | 0.00012046 |  |  |  |  | c_DK1_LargeDecentral | 3103 | 0.00016864
|  |  |  | c_DK2 | 3104 | 0.00012889 |  |  |  |  | c_DK1_LargeDecentral | 3104 | 0.00015048
|  |  |  | c_DK2 | 3105 | 0.00013135 |  |  |  |  | c_DK1_LargeDecentral | 3105 | 0.00014181
|  |  |  | c_DK2 | 3106 | 0.00013202 |  |  |  |  | c_DK1_LargeDecentral | 3106 | 0.00013265
|  |  |  | c_DK2 | 3107 | 0.0001303 |  |  |  |  | c_DK1_LargeDecentral | 3107 | 0.00012698
|  |  |  | c_DK2 | 3108 | 0.00012926 |  |  |  |  | c_DK1_LargeDecentral | 3108 | 0.00012315
|  |  |  | c_DK2 | 3109 | 0.00012762 |  |  |  |  | c_DK1_LargeDecentral | 3109 | 0.00011432
|  |  |  | c_DK2 | 3110 | 0.00012538 |  |  |  |  | c_DK1_LargeDecentral | 3110 | 0.00011215
|  |  |  | c_DK2 | 3111 | 0.00012233 |  |  |  |  | c_DK1_LargeDecentral | 3111 | 0.00010982
|  |  |  | c_DK2 | 3112 | 0.00011942 |  |  |  |  | c_DK1_LargeDecentral | 3112 | 0.00011282
|  |  |  | c_DK2 | 3113 | 0.00012285 |  |  |  |  | c_DK1_LargeDecentral | 3113 | 0.00012115
|  |  |  | c_DK2 | 3114 | 0.00012106 |  |  |  |  | c_DK1_LargeDecentral | 3114 | 0.00012432
|  |  |  | c_DK2 | 3115 | 0.0001145 |  |  |  |  | c_DK1_LargeDecentral | 3115 | 0.00012881
|  |  |  | c_DK2 | 3116 | 0.00010839 |  |  |  |  | c_DK1_LargeDecentral | 3116 | 0.00012931
|  |  |  | c_DK2 | 3117 | 0.00010585 |  |  |  |  | c_DK1_LargeDecentral | 3117 | 0.00011832
|  |  |  | c_DK2 | 3118 | 0.00010086 |  |  |  |  | c_DK1_LargeDecentral | 3118 | 9.3486e-05
|  |  |  | c_DK2 | 3119 | 9.4524e-05 |  |  |  |  | c_DK1_LargeDecentral | 3119 | 6.8323e-05
|  |  |  | c_DK2 | 3120 | 8.7517e-05 |  |  |  |  | c_DK1_LargeDecentral | 3120 | 6.1658e-05
|  |  |  | c_DK2 | 3121 | 8.5579e-05 |  |  |  |  | c_DK1_LargeDecentral | 3121 | 6.4657e-05
|  |  |  | c_DK2 | 3122 | 8.4163e-05 |  |  |  |  | c_DK1_LargeDecentral | 3122 | 6.1324e-05
|  |  |  | c_DK2 | 3123 | 8.3045e-05 |  |  |  |  | c_DK1_LargeDecentral | 3123 | 6.9656e-05
|  |  |  | c_DK2 | 3124 | 8.1852e-05 |  |  |  |  | c_DK1_LargeDecentral | 3124 | 9.3986e-05
|  |  |  | c_DK2 | 3125 | 8.1256e-05 |  |  |  |  | c_DK1_LargeDecentral | 3125 | 0.00013931
|  |  |  | c_DK2 | 3126 | 8.5653e-05 |  |  |  |  | c_DK1_LargeDecentral | 3126 | 0.00017031
|  |  |  | c_DK2 | 3127 | 9.5418e-05 |  |  |  |  | c_DK1_LargeDecentral | 3127 | 0.00016814
|  |  |  | c_DK2 | 3128 | 0.00010578 |  |  |  |  | c_DK1_LargeDecentral | 3128 | 0.00014864
|  |  |  | c_DK2 | 3129 | 0.00011256 |  |  |  |  | c_DK1_LargeDecentral | 3129 | 0.00013931
|  |  |  | c_DK2 | 3130 | 0.00011733 |  |  |  |  | c_DK1_LargeDecentral | 3130 | 0.00013348
|  |  |  | c_DK2 | 3131 | 0.00011569 |  |  |  |  | c_DK1_LargeDecentral | 3131 | 0.00012548
|  |  |  | c_DK2 | 3132 | 0.00011346 |  |  |  |  | c_DK1_LargeDecentral | 3132 | 0.00012198
|  |  |  | c_DK2 | 3133 | 0.00011167 |  |  |  |  | c_DK1_LargeDecentral | 3133 | 0.00011082
|  |  |  | c_DK2 | 3134 | 0.00010891 |  |  |  |  | c_DK1_LargeDecentral | 3134 | 0.00011482
|  |  |  | c_DK2 | 3135 | 0.00010652 |  |  |  |  | c_DK1_LargeDecentral | 3135 | 0.00011248
|  |  |  | c_DK2 | 3136 | 0.0001069 |  |  |  |  | c_DK1_LargeDecentral | 3136 | 0.00011615
|  |  |  | c_DK2 | 3137 | 0.00011204 |  |  |  |  | c_DK1_LargeDecentral | 3137 | 0.00012165
|  |  |  | c_DK2 | 3138 | 0.00011495 |  |  |  |  | c_DK1_LargeDecentral | 3138 | 0.00012548
|  |  |  | c_DK2 | 3139 | 0.00011003 |  |  |  |  | c_DK1_LargeDecentral | 3139 | 0.00012731
|  |  |  | c_DK2 | 3140 | 0.00010705 |  |  |  |  | c_DK1_LargeDecentral | 3140 | 0.00012815
|  |  |  | c_DK2 | 3141 | 0.0001057 |  |  |  |  | c_DK1_LargeDecentral | 3141 | 0.00011865
|  |  |  | c_DK2 | 3142 | 0.00010168 |  |  |  |  | c_DK1_LargeDecentral | 3142 | 9.5153e-05
|  |  |  | c_DK2 | 3143 | 9.5642e-05 |  |  |  |  | c_DK1_LargeDecentral | 3143 | 6.9156e-05
|  |  |  | c_DK2 | 3144 | 8.6548e-05 |  |  |  |  | c_DK1_LargeDecentral | 3144 | 6.2158e-05
|  |  |  | c_DK2 | 3145 | 8.1479e-05 |  |  |  |  | c_DK1_LargeDecentral | 3145 | 7.049e-05
|  |  |  | c_DK2 | 3146 | 7.8348e-05 |  |  |  |  | c_DK1_LargeDecentral | 3146 | 6.899e-05
|  |  |  | c_DK2 | 3147 | 7.8945e-05 |  |  |  |  | c_DK1_LargeDecentral | 3147 | 8.0988e-05
|  |  |  | c_DK2 | 3148 | 8.0287e-05 |  |  |  |  | c_DK1_LargeDecentral | 3148 | 0.00010882
|  |  |  | c_DK2 | 3149 | 7.8423e-05 |  |  |  |  | c_DK1_LargeDecentral | 3149 | 0.00015581
|  |  |  | c_DK2 | 3150 | 8.379e-05 |  |  |  |  | c_DK1_LargeDecentral | 3150 | 0.00016281
|  |  |  | c_DK2 | 3151 | 9.1989e-05 |  |  |  |  | c_DK1_LargeDecentral | 3151 | 0.00016181
|  |  |  | c_DK2 | 3152 | 0.00010101 |  |  |  |  | c_DK1_LargeDecentral | 3152 | 0.00014048
|  |  |  | c_DK2 | 3153 | 0.00010742 |  |  |  |  | c_DK1_LargeDecentral | 3153 | 0.00013331
|  |  |  | c_DK2 | 3154 | 0.00011189 |  |  |  |  | c_DK1_LargeDecentral | 3154 | 0.00012631
|  |  |  | c_DK2 | 3155 | 0.00011353 |  |  |  |  | c_DK1_LargeDecentral | 3155 | 0.00012148
|  |  |  | c_DK2 | 3156 | 0.00011137 |  |  |  |  | c_DK1_LargeDecentral | 3156 | 0.00011865
|  |  |  | c_DK2 | 3157 | 0.0001101 |  |  |  |  | c_DK1_LargeDecentral | 3157 | 0.00011082
|  |  |  | c_DK2 | 3158 | 0.00010891 |  |  |  |  | c_DK1_LargeDecentral | 3158 | 0.00011115
|  |  |  | c_DK2 | 3159 | 0.00010682 |  |  |  |  | c_DK1_LargeDecentral | 3159 | 0.00010882
|  |  |  | c_DK2 | 3160 | 0.00010705 |  |  |  |  | c_DK1_LargeDecentral | 3160 | 0.00011498
|  |  |  | c_DK2 | 3161 | 0.00011204 |  |  |  |  | c_DK1_LargeDecentral | 3161 | 0.00012348
|  |  |  | c_DK2 | 3162 | 0.0001148 |  |  |  |  | c_DK1_LargeDecentral | 3162 | 0.00012715
|  |  |  | c_DK2 | 3163 | 0.00011279 |  |  |  |  | c_DK1_LargeDecentral | 3163 | 0.00013081
|  |  |  | c_DK2 | 3164 | 0.00010898 |  |  |  |  | c_DK1_LargeDecentral | 3164 | 0.00013248
|  |  |  | c_DK2 | 3165 | 0.0001072 |  |  |  |  | c_DK1_LargeDecentral | 3165 | 0.00012315
|  |  |  | c_DK2 | 3166 | 0.0001019 |  |  |  |  | c_DK1_LargeDecentral | 3166 | 9.9152e-05
|  |  |  | c_DK2 | 3167 | 9.4971e-05 |  |  |  |  | c_DK1_LargeDecentral | 3167 | 7.3656e-05
|  |  |  | c_DK2 | 3168 | 8.4684e-05 |  |  |  |  | c_DK1_LargeDecentral | 3168 | 6.1991e-05
|  |  |  | c_DK2 | 3169 | 7.969e-05 |  |  |  |  | c_DK1_LargeDecentral | 3169 | 6.849e-05
|  |  |  | c_DK2 | 3170 | 7.7529e-05 |  |  |  |  | c_DK1_LargeDecentral | 3170 | 6.849e-05
|  |  |  | c_DK2 | 3171 | 7.9243e-05 |  |  |  |  | c_DK1_LargeDecentral | 3171 | 7.4989e-05
|  |  |  | c_DK2 | 3172 | 8.0808e-05 |  |  |  |  | c_DK1_LargeDecentral | 3172 | 0.00010115
|  |  |  | c_DK2 | 3173 | 8.461e-05 |  |  |  |  | c_DK1_LargeDecentral | 3173 | 0.00015348
|  |  |  | c_DK2 | 3174 | 0.00010019 |  |  |  |  | c_DK1_LargeDecentral | 3174 | 0.00017931
|  |  |  | c_DK2 | 3175 | 0.00011912 |  |  |  |  | c_DK1_LargeDecentral | 3175 | 0.00017714
|  |  |  | c_DK2 | 3176 | 0.00012941 |  |  |  |  | c_DK1_LargeDecentral | 3176 | 0.00015548
|  |  |  | c_DK2 | 3177 | 0.00013127 |  |  |  |  | c_DK1_LargeDecentral | 3177 | 0.00014731
|  |  |  | c_DK2 | 3178 | 0.00013202 |  |  |  |  | c_DK1_LargeDecentral | 3178 | 0.00013898
|  |  |  | c_DK2 | 3179 | 0.00013112 |  |  |  |  | c_DK1_LargeDecentral | 3179 | 0.00013265
|  |  |  | c_DK2 | 3180 | 0.00013105 |  |  |  |  | c_DK1_LargeDecentral | 3180 | 0.00012948
|  |  |  | c_DK2 | 3181 | 0.00012911 |  |  |  |  | c_DK1_LargeDecentral | 3181 | 0.00011982
|  |  |  | c_DK2 | 3182 | 0.00012687 |  |  |  |  | c_DK1_LargeDecentral | 3182 | 0.00011865
|  |  |  | c_DK2 | 3183 | 0.00012143 |  |  |  |  | c_DK1_LargeDecentral | 3183 | 0.00011698
|  |  |  | c_DK2 | 3184 | 0.00011882 |  |  |  |  | c_DK1_LargeDecentral | 3184 | 0.00012198
|  |  |  | c_DK2 | 3185 | 0.00012509 |  |  |  |  | c_DK1_LargeDecentral | 3185 | 0.00012948
|  |  |  | c_DK2 | 3186 | 0.00012486 |  |  |  |  | c_DK1_LargeDecentral | 3186 | 0.00013298
|  |  |  | c_DK2 | 3187 | 0.00011972 |  |  |  |  | c_DK1_LargeDecentral | 3187 | 0.00013681
|  |  |  | c_DK2 | 3188 | 0.00011346 |  |  |  |  | c_DK1_LargeDecentral | 3188 | 0.00013815
|  |  |  | c_DK2 | 3189 | 0.00010988 |  |  |  |  | c_DK1_LargeDecentral | 3189 | 0.00012548
|  |  |  | c_DK2 | 3190 | 0.00010444 |  |  |  |  | c_DK1_LargeDecentral | 3190 | 0.00010032
|  |  |  | c_DK2 | 3191 | 9.6909e-05 |  |  |  |  | c_DK1_LargeDecentral | 3191 | 7.3989e-05
|  |  |  | c_DK2 | 3192 | 8.5803e-05 |  |  |  |  | c_DK1_LargeDecentral | 3192 | 6.1324e-05
|  |  |  | c_DK2 | 3193 | 8.1479e-05 |  |  |  |  | c_DK1_LargeDecentral | 3193 | 6.699e-05
|  |  |  | c_DK2 | 3194 | 8.1852e-05 |  |  |  |  | c_DK1_LargeDecentral | 3194 | 6.7157e-05
|  |  |  | c_DK2 | 3195 | 8.3045e-05 |  |  |  |  | c_DK1_LargeDecentral | 3195 | 7.3656e-05
|  |  |  | c_DK2 | 3196 | 8.5132e-05 |  |  |  |  | c_DK1_LargeDecentral | 3196 | 9.9985e-05
|  |  |  | c_DK2 | 3197 | 8.9455e-05 |  |  |  |  | c_DK1_LargeDecentral | 3197 | 0.00015214
|  |  |  | c_DK2 | 3198 | 0.00010377 |  |  |  |  | c_DK1_LargeDecentral | 3198 | 0.00017864
|  |  |  | c_DK2 | 3199 | 0.00012166 |  |  |  |  | c_DK1_LargeDecentral | 3199 | 0.00017631
|  |  |  | c_DK2 | 3200 | 0.00012933 |  |  |  |  | c_DK1_LargeDecentral | 3200 | 0.00015731
|  |  |  | c_DK2 | 3201 | 0.00013187 |  |  |  |  | c_DK1_LargeDecentral | 3201 | 0.00014831
|  |  |  | c_DK2 | 3202 | 0.00013247 |  |  |  |  | c_DK1_LargeDecentral | 3202 | 0.00013948
|  |  |  | c_DK2 | 3203 | 0.00013068 |  |  |  |  | c_DK1_LargeDecentral | 3203 | 0.00013365
|  |  |  | c_DK2 | 3204 | 0.00013008 |  |  |  |  | c_DK1_LargeDecentral | 3204 | 0.00012965
|  |  |  | c_DK2 | 3205 | 0.00012881 |  |  |  |  | c_DK1_LargeDecentral | 3205 | 0.00012032
|  |  |  | c_DK2 | 3206 | 0.00012568 |  |  |  |  | c_DK1_LargeDecentral | 3206 | 0.00011898
|  |  |  | c_DK2 | 3207 | 0.00012322 |  |  |  |  | c_DK1_LargeDecentral | 3207 | 0.00011682
|  |  |  | c_DK2 | 3208 | 0.00012195 |  |  |  |  | c_DK1_LargeDecentral | 3208 | 0.00012015
|  |  |  | c_DK2 | 3209 | 0.00012717 |  |  |  |  | c_DK1_LargeDecentral | 3209 | 0.00012831
|  |  |  | c_DK2 | 3210 | 0.00012635 |  |  |  |  | c_DK1_LargeDecentral | 3210 | 0.00013048
|  |  |  | c_DK2 | 3211 | 0.00012128 |  |  |  |  | c_DK1_LargeDecentral | 3211 | 0.00013481
|  |  |  | c_DK2 | 3212 | 0.00011592 |  |  |  |  | c_DK1_LargeDecentral | 3212 | 0.00013548
|  |  |  | c_DK2 | 3213 | 0.00011249 |  |  |  |  | c_DK1_LargeDecentral | 3213 | 0.00012298
|  |  |  | c_DK2 | 3214 | 0.00010675 |  |  |  |  | c_DK1_LargeDecentral | 3214 | 9.7986e-05
|  |  |  | c_DK2 | 3215 | 9.9071e-05 |  |  |  |  | c_DK1_LargeDecentral | 3215 | 7.2489e-05
|  |  |  | c_DK2 | 3216 | 8.7144e-05 |  |  |  |  | c_DK1_LargeDecentral | 3216 | 5.7658e-05
|  |  |  | c_DK2 | 3217 | 8.2895e-05 |  |  |  |  | c_DK1_LargeDecentral | 3217 | 6.3157e-05
|  |  |  | c_DK2 | 3218 | 8.1106e-05 |  |  |  |  | c_DK1_LargeDecentral | 3218 | 6.3491e-05
|  |  |  | c_DK2 | 3219 | 8.3045e-05 |  |  |  |  | c_DK1_LargeDecentral | 3219 | 6.949e-05
|  |  |  | c_DK2 | 3220 | 8.3641e-05 |  |  |  |  | c_DK1_LargeDecentral | 3220 | 9.4653e-05
|  |  |  | c_DK2 | 3221 | 8.789e-05 |  |  |  |  | c_DK1_LargeDecentral | 3221 | 0.00014515
|  |  |  | c_DK2 | 3222 | 0.00010362 |  |  |  |  | c_DK1_LargeDecentral | 3222 | 0.00017081
|  |  |  | c_DK2 | 3223 | 0.00012031 |  |  |  |  | c_DK1_LargeDecentral | 3223 | 0.00016864
|  |  |  | c_DK2 | 3224 | 0.00012829 |  |  |  |  | c_DK1_LargeDecentral | 3224 | 0.00014981
|  |  |  | c_DK2 | 3225 | 0.00013023 |  |  |  |  | c_DK1_LargeDecentral | 3225 | 0.00014131
|  |  |  | c_DK2 | 3226 | 0.00013097 |  |  |  |  | c_DK1_LargeDecentral | 3226 | 0.00013281
|  |  |  | c_DK2 | 3227 | 0.00012911 |  |  |  |  | c_DK1_LargeDecentral | 3227 | 0.00012731
|  |  |  | c_DK2 | 3228 | 0.0001271 |  |  |  |  | c_DK1_LargeDecentral | 3228 | 0.00012348
|  |  |  | c_DK2 | 3229 | 0.00012628 |  |  |  |  | c_DK1_LargeDecentral | 3229 | 0.00011432
|  |  |  | c_DK2 | 3230 | 0.00012561 |  |  |  |  | c_DK1_LargeDecentral | 3230 | 0.00011282
|  |  |  | c_DK2 | 3231 | 0.00012263 |  |  |  |  | c_DK1_LargeDecentral | 3231 | 0.00011065
|  |  |  | c_DK2 | 3232 | 0.00012084 |  |  |  |  | c_DK1_LargeDecentral | 3232 | 0.00011398
|  |  |  | c_DK2 | 3233 | 0.00012628 |  |  |  |  | c_DK1_LargeDecentral | 3233 | 0.00012182
|  |  |  | c_DK2 | 3234 | 0.00012359 |  |  |  |  | c_DK1_LargeDecentral | 3234 | 0.00012415
|  |  |  | c_DK2 | 3235 | 0.00011823 |  |  |  |  | c_DK1_LargeDecentral | 3235 | 0.00012798
|  |  |  | c_DK2 | 3236 | 0.00011353 |  |  |  |  | c_DK1_LargeDecentral | 3236 | 0.00012898
|  |  |  | c_DK2 | 3237 | 0.00011055 |  |  |  |  | c_DK1_LargeDecentral | 3237 | 0.00011715
|  |  |  | c_DK2 | 3238 | 0.00010421 |  |  |  |  | c_DK1_LargeDecentral | 3238 | 9.332e-05
|  |  |  | c_DK2 | 3239 | 9.6015e-05 |  |  |  |  | c_DK1_LargeDecentral | 3239 | 6.849e-05
|  |  |  | c_DK2 | 3240 | 8.4535e-05 |  |  |  |  | c_DK1_LargeDecentral | 3240 | 4.7326e-05
|  |  |  | c_DK2 | 3241 | 8.0436e-05 |  |  |  |  | c_DK1_LargeDecentral | 3241 | 5.1492e-05
|  |  |  | c_DK2 | 3242 | 7.9318e-05 |  |  |  |  | c_DK1_LargeDecentral | 3242 | 5.2326e-05
|  |  |  | c_DK2 | 3243 | 8.051e-05 |  |  |  |  | c_DK1_LargeDecentral | 3243 | 5.7158e-05
|  |  |  | c_DK2 | 3244 | 8.215e-05 |  |  |  |  | c_DK1_LargeDecentral | 3244 | 8.2988e-05
|  |  |  | c_DK2 | 3245 | 8.5728e-05 |  |  |  |  | c_DK1_LargeDecentral | 3245 | 0.00013531
|  |  |  | c_DK2 | 3246 | 9.9816e-05 |  |  |  |  | c_DK1_LargeDecentral | 3246 | 0.00016414
|  |  |  | c_DK2 | 3247 | 0.00011897 |  |  |  |  | c_DK1_LargeDecentral | 3247 | 0.00016131
|  |  |  | c_DK2 | 3248 | 0.00012665 |  |  |  |  | c_DK1_LargeDecentral | 3248 | 0.00013731
|  |  |  | c_DK2 | 3249 | 0.00012881 |  |  |  |  | c_DK1_LargeDecentral | 3249 | 0.00012981
|  |  |  | c_DK2 | 3250 | 0.00012993 |  |  |  |  | c_DK1_LargeDecentral | 3250 | 0.00012048
|  |  |  | c_DK2 | 3251 | 0.00012851 |  |  |  |  | c_DK1_LargeDecentral | 3251 | 0.00011432
|  |  |  | c_DK2 | 3252 | 0.00012702 |  |  |  |  | c_DK1_LargeDecentral | 3252 | 0.00010932
|  |  |  | c_DK2 | 3253 | 0.00012717 |  |  |  |  | c_DK1_LargeDecentral | 3253 | 9.9319e-05
|  |  |  | c_DK2 | 3254 | 0.00012479 |  |  |  |  | c_DK1_LargeDecentral | 3254 | 9.5653e-05
|  |  |  | c_DK2 | 3255 | 0.00012225 |  |  |  |  | c_DK1_LargeDecentral | 3255 | 9.232e-05
|  |  |  | c_DK2 | 3256 | 0.00012084 |  |  |  |  | c_DK1_LargeDecentral | 3256 | 9.4486e-05
|  |  |  | c_DK2 | 3257 | 0.00012538 |  |  |  |  | c_DK1_LargeDecentral | 3257 | 0.00010132
|  |  |  | c_DK2 | 3258 | 0.00012315 |  |  |  |  | c_DK1_LargeDecentral | 3258 | 0.00010565
|  |  |  | c_DK2 | 3259 | 0.00011756 |  |  |  |  | c_DK1_LargeDecentral | 3259 | 0.00011315
|  |  |  | c_DK2 | 3260 | 0.00011301 |  |  |  |  | c_DK1_LargeDecentral | 3260 | 0.00011548
|  |  |  | c_DK2 | 3261 | 0.00010973 |  |  |  |  | c_DK1_LargeDecentral | 3261 | 0.00010715
|  |  |  | c_DK2 | 3262 | 0.00010325 |  |  |  |  | c_DK1_LargeDecentral | 3262 | 8.4821e-05
|  |  |  | c_DK2 | 3263 | 9.4971e-05 |  |  |  |  | c_DK1_LargeDecentral | 3263 | 5.7991e-05
|  |  |  | c_DK2 | 3264 | 8.6399e-05 |  |  |  |  | c_DK1_LargeDecentral | 3264 | 4.8493e-05
|  |  |  | c_DK2 | 3265 | 8.2597e-05 |  |  |  |  | c_DK1_LargeDecentral | 3265 | 5.2159e-05
|  |  |  | c_DK2 | 3266 | 8.2076e-05 |  |  |  |  | c_DK1_LargeDecentral | 3266 | 5.2159e-05
|  |  |  | c_DK2 | 3267 | 8.0957e-05 |  |  |  |  | c_DK1_LargeDecentral | 3267 | 5.6825e-05
|  |  |  | c_DK2 | 3268 | 8.051e-05 |  |  |  |  | c_DK1_LargeDecentral | 3268 | 8.1488e-05
|  |  |  | c_DK2 | 3269 | 8.0957e-05 |  |  |  |  | c_DK1_LargeDecentral | 3269 | 0.00013315
|  |  |  | c_DK2 | 3270 | 8.4088e-05 |  |  |  |  | c_DK1_LargeDecentral | 3270 | 0.00016248
|  |  |  | c_DK2 | 3271 | 9.2586e-05 |  |  |  |  | c_DK1_LargeDecentral | 3271 | 0.00016181
|  |  |  | c_DK2 | 3272 | 0.00010146 |  |  |  |  | c_DK1_LargeDecentral | 3272 | 0.00013931
|  |  |  | c_DK2 | 3273 | 0.00010809 |  |  |  |  | c_DK1_LargeDecentral | 3273 | 0.00013115
|  |  |  | c_DK2 | 3274 | 0.00011219 |  |  |  |  | c_DK1_LargeDecentral | 3274 | 0.00012098
|  |  |  | c_DK2 | 3275 | 0.00011144 |  |  |  |  | c_DK1_LargeDecentral | 3275 | 0.00011415
|  |  |  | c_DK2 | 3276 | 0.0001113 |  |  |  |  | c_DK1_LargeDecentral | 3276 | 0.00011065
|  |  |  | c_DK2 | 3277 | 0.00010921 |  |  |  |  | c_DK1_LargeDecentral | 3277 | 0.00010049
|  |  |  | c_DK2 | 3278 | 0.00010705 |  |  |  |  | c_DK1_LargeDecentral | 3278 | 9.5819e-05
|  |  |  | c_DK2 | 3279 | 0.00010966 |  |  |  |  | c_DK1_LargeDecentral | 3279 | 9.282e-05
|  |  |  | c_DK2 | 3280 | 0.0001104 |  |  |  |  | c_DK1_LargeDecentral | 3280 | 9.4653e-05
|  |  |  | c_DK2 | 3281 | 0.0001151 |  |  |  |  | c_DK1_LargeDecentral | 3281 | 0.00010282
|  |  |  | c_DK2 | 3282 | 0.00011689 |  |  |  |  | c_DK1_LargeDecentral | 3282 | 0.00010732
|  |  |  | c_DK2 | 3283 | 0.00011301 |  |  |  |  | c_DK1_LargeDecentral | 3283 | 0.00011565
|  |  |  | c_DK2 | 3284 | 0.00010876 |  |  |  |  | c_DK1_LargeDecentral | 3284 | 0.00011715
|  |  |  | c_DK2 | 3285 | 0.00010906 |  |  |  |  | c_DK1_LargeDecentral | 3285 | 0.00010932
|  |  |  | c_DK2 | 3286 | 0.00010362 |  |  |  |  | c_DK1_LargeDecentral | 3286 | 8.5821e-05
|  |  |  | c_DK2 | 3287 | 9.6462e-05 |  |  |  |  | c_DK1_LargeDecentral | 3287 | 5.8325e-05
|  |  |  | c_DK2 | 3288 | 8.7666e-05 |  |  |  |  | c_DK1_LargeDecentral | 3288 | 4.7326e-05
|  |  |  | c_DK2 | 3289 | 8.2448e-05 |  |  |  |  | c_DK1_LargeDecentral | 3289 | 4.7493e-05
|  |  |  | c_DK2 | 3290 | 8.0137e-05 |  |  |  |  | c_DK1_LargeDecentral | 3290 | 4.516e-05
|  |  |  | c_DK2 | 3291 | 7.9765e-05 |  |  |  |  | c_DK1_LargeDecentral | 3291 | 5.0992e-05
|  |  |  | c_DK2 | 3292 | 7.9243e-05 |  |  |  |  | c_DK1_LargeDecentral | 3292 | 7.3822e-05
|  |  |  | c_DK2 | 3293 | 7.8796e-05 |  |  |  |  | c_DK1_LargeDecentral | 3293 | 0.00011582
|  |  |  | c_DK2 | 3294 | 8.2225e-05 |  |  |  |  | c_DK1_LargeDecentral | 3294 | 0.00014631
|  |  |  | c_DK2 | 3295 | 8.8262e-05 |  |  |  |  | c_DK1_LargeDecentral | 3295 | 0.00014565
|  |  |  | c_DK2 | 3296 | 9.7133e-05 |  |  |  |  | c_DK1_LargeDecentral | 3296 | 0.00012432
|  |  |  | c_DK2 | 3297 | 0.00010444 |  |  |  |  | c_DK1_LargeDecentral | 3297 | 0.00011582
|  |  |  | c_DK2 | 3298 | 0.00010787 |  |  |  |  | c_DK1_LargeDecentral | 3298 | 0.00011115
|  |  |  | c_DK2 | 3299 | 0.00010839 |  |  |  |  | c_DK1_LargeDecentral | 3299 | 0.00010198
|  |  |  | c_DK2 | 3300 | 0.00010712 |  |  |  |  | c_DK1_LargeDecentral | 3300 | 9.8652e-05
|  |  |  | c_DK2 | 3301 | 0.00010578 |  |  |  |  | c_DK1_LargeDecentral | 3301 | 8.7987e-05
|  |  |  | c_DK2 | 3302 | 0.00010414 |  |  |  |  | c_DK1_LargeDecentral | 3302 | 9.132e-05
|  |  |  | c_DK2 | 3303 | 0.00010317 |  |  |  |  | c_DK1_LargeDecentral | 3303 | 8.6821e-05
|  |  |  | c_DK2 | 3304 | 0.00010503 |  |  |  |  | c_DK1_LargeDecentral | 3304 | 8.8154e-05
|  |  |  | c_DK2 | 3305 | 0.00010876 |  |  |  |  | c_DK1_LargeDecentral | 3305 | 9.2153e-05
|  |  |  | c_DK2 | 3306 | 0.00010951 |  |  |  |  | c_DK1_LargeDecentral | 3306 | 9.6819e-05
|  |  |  | c_DK2 | 3307 | 0.00010511 |  |  |  |  | c_DK1_LargeDecentral | 3307 | 0.00010182
|  |  |  | c_DK2 | 3308 | 0.00010183 |  |  |  |  | c_DK1_LargeDecentral | 3308 | 0.00010315
|  |  |  | c_DK2 | 3309 | 0.00010183 |  |  |  |  | c_DK1_LargeDecentral | 3309 | 9.8319e-05
|  |  |  | c_DK2 | 3310 | 9.7207e-05 |  |  |  |  | c_DK1_LargeDecentral | 3310 | 7.7322e-05
|  |  |  | c_DK2 | 3311 | 9.102e-05 |  |  |  |  | c_DK1_LargeDecentral | 3311 | 5.3159e-05
|  |  |  | c_DK2 | 3312 | 8.543e-05 |  |  |  |  | c_DK1_LargeDecentral | 3312 | 4.0327e-05
|  |  |  | c_DK2 | 3313 | 8.0361e-05 |  |  |  |  | c_DK1_LargeDecentral | 3313 | 4.4827e-05
|  |  |  | c_DK2 | 3314 | 7.7156e-05 |  |  |  |  | c_DK1_LargeDecentral | 3314 | 4.616e-05
|  |  |  | c_DK2 | 3315 | 7.6038e-05 |  |  |  |  | c_DK1_LargeDecentral | 3315 | 5.6492e-05
|  |  |  | c_DK2 | 3316 | 7.4994e-05 |  |  |  |  | c_DK1_LargeDecentral | 3316 | 8.1321e-05
|  |  |  | c_DK2 | 3317 | 7.4249e-05 |  |  |  |  | c_DK1_LargeDecentral | 3317 | 0.00012032
|  |  |  | c_DK2 | 3318 | 7.7752e-05 |  |  |  |  | c_DK1_LargeDecentral | 3318 | 0.00012615
|  |  |  | c_DK2 | 3319 | 8.4312e-05 |  |  |  |  | c_DK1_LargeDecentral | 3319 | 0.00012848
|  |  |  | c_DK2 | 3320 | 9.3182e-05 |  |  |  |  | c_DK1_LargeDecentral | 3320 | 0.00010632
|  |  |  | c_DK2 | 3321 | 0.00010041 |  |  |  |  | c_DK1_LargeDecentral | 3321 | 9.9485e-05
|  |  |  | c_DK2 | 3322 | 0.00010421 |  |  |  |  | c_DK1_LargeDecentral | 3322 | 9.3986e-05
|  |  |  | c_DK2 | 3323 | 0.00010787 |  |  |  |  | c_DK1_LargeDecentral | 3323 | 8.932e-05
|  |  |  | c_DK2 | 3324 | 0.00010667 |  |  |  |  | c_DK1_LargeDecentral | 3324 | 8.6987e-05
|  |  |  | c_DK2 | 3325 | 0.00010533 |  |  |  |  | c_DK1_LargeDecentral | 3325 | 7.8988e-05
|  |  |  | c_DK2 | 3326 | 0.00010518 |  |  |  |  | c_DK1_LargeDecentral | 3326 | 7.7322e-05
|  |  |  | c_DK2 | 3327 | 0.00010474 |  |  |  |  | c_DK1_LargeDecentral | 3327 | 7.4489e-05
|  |  |  | c_DK2 | 3328 | 0.00010638 |  |  |  |  | c_DK1_LargeDecentral | 3328 | 7.7489e-05
|  |  |  | c_DK2 | 3329 | 0.00011241 |  |  |  |  | c_DK1_LargeDecentral | 3329 | 8.3654e-05
|  |  |  | c_DK2 | 3330 | 0.00011569 |  |  |  |  | c_DK1_LargeDecentral | 3330 | 8.832e-05
|  |  |  | c_DK2 | 3331 | 0.00011048 |  |  |  |  | c_DK1_LargeDecentral | 3331 | 9.382e-05
|  |  |  | c_DK2 | 3332 | 0.0001069 |  |  |  |  | c_DK1_LargeDecentral | 3332 | 9.5819e-05
|  |  |  | c_DK2 | 3333 | 0.00010474 |  |  |  |  | c_DK1_LargeDecentral | 3333 | 9.132e-05
|  |  |  | c_DK2 | 3334 | 9.8176e-05 |  |  |  |  | c_DK1_LargeDecentral | 3334 | 7.1656e-05
|  |  |  | c_DK2 | 3335 | 9.0722e-05 |  |  |  |  | c_DK1_LargeDecentral | 3335 | 5.0159e-05
|  |  |  | c_DK2 | 3336 | 8.2076e-05 |  |  |  |  | c_DK1_LargeDecentral | 3336 | 3.5661e-05
|  |  |  | c_DK2 | 3337 | 7.6783e-05 |  |  |  |  | c_DK1_LargeDecentral | 3337 | 3.9494e-05
|  |  |  | c_DK2 | 3338 | 7.5963e-05 |  |  |  |  | c_DK1_LargeDecentral | 3338 | 3.9661e-05
|  |  |  | c_DK2 | 3339 | 7.805e-05 |  |  |  |  | c_DK1_LargeDecentral | 3339 | 4.3494e-05
|  |  |  | c_DK2 | 3340 | 7.9094e-05 |  |  |  |  | c_DK1_LargeDecentral | 3340 | 6.4324e-05
|  |  |  | c_DK2 | 3341 | 8.379e-05 |  |  |  |  | c_DK1_LargeDecentral | 3341 | 0.00010798
|  |  |  | c_DK2 | 3342 | 9.7655e-05 |  |  |  |  | c_DK1_LargeDecentral | 3342 | 0.00012965
|  |  |  | c_DK2 | 3343 | 0.00011458 |  |  |  |  | c_DK1_LargeDecentral | 3343 | 0.00012748
|  |  |  | c_DK2 | 3344 | 0.00012456 |  |  |  |  | c_DK1_LargeDecentral | 3344 | 0.00010448
|  |  |  | c_DK2 | 3345 | 0.00012904 |  |  |  |  | c_DK1_LargeDecentral | 3345 | 9.9652e-05
|  |  |  | c_DK2 | 3346 | 0.00013135 |  |  |  |  | c_DK1_LargeDecentral | 3346 | 9.282e-05
|  |  |  | c_DK2 | 3347 | 0.00012844 |  |  |  |  | c_DK1_LargeDecentral | 3347 | 8.8487e-05
|  |  |  | c_DK2 | 3348 | 0.00012605 |  |  |  |  | c_DK1_LargeDecentral | 3348 | 8.5321e-05
|  |  |  | c_DK2 | 3349 | 0.00012635 |  |  |  |  | c_DK1_LargeDecentral | 3349 | 7.5822e-05
|  |  |  | c_DK2 | 3350 | 0.00012434 |  |  |  |  | c_DK1_LargeDecentral | 3350 | 7.3822e-05
|  |  |  | c_DK2 | 3351 | 0.00012166 |  |  |  |  | c_DK1_LargeDecentral | 3351 | 7.0323e-05
|  |  |  | c_DK2 | 3352 | 0.00012024 |  |  |  |  | c_DK1_LargeDecentral | 3352 | 7.2323e-05
|  |  |  | c_DK2 | 3353 | 0.00012352 |  |  |  |  | c_DK1_LargeDecentral | 3353 | 7.8155e-05
|  |  |  | c_DK2 | 3354 | 0.00012024 |  |  |  |  | c_DK1_LargeDecentral | 3354 | 8.0988e-05
|  |  |  | c_DK2 | 3355 | 0.00011778 |  |  |  |  | c_DK1_LargeDecentral | 3355 | 8.7154e-05
|  |  |  | c_DK2 | 3356 | 0.00011189 |  |  |  |  | c_DK1_LargeDecentral | 3356 | 9.0487e-05
|  |  |  | c_DK2 | 3357 | 0.00010824 |  |  |  |  | c_DK1_LargeDecentral | 3357 | 8.3654e-05
|  |  |  | c_DK2 | 3358 | 0.00010287 |  |  |  |  | c_DK1_LargeDecentral | 3358 | 6.699e-05
|  |  |  | c_DK2 | 3359 | 9.512e-05 |  |  |  |  | c_DK1_LargeDecentral | 3359 | 4.5327e-05
|  |  |  | c_DK2 | 3360 | 8.2821e-05 |  |  |  |  | c_DK1_LargeDecentral | 3360 | 3.3328e-05
|  |  |  | c_DK2 | 3361 | 7.7678e-05 |  |  |  |  | c_DK1_LargeDecentral | 3361 | 3.7161e-05
|  |  |  | c_DK2 | 3362 | 7.641e-05 |  |  |  |  | c_DK1_LargeDecentral | 3362 | 3.6995e-05
|  |  |  | c_DK2 | 3363 | 7.7752e-05 |  |  |  |  | c_DK1_LargeDecentral | 3363 | 4.0494e-05
|  |  |  | c_DK2 | 3364 | 8.0063e-05 |  |  |  |  | c_DK1_LargeDecentral | 3364 | 6.1324e-05
|  |  |  | c_DK2 | 3365 | 8.4163e-05 |  |  |  |  | c_DK1_LargeDecentral | 3365 | 0.00010398
|  |  |  | c_DK2 | 3366 | 9.8176e-05 |  |  |  |  | c_DK1_LargeDecentral | 3366 | 0.00012548
|  |  |  | c_DK2 | 3367 | 0.00011361 |  |  |  |  | c_DK1_LargeDecentral | 3367 | 0.00012332
|  |  |  | c_DK2 | 3368 | 0.0001221 |  |  |  |  | c_DK1_LargeDecentral | 3368 | 0.00010198
|  |  |  | c_DK2 | 3369 | 0.00012665 |  |  |  |  | c_DK1_LargeDecentral | 3369 | 9.7486e-05
|  |  |  | c_DK2 | 3370 | 0.00013187 |  |  |  |  | c_DK1_LargeDecentral | 3370 | 9.0653e-05
|  |  |  | c_DK2 | 3371 | 0.00013254 |  |  |  |  | c_DK1_LargeDecentral | 3371 | 8.6821e-05
|  |  |  | c_DK2 | 3372 | 0.00013142 |  |  |  |  | c_DK1_LargeDecentral | 3372 | 8.3654e-05
|  |  |  | c_DK2 | 3373 | 0.00012926 |  |  |  |  | c_DK1_LargeDecentral | 3373 | 7.3656e-05
|  |  |  | c_DK2 | 3374 | 0.00012911 |  |  |  |  | c_DK1_LargeDecentral | 3374 | 7.0823e-05
|  |  |  | c_DK2 | 3375 | 0.00012732 |  |  |  |  | c_DK1_LargeDecentral | 3375 | 6.6657e-05
|  |  |  | c_DK2 | 3376 | 0.00012538 |  |  |  |  | c_DK1_LargeDecentral | 3376 | 6.8157e-05
|  |  |  | c_DK2 | 3377 | 0.00013053 |  |  |  |  | c_DK1_LargeDecentral | 3377 | 7.4156e-05
|  |  |  | c_DK2 | 3378 | 0.00012896 |  |  |  |  | c_DK1_LargeDecentral | 3378 | 7.6655e-05
|  |  |  | c_DK2 | 3379 | 0.00012456 |  |  |  |  | c_DK1_LargeDecentral | 3379 | 8.2488e-05
|  |  |  | c_DK2 | 3380 | 0.00011875 |  |  |  |  | c_DK1_LargeDecentral | 3380 | 8.5487e-05
|  |  |  | c_DK2 | 3381 | 0.00011599 |  |  |  |  | c_DK1_LargeDecentral | 3381 | 7.8655e-05
|  |  |  | c_DK2 | 3382 | 0.00011189 |  |  |  |  | c_DK1_LargeDecentral | 3382 | 6.3157e-05
|  |  |  | c_DK2 | 3383 | 0.00010511 |  |  |  |  | c_DK1_LargeDecentral | 3383 | 4.266e-05
|  |  |  | c_DK2 | 3384 | 8.5877e-05 |  |  |  |  | c_DK1_LargeDecentral | 3384 | 3.9161e-05
|  |  |  | c_DK2 | 3385 | 7.9019e-05 |  |  |  |  | c_DK1_LargeDecentral | 3385 | 4.266e-05
|  |  |  | c_DK2 | 3386 | 7.7603e-05 |  |  |  |  | c_DK1_LargeDecentral | 3386 | 4.316e-05
|  |  |  | c_DK2 | 3387 | 8.133e-05 |  |  |  |  | c_DK1_LargeDecentral | 3387 | 4.6993e-05
|  |  |  | c_DK2 | 3388 | 8.2076e-05 |  |  |  |  | c_DK1_LargeDecentral | 3388 | 6.949e-05
|  |  |  | c_DK2 | 3389 | 8.5952e-05 |  |  |  |  | c_DK1_LargeDecentral | 3389 | 0.00011548
|  |  |  | c_DK2 | 3390 | 9.84e-05 |  |  |  |  | c_DK1_LargeDecentral | 3390 | 0.00013998
|  |  |  | c_DK2 | 3391 | 0.0001186 |  |  |  |  | c_DK1_LargeDecentral | 3391 | 0.00013731
|  |  |  | c_DK2 | 3392 | 0.00012732 |  |  |  |  | c_DK1_LargeDecentral | 3392 | 0.00011582
|  |  |  | c_DK2 | 3393 | 0.00013001 |  |  |  |  | c_DK1_LargeDecentral | 3393 | 0.00010948
|  |  |  | c_DK2 | 3394 | 0.00013261 |  |  |  |  | c_DK1_LargeDecentral | 3394 | 0.00010215
|  |  |  | c_DK2 | 3395 | 0.00013202 |  |  |  |  | c_DK1_LargeDecentral | 3395 | 9.6986e-05
|  |  |  | c_DK2 | 3396 | 0.00012986 |  |  |  |  | c_DK1_LargeDecentral | 3396 | 9.3153e-05
|  |  |  | c_DK2 | 3397 | 0.00013045 |  |  |  |  | c_DK1_LargeDecentral | 3397 | 8.3654e-05
|  |  |  | c_DK2 | 3398 | 0.00012866 |  |  |  |  | c_DK1_LargeDecentral | 3398 | 8.0655e-05
|  |  |  | c_DK2 | 3399 | 0.00012546 |  |  |  |  | c_DK1_LargeDecentral | 3399 | 7.7322e-05
|  |  |  | c_DK2 | 3400 | 0.00012464 |  |  |  |  | c_DK1_LargeDecentral | 3400 | 7.8988e-05
|  |  |  | c_DK2 | 3401 | 0.00013202 |  |  |  |  | c_DK1_LargeDecentral | 3401 | 8.5154e-05
|  |  |  | c_DK2 | 3402 | 0.0001303 |  |  |  |  | c_DK1_LargeDecentral | 3402 | 8.8654e-05
|  |  |  | c_DK2 | 3403 | 0.00012561 |  |  |  |  | c_DK1_LargeDecentral | 3403 | 9.4986e-05
|  |  |  | c_DK2 | 3404 | 0.00012009 |  |  |  |  | c_DK1_LargeDecentral | 3404 | 9.7319e-05
|  |  |  | c_DK2 | 3405 | 0.00011532 |  |  |  |  | c_DK1_LargeDecentral | 3405 | 9.0153e-05
|  |  |  | c_DK2 | 3406 | 0.00011159 |  |  |  |  | c_DK1_LargeDecentral | 3406 | 7.1656e-05
|  |  |  | c_DK2 | 3407 | 0.00010481 |  |  |  |  | c_DK1_LargeDecentral | 3407 | 4.8493e-05
|  |  |  | c_DK2 | 3408 | 8.8337e-05 |  |  |  |  | c_DK1_LargeDecentral | 3408 | 3.9994e-05
|  |  |  | c_DK2 | 3409 | 8.3119e-05 |  |  |  |  | c_DK1_LargeDecentral | 3409 | 4.366e-05
|  |  |  | c_DK2 | 3410 | 8.1926e-05 |  |  |  |  | c_DK1_LargeDecentral | 3410 | 4.4327e-05
|  |  |  | c_DK2 | 3411 | 8.2076e-05 |  |  |  |  | c_DK1_LargeDecentral | 3411 | 4.8326e-05
|  |  |  | c_DK2 | 3412 | 8.3641e-05 |  |  |  |  | c_DK1_LargeDecentral | 3412 | 7.099e-05
|  |  |  | c_DK2 | 3413 | 8.6697e-05 |  |  |  |  | c_DK1_LargeDecentral | 3413 | 0.00011782
|  |  |  | c_DK2 | 3414 | 9.7431e-05 |  |  |  |  | c_DK1_LargeDecentral | 3414 | 0.00014281
|  |  |  | c_DK2 | 3415 | 0.00011704 |  |  |  |  | c_DK1_LargeDecentral | 3415 | 0.00014015
|  |  |  | c_DK2 | 3416 | 0.00012658 |  |  |  |  | c_DK1_LargeDecentral | 3416 | 0.00011832
|  |  |  | c_DK2 | 3417 | 0.00012822 |  |  |  |  | c_DK1_LargeDecentral | 3417 | 0.00011198
|  |  |  | c_DK2 | 3418 | 0.00013083 |  |  |  |  | c_DK1_LargeDecentral | 3418 | 0.00010432
|  |  |  | c_DK2 | 3419 | 0.00012956 |  |  |  |  | c_DK1_LargeDecentral | 3419 | 9.9152e-05
|  |  |  | c_DK2 | 3420 | 0.00012784 |  |  |  |  | c_DK1_LargeDecentral | 3420 | 9.4986e-05
|  |  |  | c_DK2 | 3421 | 0.00012725 |  |  |  |  | c_DK1_LargeDecentral | 3421 | 8.5487e-05
|  |  |  | c_DK2 | 3422 | 0.00012501 |  |  |  |  | c_DK1_LargeDecentral | 3422 | 8.2321e-05
|  |  |  | c_DK2 | 3423 | 0.00012203 |  |  |  |  | c_DK1_LargeDecentral | 3423 | 7.9155e-05
|  |  |  | c_DK2 | 3424 | 0.00012039 |  |  |  |  | c_DK1_LargeDecentral | 3424 | 8.0988e-05
|  |  |  | c_DK2 | 3425 | 0.00012509 |  |  |  |  | c_DK1_LargeDecentral | 3425 | 8.732e-05
|  |  |  | c_DK2 | 3426 | 0.00012203 |  |  |  |  | c_DK1_LargeDecentral | 3426 | 9.0653e-05
|  |  |  | c_DK2 | 3427 | 0.00011786 |  |  |  |  | c_DK1_LargeDecentral | 3427 | 9.7152e-05
|  |  |  | c_DK2 | 3428 | 0.00011398 |  |  |  |  | c_DK1_LargeDecentral | 3428 | 9.9485e-05
|  |  |  | c_DK2 | 3429 | 0.00011212 |  |  |  |  | c_DK1_LargeDecentral | 3429 | 9.2153e-05
|  |  |  | c_DK2 | 3430 | 0.00010898 |  |  |  |  | c_DK1_LargeDecentral | 3430 | 7.2823e-05
|  |  |  | c_DK2 | 3431 | 0.0001025 |  |  |  |  | c_DK1_LargeDecentral | 3431 | 4.9493e-05
|  |  |  | c_DK2 | 3432 | 8.5057e-05 |  |  |  |  | c_DK1_LargeDecentral | 3432 | 4.2827e-05
|  |  |  | c_DK2 | 3433 | 8.0436e-05 |  |  |  |  | c_DK1_LargeDecentral | 3433 | 4.5993e-05
|  |  |  | c_DK2 | 3434 | 7.9094e-05 |  |  |  |  | c_DK1_LargeDecentral | 3434 | 4.5827e-05
|  |  |  | c_DK2 | 3435 | 7.9243e-05 |  |  |  |  | c_DK1_LargeDecentral | 3435 | 4.9826e-05
|  |  |  | c_DK2 | 3436 | 7.9914e-05 |  |  |  |  | c_DK1_LargeDecentral | 3436 | 7.2156e-05
|  |  |  | c_DK2 | 3437 | 8.297e-05 |  |  |  |  | c_DK1_LargeDecentral | 3437 | 0.00011965
|  |  |  | c_DK2 | 3438 | 9.6536e-05 |  |  |  |  | c_DK1_LargeDecentral | 3438 | 0.00014565
|  |  |  | c_DK2 | 3439 | 0.00011398 |  |  |  |  | c_DK1_LargeDecentral | 3439 | 0.00014531
|  |  |  | c_DK2 | 3440 | 0.00012225 |  |  |  |  | c_DK1_LargeDecentral | 3440 | 0.00012415
|  |  |  | c_DK2 | 3441 | 0.00012464 |  |  |  |  | c_DK1_LargeDecentral | 3441 | 0.00011732
|  |  |  | c_DK2 | 3442 | 0.0001262 |  |  |  |  | c_DK1_LargeDecentral | 3442 | 0.00010815
|  |  |  | c_DK2 | 3443 | 0.00012538 |  |  |  |  | c_DK1_LargeDecentral | 3443 | 0.00010215
|  |  |  | c_DK2 | 3444 | 0.00012352 |  |  |  |  | c_DK1_LargeDecentral | 3444 | 9.9152e-05
|  |  |  | c_DK2 | 3445 | 0.00012188 |  |  |  |  | c_DK1_LargeDecentral | 3445 | 8.9653e-05
|  |  |  | c_DK2 | 3446 | 0.00011987 |  |  |  |  | c_DK1_LargeDecentral | 3446 | 8.5487e-05
|  |  |  | c_DK2 | 3447 | 0.00011718 |  |  |  |  | c_DK1_LargeDecentral | 3447 | 8.2321e-05
|  |  |  | c_DK2 | 3448 | 0.00011786 |  |  |  |  | c_DK1_LargeDecentral | 3448 | 8.3821e-05
|  |  |  | c_DK2 | 3449 | 0.00011868 |  |  |  |  | c_DK1_LargeDecentral | 3449 | 9.132e-05
|  |  |  | c_DK2 | 3450 | 0.0001145 |  |  |  |  | c_DK1_LargeDecentral | 3450 | 9.5319e-05
|  |  |  | c_DK2 | 3451 | 0.00010854 |  |  |  |  | c_DK1_LargeDecentral | 3451 | 0.00010282
|  |  |  | c_DK2 | 3452 | 0.00010444 |  |  |  |  | c_DK1_LargeDecentral | 3452 | 0.00010465
|  |  |  | c_DK2 | 3453 | 0.00010302 |  |  |  |  | c_DK1_LargeDecentral | 3453 | 9.7486e-05
|  |  |  | c_DK2 | 3454 | 0.00010064 |  |  |  |  | c_DK1_LargeDecentral | 3454 | 7.6489e-05
|  |  |  | c_DK2 | 3455 | 9.5493e-05 |  |  |  |  | c_DK1_LargeDecentral | 3455 | 5.1826e-05
|  |  |  | c_DK2 | 3456 | 8.6175e-05 |  |  |  |  | c_DK1_LargeDecentral | 3456 | 4.6993e-05
|  |  |  | c_DK2 | 3457 | 8.0659e-05 |  |  |  |  | c_DK1_LargeDecentral | 3457 | 4.7326e-05
|  |  |  | c_DK2 | 3458 | 7.7901e-05 |  |  |  |  | c_DK1_LargeDecentral | 3458 | 4.466e-05
|  |  |  | c_DK2 | 3459 | 7.6858e-05 |  |  |  |  | c_DK1_LargeDecentral | 3459 | 5.0659e-05
|  |  |  | c_DK2 | 3460 | 7.6932e-05 |  |  |  |  | c_DK1_LargeDecentral | 3460 | 7.3323e-05
|  |  |  | c_DK2 | 3461 | 7.6559e-05 |  |  |  |  | c_DK1_LargeDecentral | 3461 | 0.00011515
|  |  |  | c_DK2 | 3462 | 8.1926e-05 |  |  |  |  | c_DK1_LargeDecentral | 3462 | 0.00014548
|  |  |  | c_DK2 | 3463 | 9.1393e-05 |  |  |  |  | c_DK1_LargeDecentral | 3463 | 0.00014498
|  |  |  | c_DK2 | 3464 | 0.0001019 |  |  |  |  | c_DK1_LargeDecentral | 3464 | 0.00012348
|  |  |  | c_DK2 | 3465 | 0.00010973 |  |  |  |  | c_DK1_LargeDecentral | 3465 | 0.00011498
|  |  |  | c_DK2 | 3466 | 0.0001139 |  |  |  |  | c_DK1_LargeDecentral | 3466 | 0.00011065
|  |  |  | c_DK2 | 3467 | 0.0001148 |  |  |  |  | c_DK1_LargeDecentral | 3467 | 0.00010132
|  |  |  | c_DK2 | 3468 | 0.00011405 |  |  |  |  | c_DK1_LargeDecentral | 3468 | 9.8152e-05
|  |  |  | c_DK2 | 3469 | 0.00011308 |  |  |  |  | c_DK1_LargeDecentral | 3469 | 8.732e-05
|  |  |  | c_DK2 | 3470 | 0.00011115 |  |  |  |  | c_DK1_LargeDecentral | 3470 | 9.082e-05
|  |  |  | c_DK2 | 3471 | 0.00010429 |  |  |  |  | c_DK1_LargeDecentral | 3471 | 8.6321e-05
|  |  |  | c_DK2 | 3472 | 0.00010332 |  |  |  |  | c_DK1_LargeDecentral | 3472 | 8.7487e-05
|  |  |  | c_DK2 | 3473 | 0.00010764 |  |  |  |  | c_DK1_LargeDecentral | 3473 | 9.132e-05
|  |  |  | c_DK2 | 3474 | 0.00010816 |  |  |  |  | c_DK1_LargeDecentral | 3474 | 9.6319e-05
|  |  |  | c_DK2 | 3475 | 0.00010414 |  |  |  |  | c_DK1_LargeDecentral | 3475 | 0.00010132
|  |  |  | c_DK2 | 3476 | 9.9816e-05 |  |  |  |  | c_DK1_LargeDecentral | 3476 | 0.00010265
|  |  |  | c_DK2 | 3477 | 9.9965e-05 |  |  |  |  | c_DK1_LargeDecentral | 3477 | 9.7819e-05
|  |  |  | c_DK2 | 3478 | 9.7282e-05 |  |  |  |  | c_DK1_LargeDecentral | 3478 | 7.6989e-05
|  |  |  | c_DK2 | 3479 | 9.1691e-05 |  |  |  |  | c_DK1_LargeDecentral | 3479 | 5.2659e-05
|  |  |  | c_DK2 | 3480 | 8.2895e-05 |  |  |  |  | c_DK1_LargeDecentral | 3480 | 4.516e-05
|  |  |  | c_DK2 | 3481 | 7.8348e-05 |  |  |  |  | c_DK1_LargeDecentral | 3481 | 5.0159e-05
|  |  |  | c_DK2 | 3482 | 7.6709e-05 |  |  |  |  | c_DK1_LargeDecentral | 3482 | 5.1659e-05
|  |  |  | c_DK2 | 3483 | 7.6187e-05 |  |  |  |  | c_DK1_LargeDecentral | 3483 | 6.2991e-05
|  |  |  | c_DK2 | 3484 | 7.4621e-05 |  |  |  |  | c_DK1_LargeDecentral | 3484 | 9.0653e-05
|  |  |  | c_DK2 | 3485 | 7.4025e-05 |  |  |  |  | c_DK1_LargeDecentral | 3485 | 0.00013381
|  |  |  | c_DK2 | 3486 | 7.7081e-05 |  |  |  |  | c_DK1_LargeDecentral | 3486 | 0.00013998
|  |  |  | c_DK2 | 3487 | 8.4908e-05 |  |  |  |  | c_DK1_LargeDecentral | 3487 | 0.00014231
|  |  |  | c_DK2 | 3488 | 9.4151e-05 |  |  |  |  | c_DK1_LargeDecentral | 3488 | 0.00011832
|  |  |  | c_DK2 | 3489 | 0.00010302 |  |  |  |  | c_DK1_LargeDecentral | 3489 | 0.00011048
|  |  |  | c_DK2 | 3490 | 0.0001072 |  |  |  |  | c_DK1_LargeDecentral | 3490 | 0.00010432
|  |  |  | c_DK2 | 3491 | 0.00011018 |  |  |  |  | c_DK1_LargeDecentral | 3491 | 9.8985e-05
|  |  |  | c_DK2 | 3492 | 0.00011077 |  |  |  |  | c_DK1_LargeDecentral | 3492 | 9.6319e-05
|  |  |  | c_DK2 | 3493 | 0.00011107 |  |  |  |  | c_DK1_LargeDecentral | 3493 | 8.782e-05
|  |  |  | c_DK2 | 3494 | 0.00010973 |  |  |  |  | c_DK1_LargeDecentral | 3494 | 8.6154e-05
|  |  |  | c_DK2 | 3495 | 0.00010675 |  |  |  |  | c_DK1_LargeDecentral | 3495 | 8.3321e-05
|  |  |  | c_DK2 | 3496 | 0.00010824 |  |  |  |  | c_DK1_LargeDecentral | 3496 | 8.6654e-05
|  |  |  | c_DK2 | 3497 | 0.00011085 |  |  |  |  | c_DK1_LargeDecentral | 3497 | 9.3153e-05
|  |  |  | c_DK2 | 3498 | 0.00011018 |  |  |  |  | c_DK1_LargeDecentral | 3498 | 9.8486e-05
|  |  |  | c_DK2 | 3499 | 0.0001069 |  |  |  |  | c_DK1_LargeDecentral | 3499 | 0.00010465
|  |  |  | c_DK2 | 3500 | 0.00010921 |  |  |  |  | c_DK1_LargeDecentral | 3500 | 0.00010698
|  |  |  | c_DK2 | 3501 | 0.00010414 |  |  |  |  | c_DK1_LargeDecentral | 3501 | 0.00010165
|  |  |  | c_DK2 | 3502 | 9.8996e-05 |  |  |  |  | c_DK1_LargeDecentral | 3502 | 7.9988e-05
|  |  |  | c_DK2 | 3503 | 9.3033e-05 |  |  |  |  | c_DK1_LargeDecentral | 3503 | 5.6158e-05
|  |  |  | c_DK2 | 3504 | 8.3343e-05 |  |  |  |  | c_DK1_LargeDecentral | 3504 | 4.3994e-05
|  |  |  | c_DK2 | 3505 | 7.7827e-05 |  |  |  |  | c_DK1_LargeDecentral | 3505 | 4.8326e-05
|  |  |  | c_DK2 | 3506 | 7.7752e-05 |  |  |  |  | c_DK1_LargeDecentral | 3506 | 4.8993e-05
|  |  |  | c_DK2 | 3507 | 7.8125e-05 |  |  |  |  | c_DK1_LargeDecentral | 3507 | 5.3825e-05
|  |  |  | c_DK2 | 3508 | 7.7529e-05 |  |  |  |  | c_DK1_LargeDecentral | 3508 | 7.7489e-05
|  |  |  | c_DK2 | 3509 | 8.1628e-05 |  |  |  |  | c_DK1_LargeDecentral | 3509 | 0.00012715
|  |  |  | c_DK2 | 3510 | 9.6611e-05 |  |  |  |  | c_DK1_LargeDecentral | 3510 | 0.00015331
|  |  |  | c_DK2 | 3511 | 0.00011331 |  |  |  |  | c_DK1_LargeDecentral | 3511 | 0.00015064
|  |  |  | c_DK2 | 3512 | 0.0001233 |  |  |  |  | c_DK1_LargeDecentral | 3512 | 0.00012565
|  |  |  | c_DK2 | 3513 | 0.0001303 |  |  |  |  | c_DK1_LargeDecentral | 3513 | 0.00011898
|  |  |  | c_DK2 | 3514 | 0.00012933 |  |  |  |  | c_DK1_LargeDecentral | 3514 | 0.00011065
|  |  |  | c_DK2 | 3515 | 0.00013001 |  |  |  |  | c_DK1_LargeDecentral | 3515 | 0.00010515
|  |  |  | c_DK2 | 3516 | 0.00012933 |  |  |  |  | c_DK1_LargeDecentral | 3516 | 0.00010099
|  |  |  | c_DK2 | 3517 | 0.0001274 |  |  |  |  | c_DK1_LargeDecentral | 3517 | 9.132e-05
|  |  |  | c_DK2 | 3518 | 0.00012419 |  |  |  |  | c_DK1_LargeDecentral | 3518 | 8.8654e-05
|  |  |  | c_DK2 | 3519 | 0.00012084 |  |  |  |  | c_DK1_LargeDecentral | 3519 | 8.5987e-05
|  |  |  | c_DK2 | 3520 | 0.00012061 |  |  |  |  | c_DK1_LargeDecentral | 3520 | 8.7987e-05
|  |  |  | c_DK2 | 3521 | 0.00012546 |  |  |  |  | c_DK1_LargeDecentral | 3521 | 9.4986e-05
|  |  |  | c_DK2 | 3522 | 0.00012195 |  |  |  |  | c_DK1_LargeDecentral | 3522 | 9.8819e-05
|  |  |  | c_DK2 | 3523 | 0.00011458 |  |  |  |  | c_DK1_LargeDecentral | 3523 | 0.00010598
|  |  |  | c_DK2 | 3524 | 0.00010757 |  |  |  |  | c_DK1_LargeDecentral | 3524 | 0.00010915
|  |  |  | c_DK2 | 3525 | 0.00010213 |  |  |  |  | c_DK1_LargeDecentral | 3525 | 0.00010099
|  |  |  | c_DK2 | 3526 | 9.7058e-05 |  |  |  |  | c_DK1_LargeDecentral | 3526 | 8.0488e-05
|  |  |  | c_DK2 | 3527 | 9.0573e-05 |  |  |  |  | c_DK1_LargeDecentral | 3527 | 5.4825e-05
|  |  |  | c_DK2 | 3528 | 8.3343e-05 |  |  |  |  | c_DK1_LargeDecentral | 3528 | 4.816e-05
|  |  |  | c_DK2 | 3529 | 7.8423e-05 |  |  |  |  | c_DK1_LargeDecentral | 3529 | 5.2492e-05
|  |  |  | c_DK2 | 3530 | 7.7454e-05 |  |  |  |  | c_DK1_LargeDecentral | 3530 | 5.3159e-05
|  |  |  | c_DK2 | 3531 | 7.7156e-05 |  |  |  |  | c_DK1_LargeDecentral | 3531 | 5.8158e-05
|  |  |  | c_DK2 | 3532 | 7.8647e-05 |  |  |  |  | c_DK1_LargeDecentral | 3532 | 8.3154e-05
|  |  |  | c_DK2 | 3533 | 8.3939e-05 |  |  |  |  | c_DK1_LargeDecentral | 3533 | 0.00013431
|  |  |  | c_DK2 | 3534 | 9.6313e-05 |  |  |  |  | c_DK1_LargeDecentral | 3534 | 0.00016148
|  |  |  | c_DK2 | 3535 | 0.00011517 |  |  |  |  | c_DK1_LargeDecentral | 3535 | 0.00015864
|  |  |  | c_DK2 | 3536 | 0.00012188 |  |  |  |  | c_DK1_LargeDecentral | 3536 | 0.00013631
|  |  |  | c_DK2 | 3537 | 0.00012561 |  |  |  |  | c_DK1_LargeDecentral | 3537 | 0.00012881
|  |  |  | c_DK2 | 3538 | 0.00012956 |  |  |  |  | c_DK1_LargeDecentral | 3538 | 0.00011982
|  |  |  | c_DK2 | 3539 | 0.00012799 |  |  |  |  | c_DK1_LargeDecentral | 3539 | 0.00011415
|  |  |  | c_DK2 | 3540 | 0.0001262 |  |  |  |  | c_DK1_LargeDecentral | 3540 | 0.00010965
|  |  |  | c_DK2 | 3541 | 0.0001265 |  |  |  |  | c_DK1_LargeDecentral | 3541 | 9.9652e-05
|  |  |  | c_DK2 | 3542 | 0.00012359 |  |  |  |  | c_DK1_LargeDecentral | 3542 | 9.6486e-05
|  |  |  | c_DK2 | 3543 | 0.00012017 |  |  |  |  | c_DK1_LargeDecentral | 3543 | 9.3653e-05
|  |  |  | c_DK2 | 3544 | 0.00011972 |  |  |  |  | c_DK1_LargeDecentral | 3544 | 9.5986e-05
|  |  |  | c_DK2 | 3545 | 0.00012441 |  |  |  |  | c_DK1_LargeDecentral | 3545 | 0.00010315
|  |  |  | c_DK2 | 3546 | 0.0001221 |  |  |  |  | c_DK1_LargeDecentral | 3546 | 0.00010648
|  |  |  | c_DK2 | 3547 | 0.00011674 |  |  |  |  | c_DK1_LargeDecentral | 3547 | 0.00011315
|  |  |  | c_DK2 | 3548 | 0.00011219 |  |  |  |  | c_DK1_LargeDecentral | 3548 | 0.00011532
|  |  |  | c_DK2 | 3549 | 0.00010884 |  |  |  |  | c_DK1_LargeDecentral | 3549 | 0.00010615
|  |  |  | c_DK2 | 3550 | 0.00010466 |  |  |  |  | c_DK1_LargeDecentral | 3550 | 8.4321e-05
|  |  |  | c_DK2 | 3551 | 9.8176e-05 |  |  |  |  | c_DK1_LargeDecentral | 3551 | 5.8658e-05
|  |  |  | c_DK2 | 3552 | 8.6772e-05 |  |  |  |  | c_DK1_LargeDecentral | 3552 | 5.1159e-05
|  |  |  | c_DK2 | 3553 | 8.0734e-05 |  |  |  |  | c_DK1_LargeDecentral | 3553 | 5.5825e-05
|  |  |  | c_DK2 | 3554 | 7.9839e-05 |  |  |  |  | c_DK1_LargeDecentral | 3554 | 5.6325e-05
|  |  |  | c_DK2 | 3555 | 7.9616e-05 |  |  |  |  | c_DK1_LargeDecentral | 3555 | 6.1991e-05
|  |  |  | c_DK2 | 3556 | 8.133e-05 |  |  |  |  | c_DK1_LargeDecentral | 3556 | 8.7654e-05
|  |  |  | c_DK2 | 3557 | 8.6175e-05 |  |  |  |  | c_DK1_LargeDecentral | 3557 | 0.00013965
|  |  |  | c_DK2 | 3558 | 9.84e-05 |  |  |  |  | c_DK1_LargeDecentral | 3558 | 0.00016781
|  |  |  | c_DK2 | 3559 | 0.00011547 |  |  |  |  | c_DK1_LargeDecentral | 3559 | 0.00016498
|  |  |  | c_DK2 | 3560 | 0.00012218 |  |  |  |  | c_DK1_LargeDecentral | 3560 | 0.00014281
|  |  |  | c_DK2 | 3561 | 0.00012591 |  |  |  |  | c_DK1_LargeDecentral | 3561 | 0.00013448
|  |  |  | c_DK2 | 3562 | 0.00012777 |  |  |  |  | c_DK1_LargeDecentral | 3562 | 0.00012548
|  |  |  | c_DK2 | 3563 | 0.00012673 |  |  |  |  | c_DK1_LargeDecentral | 3563 | 0.00011948
|  |  |  | c_DK2 | 3564 | 0.00012568 |  |  |  |  | c_DK1_LargeDecentral | 3564 | 0.00011498
|  |  |  | c_DK2 | 3565 | 0.00012531 |  |  |  |  | c_DK1_LargeDecentral | 3565 | 0.00010515
|  |  |  | c_DK2 | 3566 | 0.00012374 |  |  |  |  | c_DK1_LargeDecentral | 3566 | 0.00010232
|  |  |  | c_DK2 | 3567 | 0.00012248 |  |  |  |  | c_DK1_LargeDecentral | 3567 | 9.9485e-05
|  |  |  | c_DK2 | 3568 | 0.00012263 |  |  |  |  | c_DK1_LargeDecentral | 3568 | 0.00010182
|  |  |  | c_DK2 | 3569 | 0.00012665 |  |  |  |  | c_DK1_LargeDecentral | 3569 | 0.00010915
|  |  |  | c_DK2 | 3570 | 0.0001233 |  |  |  |  | c_DK1_LargeDecentral | 3570 | 0.00011298
|  |  |  | c_DK2 | 3571 | 0.00011793 |  |  |  |  | c_DK1_LargeDecentral | 3571 | 0.00011915
|  |  |  | c_DK2 | 3572 | 0.0001139 |  |  |  |  | c_DK1_LargeDecentral | 3572 | 0.00012098
|  |  |  | c_DK2 | 3573 | 0.0001107 |  |  |  |  | c_DK1_LargeDecentral | 3573 | 0.00011132
|  |  |  | c_DK2 | 3574 | 0.00010608 |  |  |  |  | c_DK1_LargeDecentral | 3574 | 8.8487e-05
|  |  |  | c_DK2 | 3575 | 9.8773e-05 |  |  |  |  | c_DK1_LargeDecentral | 3575 | 6.1824e-05
|  |  |  | c_DK2 | 3576 | 8.5952e-05 |  |  |  |  | c_DK1_LargeDecentral | 3576 | 4.6327e-05
|  |  |  | c_DK2 | 3577 | 7.8796e-05 |  |  |  |  | c_DK1_LargeDecentral | 3577 | 5.0493e-05
|  |  |  | c_DK2 | 3578 | 7.8945e-05 |  |  |  |  | c_DK1_LargeDecentral | 3578 | 5.1159e-05
|  |  |  | c_DK2 | 3579 | 7.9541e-05 |  |  |  |  | c_DK1_LargeDecentral | 3579 | 5.5992e-05
|  |  |  | c_DK2 | 3580 | 7.887e-05 |  |  |  |  | c_DK1_LargeDecentral | 3580 | 8.1321e-05
|  |  |  | c_DK2 | 3581 | 7.8125e-05 |  |  |  |  | c_DK1_LargeDecentral | 3581 | 0.00013315
|  |  |  | c_DK2 | 3582 | 8.3492e-05 |  |  |  |  | c_DK1_LargeDecentral | 3582 | 0.00016131
|  |  |  | c_DK2 | 3583 | 9.2064e-05 |  |  |  |  | c_DK1_LargeDecentral | 3583 | 0.00015831
|  |  |  | c_DK2 | 3584 | 0.00010064 |  |  |  |  | c_DK1_LargeDecentral | 3584 | 0.00013481
|  |  |  | c_DK2 | 3585 | 0.0001066 |  |  |  |  | c_DK1_LargeDecentral | 3585 | 0.00012731
|  |  |  | c_DK2 | 3586 | 0.00010995 |  |  |  |  | c_DK1_LargeDecentral | 3586 | 0.00011832
|  |  |  | c_DK2 | 3587 | 0.00011159 |  |  |  |  | c_DK1_LargeDecentral | 3587 | 0.00011232
|  |  |  | c_DK2 | 3588 | 0.0001113 |  |  |  |  | c_DK1_LargeDecentral | 3588 | 0.00010748
|  |  |  | c_DK2 | 3589 | 0.00011122 |  |  |  |  | c_DK1_LargeDecentral | 3589 | 9.7319e-05
|  |  |  | c_DK2 | 3590 | 0.00011025 |  |  |  |  | c_DK1_LargeDecentral | 3590 | 9.382e-05
|  |  |  | c_DK2 | 3591 | 0.00010876 |  |  |  |  | c_DK1_LargeDecentral | 3591 | 9.0653e-05
|  |  |  | c_DK2 | 3592 | 0.00010973 |  |  |  |  | c_DK1_LargeDecentral | 3592 | 9.2653e-05
|  |  |  | c_DK2 | 3593 | 0.00011353 |  |  |  |  | c_DK1_LargeDecentral | 3593 | 9.9652e-05
|  |  |  | c_DK2 | 3594 | 0.00011435 |  |  |  |  | c_DK1_LargeDecentral | 3594 | 0.00010365
|  |  |  | c_DK2 | 3595 | 0.00011204 |  |  |  |  | c_DK1_LargeDecentral | 3595 | 0.00011098
|  |  |  | c_DK2 | 3596 | 0.00010757 |  |  |  |  | c_DK1_LargeDecentral | 3596 | 0.00011315
|  |  |  | c_DK2 | 3597 | 0.00010481 |  |  |  |  | c_DK1_LargeDecentral | 3597 | 0.00010498
|  |  |  | c_DK2 | 3598 | 0.00010034 |  |  |  |  | c_DK1_LargeDecentral | 3598 | 8.3154e-05
|  |  |  | c_DK2 | 3599 | 9.3927e-05 |  |  |  |  | c_DK1_LargeDecentral | 3599 | 5.6825e-05
|  |  |  | c_DK2 | 3600 | 8.4163e-05 |  |  |  |  | c_DK1_LargeDecentral | 3600 | 4.216e-05
|  |  |  | c_DK2 | 3601 | 7.8423e-05 |  |  |  |  | c_DK1_LargeDecentral | 3601 | 4.5327e-05
|  |  |  | c_DK2 | 3602 | 7.641e-05 |  |  |  |  | c_DK1_LargeDecentral | 3602 | 4.516e-05
|  |  |  | c_DK2 | 3603 | 7.6783e-05 |  |  |  |  | c_DK1_LargeDecentral | 3603 | 4.9159e-05
|  |  |  | c_DK2 | 3604 | 7.7678e-05 |  |  |  |  | c_DK1_LargeDecentral | 3604 | 7.1323e-05
|  |  |  | c_DK2 | 3605 | 8.0734e-05 |  |  |  |  | c_DK1_LargeDecentral | 3605 | 0.00011815
|  |  |  | c_DK2 | 3606 | 8.9381e-05 |  |  |  |  | c_DK1_LargeDecentral | 3606 | 0.00014381
|  |  |  | c_DK2 | 3607 | 0.00010168 |  |  |  |  | c_DK1_LargeDecentral | 3607 | 0.00014348
|  |  |  | c_DK2 | 3608 | 0.00011234 |  |  |  |  | c_DK1_LargeDecentral | 3608 | 0.00012248
|  |  |  | c_DK2 | 3609 | 0.00011868 |  |  |  |  | c_DK1_LargeDecentral | 3609 | 0.00011548
|  |  |  | c_DK2 | 3610 | 0.00012143 |  |  |  |  | c_DK1_LargeDecentral | 3610 | 0.00010665
|  |  |  | c_DK2 | 3611 | 0.00012031 |  |  |  |  | c_DK1_LargeDecentral | 3611 | 0.00010099
|  |  |  | c_DK2 | 3612 | 0.00011726 |  |  |  |  | c_DK1_LargeDecentral | 3612 | 9.8152e-05
|  |  |  | c_DK2 | 3613 | 0.00011495 |  |  |  |  | c_DK1_LargeDecentral | 3613 | 8.8487e-05
|  |  |  | c_DK2 | 3614 | 0.00011249 |  |  |  |  | c_DK1_LargeDecentral | 3614 | 8.4321e-05
|  |  |  | c_DK2 | 3615 | 0.00011025 |  |  |  |  | c_DK1_LargeDecentral | 3615 | 8.1155e-05
|  |  |  | c_DK2 | 3616 | 0.00010951 |  |  |  |  | c_DK1_LargeDecentral | 3616 | 8.2821e-05
|  |  |  | c_DK2 | 3617 | 0.00011376 |  |  |  |  | c_DK1_LargeDecentral | 3617 | 9.0153e-05
|  |  |  | c_DK2 | 3618 | 0.00011249 |  |  |  |  | c_DK1_LargeDecentral | 3618 | 9.3986e-05
|  |  |  | c_DK2 | 3619 | 0.0001101 |  |  |  |  | c_DK1_LargeDecentral | 3619 | 0.00010132
|  |  |  | c_DK2 | 3620 | 0.00010488 |  |  |  |  | c_DK1_LargeDecentral | 3620 | 0.00010315
|  |  |  | c_DK2 | 3621 | 0.00010161 |  |  |  |  | c_DK1_LargeDecentral | 3621 | 9.5986e-05
|  |  |  | c_DK2 | 3622 | 9.7729e-05 |  |  |  |  | c_DK1_LargeDecentral | 3622 | 7.5489e-05
|  |  |  | c_DK2 | 3623 | 9.1691e-05 |  |  |  |  | c_DK1_LargeDecentral | 3623 | 5.1159e-05
|  |  |  | c_DK2 | 3624 | 8.5504e-05 |  |  |  |  | c_DK1_LargeDecentral | 3624 | 4.0994e-05
|  |  |  | c_DK2 | 3625 | 7.9318e-05 |  |  |  |  | c_DK1_LargeDecentral | 3625 | 4.1494e-05
|  |  |  | c_DK2 | 3626 | 7.7603e-05 |  |  |  |  | c_DK1_LargeDecentral | 3626 | 3.8661e-05
|  |  |  | c_DK2 | 3627 | 7.6634e-05 |  |  |  |  | c_DK1_LargeDecentral | 3627 | 4.3994e-05
|  |  |  | c_DK2 | 3628 | 7.4845e-05 |  |  |  |  | c_DK1_LargeDecentral | 3628 | 6.4491e-05
|  |  |  | c_DK2 | 3629 | 7.4771e-05 |  |  |  |  | c_DK1_LargeDecentral | 3629 | 0.00010198
|  |  |  | c_DK2 | 3630 | 8.0212e-05 |  |  |  |  | c_DK1_LargeDecentral | 3630 | 0.00012931
|  |  |  | c_DK2 | 3631 | 8.7442e-05 |  |  |  |  | c_DK1_LargeDecentral | 3631 | 0.00012915
|  |  |  | c_DK2 | 3632 | 9.7729e-05 |  |  |  |  | c_DK1_LargeDecentral | 3632 | 0.00010882
|  |  |  | c_DK2 | 3633 | 0.00010421 |  |  |  |  | c_DK1_LargeDecentral | 3633 | 0.00010182
|  |  |  | c_DK2 | 3634 | 0.00010757 |  |  |  |  | c_DK1_LargeDecentral | 3634 | 9.8152e-05
|  |  |  | c_DK2 | 3635 | 0.00010727 |  |  |  |  | c_DK1_LargeDecentral | 3635 | 8.9987e-05
|  |  |  | c_DK2 | 3636 | 0.00010652 |  |  |  |  | c_DK1_LargeDecentral | 3636 | 8.6987e-05
|  |  |  | c_DK2 | 3637 | 0.00010548 |  |  |  |  | c_DK1_LargeDecentral | 3637 | 7.7322e-05
|  |  |  | c_DK2 | 3638 | 0.00010392 |  |  |  |  | c_DK1_LargeDecentral | 3638 | 8.0488e-05
|  |  |  | c_DK2 | 3639 | 0.00010228 |  |  |  |  | c_DK1_LargeDecentral | 3639 | 7.6155e-05
|  |  |  | c_DK2 | 3640 | 0.0001028 |  |  |  |  | c_DK1_LargeDecentral | 3640 | 7.7322e-05
|  |  |  | c_DK2 | 3641 | 0.00010727 |  |  |  |  | c_DK1_LargeDecentral | 3641 | 8.0655e-05
|  |  |  | c_DK2 | 3642 | 0.00010809 |  |  |  |  | c_DK1_LargeDecentral | 3642 | 8.4488e-05
|  |  |  | c_DK2 | 3643 | 0.00010488 |  |  |  |  | c_DK1_LargeDecentral | 3643 | 8.8987e-05
|  |  |  | c_DK2 | 3644 | 0.00010011 |  |  |  |  | c_DK1_LargeDecentral | 3644 | 9.0487e-05
|  |  |  | c_DK2 | 3645 | 9.7058e-05 |  |  |  |  | c_DK1_LargeDecentral | 3645 | 8.6154e-05
|  |  |  | c_DK2 | 3646 | 9.4449e-05 |  |  |  |  | c_DK1_LargeDecentral | 3646 | 6.7657e-05
|  |  |  | c_DK2 | 3647 | 8.9604e-05 |  |  |  |  | c_DK1_LargeDecentral | 3647 | 4.616e-05
|  |  |  | c_DK2 | 3648 | 8.5504e-05 |  |  |  |  | c_DK1_LargeDecentral | 3648 | 3.5161e-05
|  |  |  | c_DK2 | 3649 | 7.9392e-05 |  |  |  |  | c_DK1_LargeDecentral | 3649 | 3.9328e-05
|  |  |  | c_DK2 | 3650 | 7.6187e-05 |  |  |  |  | c_DK1_LargeDecentral | 3650 | 4.0661e-05
|  |  |  | c_DK2 | 3651 | 7.4696e-05 |  |  |  |  | c_DK1_LargeDecentral | 3651 | 4.9659e-05
|  |  |  | c_DK2 | 3652 | 7.2236e-05 |  |  |  |  | c_DK1_LargeDecentral | 3652 | 7.2323e-05
|  |  |  | c_DK2 | 3653 | 7.1714e-05 |  |  |  |  | c_DK1_LargeDecentral | 3653 | 0.00010765
|  |  |  | c_DK2 | 3654 | 7.8498e-05 |  |  |  |  | c_DK1_LargeDecentral | 3654 | 0.00011315
|  |  |  | c_DK2 | 3655 | 8.5653e-05 |  |  |  |  | c_DK1_LargeDecentral | 3655 | 0.00011548
|  |  |  | c_DK2 | 3656 | 9.5046e-05 |  |  |  |  | c_DK1_LargeDecentral | 3656 | 9.4153e-05
|  |  |  | c_DK2 | 3657 | 0.0001031 |  |  |  |  | c_DK1_LargeDecentral | 3657 | 8.8654e-05
|  |  |  | c_DK2 | 3658 | 0.00010794 |  |  |  |  | c_DK1_LargeDecentral | 3658 | 8.3988e-05
|  |  |  | c_DK2 | 3659 | 0.00010615 |  |  |  |  | c_DK1_LargeDecentral | 3659 | 7.9822e-05
|  |  |  | c_DK2 | 3660 | 0.00010496 |  |  |  |  | c_DK1_LargeDecentral | 3660 | 7.7989e-05
|  |  |  | c_DK2 | 3661 | 0.00010518 |  |  |  |  | c_DK1_LargeDecentral | 3661 | 7.0156e-05
|  |  |  | c_DK2 | 3662 | 0.0001025 |  |  |  |  | c_DK1_LargeDecentral | 3662 | 6.849e-05
|  |  |  | c_DK2 | 3663 | 0.00010093 |  |  |  |  | c_DK1_LargeDecentral | 3663 | 6.5324e-05
|  |  |  | c_DK2 | 3664 | 0.00010213 |  |  |  |  | c_DK1_LargeDecentral | 3664 | 6.8157e-05
|  |  |  | c_DK2 | 3665 | 0.00010705 |  |  |  |  | c_DK1_LargeDecentral | 3665 | 7.3656e-05
|  |  |  | c_DK2 | 3666 | 0.00010869 |  |  |  |  | c_DK1_LargeDecentral | 3666 | 7.7489e-05
|  |  |  | c_DK2 | 3667 | 0.00010734 |  |  |  |  | c_DK1_LargeDecentral | 3667 | 8.2321e-05
|  |  |  | c_DK2 | 3668 | 0.00010362 |  |  |  |  | c_DK1_LargeDecentral | 3668 | 8.4654e-05
|  |  |  | c_DK2 | 3669 | 9.9518e-05 |  |  |  |  | c_DK1_LargeDecentral | 3669 | 8.0988e-05
|  |  |  | c_DK2 | 3670 | 9.5195e-05 |  |  |  |  | c_DK1_LargeDecentral | 3670 | 6.3657e-05
|  |  |  | c_DK2 | 3671 | 8.9455e-05 |  |  |  |  | c_DK1_LargeDecentral | 3671 | 4.4327e-05
|  |  |  | c_DK2 | 3672 | 8.1032e-05 |  |  |  |  | c_DK1_LargeDecentral | 3672 | 3.0329e-05
|  |  |  | c_DK2 | 3673 | 7.6261e-05 |  |  |  |  | c_DK1_LargeDecentral | 3673 | 3.4162e-05
|  |  |  | c_DK2 | 3674 | 7.559e-05 |  |  |  |  | c_DK1_LargeDecentral | 3674 | 3.3828e-05
|  |  |  | c_DK2 | 3675 | 7.723e-05 |  |  |  |  | c_DK1_LargeDecentral | 3675 | 3.6661e-05
|  |  |  | c_DK2 | 3676 | 7.6112e-05 |  |  |  |  | c_DK1_LargeDecentral | 3676 | 5.6158e-05
|  |  |  | c_DK2 | 3677 | 8.1628e-05 |  |  |  |  | c_DK1_LargeDecentral | 3677 | 9.7486e-05
|  |  |  | c_DK2 | 3678 | 9.5418e-05 |  |  |  |  | c_DK1_LargeDecentral | 3678 | 0.00011665
|  |  |  | c_DK2 | 3679 | 0.00011107 |  |  |  |  | c_DK1_LargeDecentral | 3679 | 0.00011482
|  |  |  | c_DK2 | 3680 | 0.00012061 |  |  |  |  | c_DK1_LargeDecentral | 3680 | 9.1653e-05
|  |  |  | c_DK2 | 3681 | 0.00012576 |  |  |  |  | c_DK1_LargeDecentral | 3681 | 8.8154e-05
|  |  |  | c_DK2 | 3682 | 0.00012919 |  |  |  |  | c_DK1_LargeDecentral | 3682 | 8.2155e-05
|  |  |  | c_DK2 | 3683 | 0.00013015 |  |  |  |  | c_DK1_LargeDecentral | 3683 | 7.8822e-05
|  |  |  | c_DK2 | 3684 | 0.00012665 |  |  |  |  | c_DK1_LargeDecentral | 3684 | 7.6489e-05
|  |  |  | c_DK2 | 3685 | 0.00012583 |  |  |  |  | c_DK1_LargeDecentral | 3685 | 6.6157e-05
|  |  |  | c_DK2 | 3686 | 0.00012307 |  |  |  |  | c_DK1_LargeDecentral | 3686 | 6.4324e-05
|  |  |  | c_DK2 | 3687 | 0.00011897 |  |  |  |  | c_DK1_LargeDecentral | 3687 | 5.9991e-05
|  |  |  | c_DK2 | 3688 | 0.00011793 |  |  |  |  | c_DK1_LargeDecentral | 3688 | 6.1824e-05
|  |  |  | c_DK2 | 3689 | 0.00012277 |  |  |  |  | c_DK1_LargeDecentral | 3689 | 6.7323e-05
|  |  |  | c_DK2 | 3690 | 0.00012121 |  |  |  |  | c_DK1_LargeDecentral | 3690 | 6.9323e-05
|  |  |  | c_DK2 | 3691 | 0.00011376 |  |  |  |  | c_DK1_LargeDecentral | 3691 | 7.4822e-05
|  |  |  | c_DK2 | 3692 | 0.00010615 |  |  |  |  | c_DK1_LargeDecentral | 3692 | 7.8822e-05
|  |  |  | c_DK2 | 3693 | 0.00010004 |  |  |  |  | c_DK1_LargeDecentral | 3693 | 7.2489e-05
|  |  |  | c_DK2 | 3694 | 9.4971e-05 |  |  |  |  | c_DK1_LargeDecentral | 3694 | 5.8491e-05
|  |  |  | c_DK2 | 3695 | 8.9082e-05 |  |  |  |  | c_DK1_LargeDecentral | 3695 | 3.9494e-05
|  |  |  | c_DK2 | 3696 | 8.6697e-05 |  |  |  |  | c_DK1_LargeDecentral | 3696 | 3.1495e-05
|  |  |  | c_DK2 | 3697 | 8.0957e-05 |  |  |  |  | c_DK1_LargeDecentral | 3697 | 3.4995e-05
|  |  |  | c_DK2 | 3698 | 7.8796e-05 |  |  |  |  | c_DK1_LargeDecentral | 3698 | 3.4995e-05
|  |  |  | c_DK2 | 3699 | 7.9467e-05 |  |  |  |  | c_DK1_LargeDecentral | 3699 | 3.7994e-05
|  |  |  | c_DK2 | 3700 | 7.9019e-05 |  |  |  |  | c_DK1_LargeDecentral | 3700 | 5.8158e-05
|  |  |  | c_DK2 | 3701 | 8.4386e-05 |  |  |  |  | c_DK1_LargeDecentral | 3701 | 9.9819e-05
|  |  |  | c_DK2 | 3702 | 9.7655e-05 |  |  |  |  | c_DK1_LargeDecentral | 3702 | 0.00012048
|  |  |  | c_DK2 | 3703 | 0.00011525 |  |  |  |  | c_DK1_LargeDecentral | 3703 | 0.00011815
|  |  |  | c_DK2 | 3704 | 0.00012412 |  |  |  |  | c_DK1_LargeDecentral | 3704 | 9.7319e-05
|  |  |  | c_DK2 | 3705 | 0.00012635 |  |  |  |  | c_DK1_LargeDecentral | 3705 | 9.282e-05
|  |  |  | c_DK2 | 3706 | 0.0001262 |  |  |  |  | c_DK1_LargeDecentral | 3706 | 8.6821e-05
|  |  |  | c_DK2 | 3707 | 0.00012546 |  |  |  |  | c_DK1_LargeDecentral | 3707 | 8.2988e-05
|  |  |  | c_DK2 | 3708 | 0.00012509 |  |  |  |  | c_DK1_LargeDecentral | 3708 | 8.0155e-05
|  |  |  | c_DK2 | 3709 | 0.00012509 |  |  |  |  | c_DK1_LargeDecentral | 3709 | 6.9823e-05
|  |  |  | c_DK2 | 3710 | 0.00012307 |  |  |  |  | c_DK1_LargeDecentral | 3710 | 6.749e-05
|  |  |  | c_DK2 | 3711 | 0.00011964 |  |  |  |  | c_DK1_LargeDecentral | 3711 | 6.3157e-05
|  |  |  | c_DK2 | 3712 | 0.00011741 |  |  |  |  | c_DK1_LargeDecentral | 3712 | 6.4491e-05
|  |  |  | c_DK2 | 3713 | 0.00012069 |  |  |  |  | c_DK1_LargeDecentral | 3713 | 6.999e-05
|  |  |  | c_DK2 | 3714 | 0.00011838 |  |  |  |  | c_DK1_LargeDecentral | 3714 | 7.2323e-05
|  |  |  | c_DK2 | 3715 | 0.00011383 |  |  |  |  | c_DK1_LargeDecentral | 3715 | 7.7989e-05
|  |  |  | c_DK2 | 3716 | 0.00011033 |  |  |  |  | c_DK1_LargeDecentral | 3716 | 8.1155e-05
|  |  |  | c_DK2 | 3717 | 0.00010764 |  |  |  |  | c_DK1_LargeDecentral | 3717 | 7.4822e-05
|  |  |  | c_DK2 | 3718 | 0.00010265 |  |  |  |  | c_DK1_LargeDecentral | 3718 | 5.9991e-05
|  |  |  | c_DK2 | 3719 | 9.5344e-05 |  |  |  |  | c_DK1_LargeDecentral | 3719 | 4.0494e-05
|  |  |  | c_DK2 | 3720 | 8.0436e-05 |  |  |  |  | c_DK1_LargeDecentral | 3720 | 2.7663e-05
|  |  |  | c_DK2 | 3721 | 7.492e-05 |  |  |  |  | c_DK1_LargeDecentral | 3721 | 3.1162e-05
|  |  |  | c_DK2 | 3722 | 7.3578e-05 |  |  |  |  | c_DK1_LargeDecentral | 3722 | 3.0662e-05
|  |  |  | c_DK2 | 3723 | 7.2385e-05 |  |  |  |  | c_DK1_LargeDecentral | 3723 | 3.3495e-05
|  |  |  | c_DK2 | 3724 | 6.9702e-05 |  |  |  |  | c_DK1_LargeDecentral | 3724 | 5.1992e-05
|  |  |  | c_DK2 | 3725 | 6.8807e-05 |  |  |  |  | c_DK1_LargeDecentral | 3725 | 9.1487e-05
|  |  |  | c_DK2 | 3726 | 7.4174e-05 |  |  |  |  | c_DK1_LargeDecentral | 3726 | 0.00010948
|  |  |  | c_DK2 | 3727 | 8.9604e-05 |  |  |  |  | c_DK1_LargeDecentral | 3727 | 0.00010765
|  |  |  | c_DK2 | 3728 | 0.00010049 |  |  |  |  | c_DK1_LargeDecentral | 3728 | 8.732e-05
|  |  |  | c_DK2 | 3729 | 0.00010548 |  |  |  |  | c_DK1_LargeDecentral | 3729 | 8.3821e-05
|  |  |  | c_DK2 | 3730 | 0.00010734 |  |  |  |  | c_DK1_LargeDecentral | 3730 | 7.8155e-05
|  |  |  | c_DK2 | 3731 | 0.0001072 |  |  |  |  | c_DK1_LargeDecentral | 3731 | 7.5156e-05
|  |  |  | c_DK2 | 3732 | 0.00010638 |  |  |  |  | c_DK1_LargeDecentral | 3732 | 7.2656e-05
|  |  |  | c_DK2 | 3733 | 0.00010503 |  |  |  |  | c_DK1_LargeDecentral | 3733 | 6.2491e-05
|  |  |  | c_DK2 | 3734 | 0.00010317 |  |  |  |  | c_DK1_LargeDecentral | 3734 | 5.9825e-05
|  |  |  | c_DK2 | 3735 | 0.00010123 |  |  |  |  | c_DK1_LargeDecentral | 3735 | 5.5492e-05
|  |  |  | c_DK2 | 3736 | 0.00010071 |  |  |  |  | c_DK1_LargeDecentral | 3736 | 5.6492e-05
|  |  |  | c_DK2 | 3737 | 0.00010265 |  |  |  |  | c_DK1_LargeDecentral | 3737 | 6.1991e-05
|  |  |  | c_DK2 | 3738 | 0.00010153 |  |  |  |  | c_DK1_LargeDecentral | 3738 | 6.3824e-05
|  |  |  | c_DK2 | 3739 | 9.7505e-05 |  |  |  |  | c_DK1_LargeDecentral | 3739 | 6.849e-05
|  |  |  | c_DK2 | 3740 | 9.3033e-05 |  |  |  |  | c_DK1_LargeDecentral | 3740 | 7.1989e-05
|  |  |  | c_DK2 | 3741 | 9.02e-05 |  |  |  |  | c_DK1_LargeDecentral | 3741 | 6.6324e-05
|  |  |  | c_DK2 | 3742 | 9.0797e-05 |  |  |  |  | c_DK1_LargeDecentral | 3742 | 5.3492e-05
|  |  |  | c_DK2 | 3743 | 8.7592e-05 |  |  |  |  | c_DK1_LargeDecentral | 3743 | 3.5828e-05
|  |  |  | c_DK2 | 3744 | 8.6101e-05 |  |  |  |  | c_DK1_LargeDecentral | 3744 | 2.6996e-05
|  |  |  | c_DK2 | 3745 | 8.0137e-05 |  |  |  |  | c_DK1_LargeDecentral | 3745 | 3.0496e-05
|  |  |  | c_DK2 | 3746 | 7.7007e-05 |  |  |  |  | c_DK1_LargeDecentral | 3746 | 2.9996e-05
|  |  |  | c_DK2 | 3747 | 7.7678e-05 |  |  |  |  | c_DK1_LargeDecentral | 3747 | 3.2662e-05
|  |  |  | c_DK2 | 3748 | 7.5292e-05 |  |  |  |  | c_DK1_LargeDecentral | 3748 | 5.0659e-05
|  |  |  | c_DK2 | 3749 | 7.8721e-05 |  |  |  |  | c_DK1_LargeDecentral | 3749 | 8.932e-05
|  |  |  | c_DK2 | 3750 | 9.3108e-05 |  |  |  |  | c_DK1_LargeDecentral | 3750 | 0.00010698
|  |  |  | c_DK2 | 3751 | 0.00011018 |  |  |  |  | c_DK1_LargeDecentral | 3751 | 0.00010532
|  |  |  | c_DK2 | 3752 | 0.00011927 |  |  |  |  | c_DK1_LargeDecentral | 3752 | 8.5321e-05
|  |  |  | c_DK2 | 3753 | 0.0001233 |  |  |  |  | c_DK1_LargeDecentral | 3753 | 8.1988e-05
|  |  |  | c_DK2 | 3754 | 0.00013112 |  |  |  |  | c_DK1_LargeDecentral | 3754 | 7.6822e-05
|  |  |  | c_DK2 | 3755 | 0.00013023 |  |  |  |  | c_DK1_LargeDecentral | 3755 | 7.3656e-05
|  |  |  | c_DK2 | 3756 | 0.00012874 |  |  |  |  | c_DK1_LargeDecentral | 3756 | 7.1489e-05
|  |  |  | c_DK2 | 3757 | 0.00012956 |  |  |  |  | c_DK1_LargeDecentral | 3757 | 6.0991e-05
|  |  |  | c_DK2 | 3758 | 0.00012919 |  |  |  |  | c_DK1_LargeDecentral | 3758 | 5.8491e-05
|  |  |  | c_DK2 | 3759 | 0.00012598 |  |  |  |  | c_DK1_LargeDecentral | 3759 | 5.4325e-05
|  |  |  | c_DK2 | 3760 | 0.00012516 |  |  |  |  | c_DK1_LargeDecentral | 3760 | 5.5159e-05
|  |  |  | c_DK2 | 3761 | 0.00013127 |  |  |  |  | c_DK1_LargeDecentral | 3761 | 6.0324e-05
|  |  |  | c_DK2 | 3762 | 0.0001306 |  |  |  |  | c_DK1_LargeDecentral | 3762 | 6.1991e-05
|  |  |  | c_DK2 | 3763 | 0.00012546 |  |  |  |  | c_DK1_LargeDecentral | 3763 | 6.6657e-05
|  |  |  | c_DK2 | 3764 | 0.00011882 |  |  |  |  | c_DK1_LargeDecentral | 3764 | 7.0156e-05
|  |  |  | c_DK2 | 3765 | 0.00011331 |  |  |  |  | c_DK1_LargeDecentral | 3765 | 6.4491e-05
|  |  |  | c_DK2 | 3766 | 0.00010697 |  |  |  |  | c_DK1_LargeDecentral | 3766 | 5.2159e-05
|  |  |  | c_DK2 | 3767 | 9.8922e-05 |  |  |  |  | c_DK1_LargeDecentral | 3767 | 3.4828e-05
|  |  |  | c_DK2 | 3768 | 8.8039e-05 |  |  |  |  | c_DK1_LargeDecentral | 3768 | 2.9662e-05
|  |  |  | c_DK2 | 3769 | 8.3268e-05 |  |  |  |  | c_DK1_LargeDecentral | 3769 | 3.2495e-05
|  |  |  | c_DK2 | 3770 | 8.1852e-05 |  |  |  |  | c_DK1_LargeDecentral | 3770 | 3.1829e-05
|  |  |  | c_DK2 | 3771 | 8.2076e-05 |  |  |  |  | c_DK1_LargeDecentral | 3771 | 3.4495e-05
|  |  |  | c_DK2 | 3772 | 8.1852e-05 |  |  |  |  | c_DK1_LargeDecentral | 3772 | 5.2992e-05
|  |  |  | c_DK2 | 3773 | 8.5504e-05 |  |  |  |  | c_DK1_LargeDecentral | 3773 | 9.2986e-05
|  |  |  | c_DK2 | 3774 | 9.6462e-05 |  |  |  |  | c_DK1_LargeDecentral | 3774 | 0.00011132
|  |  |  | c_DK2 | 3775 | 0.0001148 |  |  |  |  | c_DK1_LargeDecentral | 3775 | 0.00011165
|  |  |  | c_DK2 | 3776 | 0.00012404 |  |  |  |  | c_DK1_LargeDecentral | 3776 | 9.182e-05
|  |  |  | c_DK2 | 3777 | 0.0001274 |  |  |  |  | c_DK1_LargeDecentral | 3777 | 8.832e-05
|  |  |  | c_DK2 | 3778 | 0.0001303 |  |  |  |  | c_DK1_LargeDecentral | 3778 | 8.1155e-05
|  |  |  | c_DK2 | 3779 | 0.00012926 |  |  |  |  | c_DK1_LargeDecentral | 3779 | 7.7322e-05
|  |  |  | c_DK2 | 3780 | 0.00012665 |  |  |  |  | c_DK1_LargeDecentral | 3780 | 7.5489e-05
|  |  |  | c_DK2 | 3781 | 0.00012456 |  |  |  |  | c_DK1_LargeDecentral | 3781 | 6.5657e-05
|  |  |  | c_DK2 | 3782 | 0.00012121 |  |  |  |  | c_DK1_LargeDecentral | 3782 | 6.2158e-05
|  |  |  | c_DK2 | 3783 | 0.00011778 |  |  |  |  | c_DK1_LargeDecentral | 3783 | 5.7825e-05
|  |  |  | c_DK2 | 3784 | 0.00011666 |  |  |  |  | c_DK1_LargeDecentral | 3784 | 5.8658e-05
|  |  |  | c_DK2 | 3785 | 0.00011853 |  |  |  |  | c_DK1_LargeDecentral | 3785 | 6.499e-05
|  |  |  | c_DK2 | 3786 | 0.00011868 |  |  |  |  | c_DK1_LargeDecentral | 3786 | 6.749e-05
|  |  |  | c_DK2 | 3787 | 0.00011458 |  |  |  |  | c_DK1_LargeDecentral | 3787 | 7.3489e-05
|  |  |  | c_DK2 | 3788 | 0.00010936 |  |  |  |  | c_DK1_LargeDecentral | 3788 | 7.5989e-05
|  |  |  | c_DK2 | 3789 | 0.00010436 |  |  |  |  | c_DK1_LargeDecentral | 3789 | 7.0656e-05
|  |  |  | c_DK2 | 3790 | 0.00010138 |  |  |  |  | c_DK1_LargeDecentral | 3790 | 5.6492e-05
|  |  |  | c_DK2 | 3791 | 9.6238e-05 |  |  |  |  | c_DK1_LargeDecentral | 3791 | 3.7494e-05
|  |  |  | c_DK2 | 3792 | 8.6697e-05 |  |  |  |  | c_DK1_LargeDecentral | 3792 | 3.3162e-05
|  |  |  | c_DK2 | 3793 | 8.1106e-05 |  |  |  |  | c_DK1_LargeDecentral | 3793 | 3.3995e-05
|  |  |  | c_DK2 | 3794 | 7.7827e-05 |  |  |  |  | c_DK1_LargeDecentral | 3794 | 3.0662e-05
|  |  |  | c_DK2 | 3795 | 7.6709e-05 |  |  |  |  | c_DK1_LargeDecentral | 3795 | 3.5495e-05
|  |  |  | c_DK2 | 3796 | 7.559e-05 |  |  |  |  | c_DK1_LargeDecentral | 3796 | 5.3825e-05
|  |  |  | c_DK2 | 3797 | 7.6112e-05 |  |  |  |  | c_DK1_LargeDecentral | 3797 | 8.7987e-05
|  |  |  | c_DK2 | 3798 | 8.0361e-05 |  |  |  |  | c_DK1_LargeDecentral | 3798 | 0.00011248
|  |  |  | c_DK2 | 3799 | 8.8411e-05 |  |  |  |  | c_DK1_LargeDecentral | 3799 | 0.00011198
|  |  |  | c_DK2 | 3800 | 9.84e-05 |  |  |  |  | c_DK1_LargeDecentral | 3800 | 9.1986e-05
|  |  |  | c_DK2 | 3801 | 0.00010682 |  |  |  |  | c_DK1_LargeDecentral | 3801 | 8.732e-05
|  |  |  | c_DK2 | 3802 | 0.00011137 |  |  |  |  | c_DK1_LargeDecentral | 3802 | 8.4321e-05
|  |  |  | c_DK2 | 3803 | 0.00011279 |  |  |  |  | c_DK1_LargeDecentral | 3803 | 7.6822e-05
|  |  |  | c_DK2 | 3804 | 0.00011144 |  |  |  |  | c_DK1_LargeDecentral | 3804 | 7.4656e-05
|  |  |  | c_DK2 | 3805 | 0.00010913 |  |  |  |  | c_DK1_LargeDecentral | 3805 | 6.499e-05
|  |  |  | c_DK2 | 3806 | 0.00010809 |  |  |  |  | c_DK1_LargeDecentral | 3806 | 6.8657e-05
|  |  |  | c_DK2 | 3807 | 0.000106 |  |  |  |  | c_DK1_LargeDecentral | 3807 | 6.3157e-05
|  |  |  | c_DK2 | 3808 | 0.00010556 |  |  |  |  | c_DK1_LargeDecentral | 3808 | 6.4157e-05
|  |  |  | c_DK2 | 3809 | 0.00010884 |  |  |  |  | c_DK1_LargeDecentral | 3809 | 6.6324e-05
|  |  |  | c_DK2 | 3810 | 0.00010772 |  |  |  |  | c_DK1_LargeDecentral | 3810 | 6.8823e-05
|  |  |  | c_DK2 | 3811 | 0.0001028 |  |  |  |  | c_DK1_LargeDecentral | 3811 | 7.2656e-05
|  |  |  | c_DK2 | 3812 | 9.7878e-05 |  |  |  |  | c_DK1_LargeDecentral | 3812 | 7.4822e-05
|  |  |  | c_DK2 | 3813 | 9.4598e-05 |  |  |  |  | c_DK1_LargeDecentral | 3813 | 7.1489e-05
|  |  |  | c_DK2 | 3814 | 9.1915e-05 |  |  |  |  | c_DK1_LargeDecentral | 3814 | 5.6658e-05
|  |  |  | c_DK2 | 3815 | 8.7815e-05 |  |  |  |  | c_DK1_LargeDecentral | 3815 | 3.7994e-05
|  |  |  | c_DK2 | 3816 | 8.5281e-05 |  |  |  |  | c_DK1_LargeDecentral | 3816 | 3.3828e-05
|  |  |  | c_DK2 | 3817 | 8.0361e-05 |  |  |  |  | c_DK1_LargeDecentral | 3817 | 3.7994e-05
|  |  |  | c_DK2 | 3818 | 7.723e-05 |  |  |  |  | c_DK1_LargeDecentral | 3818 | 3.9494e-05
|  |  |  | c_DK2 | 3819 | 7.6112e-05 |  |  |  |  | c_DK1_LargeDecentral | 3819 | 4.8326e-05
|  |  |  | c_DK2 | 3820 | 7.4845e-05 |  |  |  |  | c_DK1_LargeDecentral | 3820 | 7.0656e-05
|  |  |  | c_DK2 | 3821 | 7.3131e-05 |  |  |  |  | c_DK1_LargeDecentral | 3821 | 0.00010598
|  |  |  | c_DK2 | 3822 | 7.7678e-05 |  |  |  |  | c_DK1_LargeDecentral | 3822 | 0.00011115
|  |  |  | c_DK2 | 3823 | 8.3566e-05 |  |  |  |  | c_DK1_LargeDecentral | 3823 | 0.00011315
|  |  |  | c_DK2 | 3824 | 9.1989e-05 |  |  |  |  | c_DK1_LargeDecentral | 3824 | 9.132e-05
|  |  |  | c_DK2 | 3825 | 9.8698e-05 |  |  |  |  | c_DK1_LargeDecentral | 3825 | 8.6821e-05
|  |  |  | c_DK2 | 3826 | 0.0001019 |  |  |  |  | c_DK1_LargeDecentral | 3826 | 8.1988e-05
|  |  |  | c_DK2 | 3827 | 0.00010257 |  |  |  |  | c_DK1_LargeDecentral | 3827 | 7.7822e-05
|  |  |  | c_DK2 | 3828 | 0.00010116 |  |  |  |  | c_DK1_LargeDecentral | 3828 | 7.5989e-05
|  |  |  | c_DK2 | 3829 | 0.00010108 |  |  |  |  | c_DK1_LargeDecentral | 3829 | 6.799e-05
|  |  |  | c_DK2 | 3830 | 9.9369e-05 |  |  |  |  | c_DK1_LargeDecentral | 3830 | 6.6324e-05
|  |  |  | c_DK2 | 3831 | 9.7953e-05 |  |  |  |  | c_DK1_LargeDecentral | 3831 | 6.2657e-05
|  |  |  | c_DK2 | 3832 | 9.9145e-05 |  |  |  |  | c_DK1_LargeDecentral | 3832 | 6.5324e-05
|  |  |  | c_DK2 | 3833 | 0.00010429 |  |  |  |  | c_DK1_LargeDecentral | 3833 | 7.099e-05
|  |  |  | c_DK2 | 3834 | 0.00010742 |  |  |  |  | c_DK1_LargeDecentral | 3834 | 7.4489e-05
|  |  |  | c_DK2 | 3835 | 0.00010295 |  |  |  |  | c_DK1_LargeDecentral | 3835 | 7.8988e-05
|  |  |  | c_DK2 | 3836 | 9.84e-05 |  |  |  |  | c_DK1_LargeDecentral | 3836 | 8.1988e-05
|  |  |  | c_DK2 | 3837 | 9.594e-05 |  |  |  |  | c_DK1_LargeDecentral | 3837 | 7.8488e-05
|  |  |  | c_DK2 | 3838 | 9.3331e-05 |  |  |  |  | c_DK1_LargeDecentral | 3838 | 6.1824e-05
|  |  |  | c_DK2 | 3839 | 8.8561e-05 |  |  |  |  | c_DK1_LargeDecentral | 3839 | 4.2994e-05
|  |  |  | c_DK2 | 3840 | 8.1777e-05 |  |  |  |  | c_DK1_LargeDecentral | 3840 | 3.4662e-05
|  |  |  | c_DK2 | 3841 | 7.6858e-05 |  |  |  |  | c_DK1_LargeDecentral | 3841 | 3.8161e-05
|  |  |  | c_DK2 | 3842 | 7.5143e-05 |  |  |  |  | c_DK1_LargeDecentral | 3842 | 3.8328e-05
|  |  |  | c_DK2 | 3843 | 7.4621e-05 |  |  |  |  | c_DK1_LargeDecentral | 3843 | 4.1994e-05
|  |  |  | c_DK2 | 3844 | 7.4025e-05 |  |  |  |  | c_DK1_LargeDecentral | 3844 | 6.2324e-05
|  |  |  | c_DK2 | 3845 | 7.4174e-05 |  |  |  |  | c_DK1_LargeDecentral | 3845 | 0.00010515
|  |  |  | c_DK2 | 3846 | 8.0137e-05 |  |  |  |  | c_DK1_LargeDecentral | 3846 | 0.00012648
|  |  |  | c_DK2 | 3847 | 8.7592e-05 |  |  |  |  | c_DK1_LargeDecentral | 3847 | 0.00012432
|  |  |  | c_DK2 | 3848 | 9.6238e-05 |  |  |  |  | c_DK1_LargeDecentral | 3848 | 0.00010165
|  |  |  | c_DK2 | 3849 | 0.00010332 |  |  |  |  | c_DK1_LargeDecentral | 3849 | 9.6986e-05
|  |  |  | c_DK2 | 3850 | 0.00010876 |  |  |  |  | c_DK1_LargeDecentral | 3850 | 9.032e-05
|  |  |  | c_DK2 | 3851 | 0.00011092 |  |  |  |  | c_DK1_LargeDecentral | 3851 | 8.6321e-05
|  |  |  | c_DK2 | 3852 | 0.00011115 |  |  |  |  | c_DK1_LargeDecentral | 3852 | 8.3154e-05
|  |  |  | c_DK2 | 3853 | 0.00011062 |  |  |  |  | c_DK1_LargeDecentral | 3853 | 7.3822e-05
|  |  |  | c_DK2 | 3854 | 0.00010824 |  |  |  |  | c_DK1_LargeDecentral | 3854 | 7.1656e-05
|  |  |  | c_DK2 | 3855 | 0.00010697 |  |  |  |  | c_DK1_LargeDecentral | 3855 | 6.8657e-05
|  |  |  | c_DK2 | 3856 | 0.00010921 |  |  |  |  | c_DK1_LargeDecentral | 3856 | 7.0323e-05
|  |  |  | c_DK2 | 3857 | 0.00011435 |  |  |  |  | c_DK1_LargeDecentral | 3857 | 7.6155e-05
|  |  |  | c_DK2 | 3858 | 0.00011696 |  |  |  |  | c_DK1_LargeDecentral | 3858 | 7.8822e-05
|  |  |  | c_DK2 | 3859 | 0.00011219 |  |  |  |  | c_DK1_LargeDecentral | 3859 | 8.4654e-05
|  |  |  | c_DK2 | 3860 | 0.00010734 |  |  |  |  | c_DK1_LargeDecentral | 3860 | 8.8154e-05
|  |  |  | c_DK2 | 3861 | 0.00010257 |  |  |  |  | c_DK1_LargeDecentral | 3861 | 8.1155e-05
|  |  |  | c_DK2 | 3862 | 9.7655e-05 |  |  |  |  | c_DK1_LargeDecentral | 3862 | 6.499e-05
|  |  |  | c_DK2 | 3863 | 9.184e-05 |  |  |  |  | c_DK1_LargeDecentral | 3863 | 4.3994e-05
|  |  |  | c_DK2 | 3864 | 8.5355e-05 |  |  |  |  | c_DK1_LargeDecentral | 3864 | 3.0995e-05
|  |  |  | c_DK2 | 3865 | 8.1479e-05 |  |  |  |  | c_DK1_LargeDecentral | 3865 | 3.4495e-05
|  |  |  | c_DK2 | 3866 | 7.9467e-05 |  |  |  |  | c_DK1_LargeDecentral | 3866 | 3.4495e-05
|  |  |  | c_DK2 | 3867 | 8.1106e-05 |  |  |  |  | c_DK1_LargeDecentral | 3867 | 3.7494e-05
|  |  |  | c_DK2 | 3868 | 8.0734e-05 |  |  |  |  | c_DK1_LargeDecentral | 3868 | 5.7492e-05
|  |  |  | c_DK2 | 3869 | 8.5355e-05 |  |  |  |  | c_DK1_LargeDecentral | 3869 | 9.8652e-05
|  |  |  | c_DK2 | 3870 | 9.8102e-05 |  |  |  |  | c_DK1_LargeDecentral | 3870 | 0.00011898
|  |  |  | c_DK2 | 3871 | 0.00011771 |  |  |  |  | c_DK1_LargeDecentral | 3871 | 0.00011698
|  |  |  | c_DK2 | 3872 | 0.00012695 |  |  |  |  | c_DK1_LargeDecentral | 3872 | 9.5986e-05
|  |  |  | c_DK2 | 3873 | 0.00013015 |  |  |  |  | c_DK1_LargeDecentral | 3873 | 9.182e-05
|  |  |  | c_DK2 | 3874 | 0.00013157 |  |  |  |  | c_DK1_LargeDecentral | 3874 | 8.5654e-05
|  |  |  | c_DK2 | 3875 | 0.00013142 |  |  |  |  | c_DK1_LargeDecentral | 3875 | 8.2155e-05
|  |  |  | c_DK2 | 3876 | 0.0001306 |  |  |  |  | c_DK1_LargeDecentral | 3876 | 7.9322e-05
|  |  |  | c_DK2 | 3877 | 0.0001306 |  |  |  |  | c_DK1_LargeDecentral | 3877 | 6.9323e-05
|  |  |  | c_DK2 | 3878 | 0.00012851 |  |  |  |  | c_DK1_LargeDecentral | 3878 | 6.6657e-05
|  |  |  | c_DK2 | 3879 | 0.00012628 |  |  |  |  | c_DK1_LargeDecentral | 3879 | 6.2324e-05
|  |  |  | c_DK2 | 3880 | 0.00012486 |  |  |  |  | c_DK1_LargeDecentral | 3880 | 6.3491e-05
|  |  |  | c_DK2 | 3881 | 0.00012866 |  |  |  |  | c_DK1_LargeDecentral | 3881 | 6.9156e-05
|  |  |  | c_DK2 | 3882 | 0.00012829 |  |  |  |  | c_DK1_LargeDecentral | 3882 | 7.1656e-05
|  |  |  | c_DK2 | 3883 | 0.00012106 |  |  |  |  | c_DK1_LargeDecentral | 3883 | 7.6822e-05
|  |  |  | c_DK2 | 3884 | 0.00011487 |  |  |  |  | c_DK1_LargeDecentral | 3884 | 8.0155e-05
|  |  |  | c_DK2 | 3885 | 0.00011055 |  |  |  |  | c_DK1_LargeDecentral | 3885 | 7.3822e-05
|  |  |  | c_DK2 | 3886 | 0.00010563 |  |  |  |  | c_DK1_LargeDecentral | 3886 | 5.9158e-05
|  |  |  | c_DK2 | 3887 | 9.8996e-05 |  |  |  |  | c_DK1_LargeDecentral | 3887 | 3.9994e-05
|  |  |  | c_DK2 | 3888 | 8.6399e-05 |  |  |  |  | c_DK1_LargeDecentral | 3888 | 2.9329e-05
|  |  |  | c_DK2 | 3889 | 8.2299e-05 |  |  |  |  | c_DK1_LargeDecentral | 3889 | 3.3162e-05
|  |  |  | c_DK2 | 3890 | 8.1032e-05 |  |  |  |  | c_DK1_LargeDecentral | 3890 | 3.2829e-05
|  |  |  | c_DK2 | 3891 | 8.1106e-05 |  |  |  |  | c_DK1_LargeDecentral | 3891 | 3.5828e-05
|  |  |  | c_DK2 | 3892 | 8.2448e-05 |  |  |  |  | c_DK1_LargeDecentral | 3892 | 5.5492e-05
|  |  |  | c_DK2 | 3893 | 8.789e-05 |  |  |  |  | c_DK1_LargeDecentral | 3893 | 9.6153e-05
|  |  |  | c_DK2 | 3894 | 9.9816e-05 |  |  |  |  | c_DK1_LargeDecentral | 3894 | 0.00011598
|  |  |  | c_DK2 | 3895 | 0.00011487 |  |  |  |  | c_DK1_LargeDecentral | 3895 | 0.00011382
|  |  |  | c_DK2 | 3896 | 0.00012471 |  |  |  |  | c_DK1_LargeDecentral | 3896 | 9.282e-05
|  |  |  | c_DK2 | 3897 | 0.00012911 |  |  |  |  | c_DK1_LargeDecentral | 3897 | 8.8987e-05
|  |  |  | c_DK2 | 3898 | 0.00013097 |  |  |  |  | c_DK1_LargeDecentral | 3898 | 8.3154e-05
|  |  |  | c_DK2 | 3899 | 0.0001312 |  |  |  |  | c_DK1_LargeDecentral | 3899 | 7.9655e-05
|  |  |  | c_DK2 | 3900 | 0.00013209 |  |  |  |  | c_DK1_LargeDecentral | 3900 | 7.7322e-05
|  |  |  | c_DK2 | 3901 | 0.00013015 |  |  |  |  | c_DK1_LargeDecentral | 3901 | 6.6657e-05
|  |  |  | c_DK2 | 3902 | 0.00012784 |  |  |  |  | c_DK1_LargeDecentral | 3902 | 6.3991e-05
|  |  |  | c_DK2 | 3903 | 0.00012635 |  |  |  |  | c_DK1_LargeDecentral | 3903 | 5.9825e-05
|  |  |  | c_DK2 | 3904 | 0.00012561 |  |  |  |  | c_DK1_LargeDecentral | 3904 | 6.0658e-05
|  |  |  | c_DK2 | 3905 | 0.0001303 |  |  |  |  | c_DK1_LargeDecentral | 3905 | 6.649e-05
|  |  |  | c_DK2 | 3906 | 0.00012725 |  |  |  |  | c_DK1_LargeDecentral | 3906 | 6.849e-05
|  |  |  | c_DK2 | 3907 | 0.00012158 |  |  |  |  | c_DK1_LargeDecentral | 3907 | 7.3822e-05
|  |  |  | c_DK2 | 3908 | 0.00011733 |  |  |  |  | c_DK1_LargeDecentral | 3908 | 7.7155e-05
|  |  |  | c_DK2 | 3909 | 0.00011398 |  |  |  |  | c_DK1_LargeDecentral | 3909 | 7.099e-05
|  |  |  | c_DK2 | 3910 | 0.00010876 |  |  |  |  | c_DK1_LargeDecentral | 3910 | 5.7325e-05
|  |  |  | c_DK2 | 3911 | 0.00010146 |  |  |  |  | c_DK1_LargeDecentral | 3911 | 3.8328e-05
|  |  |  | c_DK2 | 3912 | 8.7666e-05 |  |  |  |  | c_DK1_LargeDecentral | 3912 | 2.8662e-05
|  |  |  | c_DK2 | 3913 | 8.2076e-05 |  |  |  |  | c_DK1_LargeDecentral | 3913 | 3.2329e-05
|  |  |  | c_DK2 | 3914 | 8.0212e-05 |  |  |  |  | c_DK1_LargeDecentral | 3914 | 3.1995e-05
|  |  |  | c_DK2 | 3915 | 8.0659e-05 |  |  |  |  | c_DK1_LargeDecentral | 3915 | 3.4828e-05
|  |  |  | c_DK2 | 3916 | 8.0883e-05 |  |  |  |  | c_DK1_LargeDecentral | 3916 | 5.4159e-05
|  |  |  | c_DK2 | 3917 | 8.5132e-05 |  |  |  |  | c_DK1_LargeDecentral | 3917 | 9.4486e-05
|  |  |  | c_DK2 | 3918 | 9.7207e-05 |  |  |  |  | c_DK1_LargeDecentral | 3918 | 0.00011365
|  |  |  | c_DK2 | 3919 | 0.0001154 |  |  |  |  | c_DK1_LargeDecentral | 3919 | 0.00011165
|  |  |  | c_DK2 | 3920 | 0.00012419 |  |  |  |  | c_DK1_LargeDecentral | 3920 | 9.082e-05
|  |  |  | c_DK2 | 3921 | 0.00012762 |  |  |  |  | c_DK1_LargeDecentral | 3921 | 8.7154e-05
|  |  |  | c_DK2 | 3922 | 0.0001303 |  |  |  |  | c_DK1_LargeDecentral | 3922 | 8.1321e-05
|  |  |  | c_DK2 | 3923 | 0.00013135 |  |  |  |  | c_DK1_LargeDecentral | 3923 | 7.7989e-05
|  |  |  | c_DK2 | 3924 | 0.00012889 |  |  |  |  | c_DK1_LargeDecentral | 3924 | 7.5489e-05
|  |  |  | c_DK2 | 3925 | 0.00012911 |  |  |  |  | c_DK1_LargeDecentral | 3925 | 6.4824e-05
|  |  |  | c_DK2 | 3926 | 0.00012613 |  |  |  |  | c_DK1_LargeDecentral | 3926 | 6.2324e-05
|  |  |  | c_DK2 | 3927 | 0.0001227 |  |  |  |  | c_DK1_LargeDecentral | 3927 | 5.7658e-05
|  |  |  | c_DK2 | 3928 | 0.00012173 |  |  |  |  | c_DK1_LargeDecentral | 3928 | 5.8991e-05
|  |  |  | c_DK2 | 3929 | 0.00012538 |  |  |  |  | c_DK1_LargeDecentral | 3929 | 6.4324e-05
|  |  |  | c_DK2 | 3930 | 0.00012203 |  |  |  |  | c_DK1_LargeDecentral | 3930 | 6.6157e-05
|  |  |  | c_DK2 | 3931 | 0.00011704 |  |  |  |  | c_DK1_LargeDecentral | 3931 | 7.1323e-05
|  |  |  | c_DK2 | 3932 | 0.00011271 |  |  |  |  | c_DK1_LargeDecentral | 3932 | 7.4989e-05
|  |  |  | c_DK2 | 3933 | 0.00010749 |  |  |  |  | c_DK1_LargeDecentral | 3933 | 6.899e-05
|  |  |  | c_DK2 | 3934 | 0.0001031 |  |  |  |  | c_DK1_LargeDecentral | 3934 | 5.5825e-05
|  |  |  | c_DK2 | 3935 | 9.7207e-05 |  |  |  |  | c_DK1_LargeDecentral | 3935 | 3.7328e-05
|  |  |  | c_DK2 | 3936 | 8.5579e-05 |  |  |  |  | c_DK1_LargeDecentral | 3936 | 2.8496e-05
|  |  |  | c_DK2 | 3937 | 8.0883e-05 |  |  |  |  | c_DK1_LargeDecentral | 3937 | 3.1162e-05
|  |  |  | c_DK2 | 3938 | 7.8572e-05 |  |  |  |  | c_DK1_LargeDecentral | 3938 | 3.0496e-05
|  |  |  | c_DK2 | 3939 | 7.8945e-05 |  |  |  |  | c_DK1_LargeDecentral | 3939 | 3.3328e-05
|  |  |  | c_DK2 | 3940 | 7.9392e-05 |  |  |  |  | c_DK1_LargeDecentral | 3940 | 5.0826e-05
|  |  |  | c_DK2 | 3941 | 8.3566e-05 |  |  |  |  | c_DK1_LargeDecentral | 3941 | 8.9487e-05
|  |  |  | c_DK2 | 3942 | 9.7058e-05 |  |  |  |  | c_DK1_LargeDecentral | 3942 | 0.00010682
|  |  |  | c_DK2 | 3943 | 0.0001151 |  |  |  |  | c_DK1_LargeDecentral | 3943 | 0.00010765
|  |  |  | c_DK2 | 3944 | 0.00012345 |  |  |  |  | c_DK1_LargeDecentral | 3944 | 8.8487e-05
|  |  |  | c_DK2 | 3945 | 0.00012725 |  |  |  |  | c_DK1_LargeDecentral | 3945 | 8.4987e-05
|  |  |  | c_DK2 | 3946 | 0.00012956 |  |  |  |  | c_DK1_LargeDecentral | 3946 | 7.8155e-05
|  |  |  | c_DK2 | 3947 | 0.00012851 |  |  |  |  | c_DK1_LargeDecentral | 3947 | 7.4489e-05
|  |  |  | c_DK2 | 3948 | 0.00012814 |  |  |  |  | c_DK1_LargeDecentral | 3948 | 7.2656e-05
|  |  |  | c_DK2 | 3949 | 0.00012613 |  |  |  |  | c_DK1_LargeDecentral | 3949 | 6.3324e-05
|  |  |  | c_DK2 | 3950 | 0.00012322 |  |  |  |  | c_DK1_LargeDecentral | 3950 | 5.9658e-05
|  |  |  | c_DK2 | 3951 | 0.00011972 |  |  |  |  | c_DK1_LargeDecentral | 3951 | 5.5325e-05
|  |  |  | c_DK2 | 3952 | 0.0001186 |  |  |  |  | c_DK1_LargeDecentral | 3952 | 5.6158e-05
|  |  |  | c_DK2 | 3953 | 0.00012225 |  |  |  |  | c_DK1_LargeDecentral | 3953 | 6.2158e-05
|  |  |  | c_DK2 | 3954 | 0.00011882 |  |  |  |  | c_DK1_LargeDecentral | 3954 | 6.4657e-05
|  |  |  | c_DK2 | 3955 | 0.00011368 |  |  |  |  | c_DK1_LargeDecentral | 3955 | 7.049e-05
|  |  |  | c_DK2 | 3956 | 0.00010779 |  |  |  |  | c_DK1_LargeDecentral | 3956 | 7.2989e-05
|  |  |  | c_DK2 | 3957 | 0.00010295 |  |  |  |  | c_DK1_LargeDecentral | 3957 | 6.7823e-05
|  |  |  | c_DK2 | 3958 | 9.8996e-05 |  |  |  |  | c_DK1_LargeDecentral | 3958 | 5.3992e-05
|  |  |  | c_DK2 | 3959 | 9.3555e-05 |  |  |  |  | c_DK1_LargeDecentral | 3959 | 3.5995e-05
|  |  |  | c_DK2 | 3960 | 8.6026e-05 |  |  |  |  | c_DK1_LargeDecentral | 3960 | 3.0662e-05
|  |  |  | c_DK2 | 3961 | 7.8498e-05 |  |  |  |  | c_DK1_LargeDecentral | 3961 | 3.1162e-05
|  |  |  | c_DK2 | 3962 | 7.6485e-05 |  |  |  |  | c_DK1_LargeDecentral | 3962 | 2.7996e-05
|  |  |  | c_DK2 | 3963 | 7.6485e-05 |  |  |  |  | c_DK1_LargeDecentral | 3963 | 3.2662e-05
|  |  |  | c_DK2 | 3964 | 7.41e-05 |  |  |  |  | c_DK1_LargeDecentral | 3964 | 4.9659e-05
|  |  |  | c_DK2 | 3965 | 7.5069e-05 |  |  |  |  | c_DK1_LargeDecentral | 3965 | 8.1488e-05
|  |  |  | c_DK2 | 3966 | 8.0063e-05 |  |  |  |  | c_DK1_LargeDecentral | 3966 | 0.00010465
|  |  |  | c_DK2 | 3967 | 8.953e-05 |  |  |  |  | c_DK1_LargeDecentral | 3967 | 0.00010448
|  |  |  | c_DK2 | 3968 | 0.00010026 |  |  |  |  | c_DK1_LargeDecentral | 3968 | 8.5321e-05
|  |  |  | c_DK2 | 3969 | 0.00010869 |  |  |  |  | c_DK1_LargeDecentral | 3969 | 8.0988e-05
|  |  |  | c_DK2 | 3970 | 0.00011383 |  |  |  |  | c_DK1_LargeDecentral | 3970 | 7.8322e-05
|  |  |  | c_DK2 | 3971 | 0.0001151 |  |  |  |  | c_DK1_LargeDecentral | 3971 | 7.1323e-05
|  |  |  | c_DK2 | 3972 | 0.00011435 |  |  |  |  | c_DK1_LargeDecentral | 3972 | 6.9656e-05
|  |  |  | c_DK2 | 3973 | 0.00011286 |  |  |  |  | c_DK1_LargeDecentral | 3973 | 5.9991e-05
|  |  |  | c_DK2 | 3974 | 0.00011107 |  |  |  |  | c_DK1_LargeDecentral | 3974 | 6.3657e-05
|  |  |  | c_DK2 | 3975 | 0.00011077 |  |  |  |  | c_DK1_LargeDecentral | 3975 | 5.8158e-05
|  |  |  | c_DK2 | 3976 | 0.0001104 |  |  |  |  | c_DK1_LargeDecentral | 3976 | 5.8991e-05
|  |  |  | c_DK2 | 3977 | 0.00010973 |  |  |  |  | c_DK1_LargeDecentral | 3977 | 6.0991e-05
|  |  |  | c_DK2 | 3978 | 0.0001101 |  |  |  |  | c_DK1_LargeDecentral | 3978 | 6.2657e-05
|  |  |  | c_DK2 | 3979 | 0.00010802 |  |  |  |  | c_DK1_LargeDecentral | 3979 | 6.6324e-05
|  |  |  | c_DK2 | 3980 | 0.00010645 |  |  |  |  | c_DK1_LargeDecentral | 3980 | 6.8657e-05
|  |  |  | c_DK2 | 3981 | 0.00010116 |  |  |  |  | c_DK1_LargeDecentral | 3981 | 6.5657e-05
|  |  |  | c_DK2 | 3982 | 9.5344e-05 |  |  |  |  | c_DK1_LargeDecentral | 3982 | 5.2159e-05
|  |  |  | c_DK2 | 3983 | 8.9082e-05 |  |  |  |  | c_DK1_LargeDecentral | 3983 | 3.4662e-05
|  |  |  | c_DK2 | 3984 | 8.5355e-05 |  |  |  |  | c_DK1_LargeDecentral | 3984 | 2.9496e-05
|  |  |  | c_DK2 | 3985 | 8.0585e-05 |  |  |  |  | c_DK1_LargeDecentral | 3985 | 3.3495e-05
|  |  |  | c_DK2 | 3986 | 7.7678e-05 |  |  |  |  | c_DK1_LargeDecentral | 3986 | 3.4828e-05
|  |  |  | c_DK2 | 3987 | 7.6709e-05 |  |  |  |  | c_DK1_LargeDecentral | 3987 | 4.3327e-05
|  |  |  | c_DK2 | 3988 | 7.5292e-05 |  |  |  |  | c_DK1_LargeDecentral | 3988 | 6.3157e-05
|  |  |  | c_DK2 | 3989 | 7.5218e-05 |  |  |  |  | c_DK1_LargeDecentral | 3989 | 9.5486e-05
|  |  |  | c_DK2 | 3990 | 7.9839e-05 |  |  |  |  | c_DK1_LargeDecentral | 3990 | 9.9319e-05
|  |  |  | c_DK2 | 3991 | 8.6697e-05 |  |  |  |  | c_DK1_LargeDecentral | 3991 | 0.00010149
|  |  |  | c_DK2 | 3992 | 9.7282e-05 |  |  |  |  | c_DK1_LargeDecentral | 3992 | 8.0322e-05
|  |  |  | c_DK2 | 3993 | 0.00010541 |  |  |  |  | c_DK1_LargeDecentral | 3993 | 7.6989e-05
|  |  |  | c_DK2 | 3994 | 0.00010951 |  |  |  |  | c_DK1_LargeDecentral | 3994 | 7.2656e-05
|  |  |  | c_DK2 | 3995 | 0.00011048 |  |  |  |  | c_DK1_LargeDecentral | 3995 | 6.9156e-05
|  |  |  | c_DK2 | 3996 | 0.00011092 |  |  |  |  | c_DK1_LargeDecentral | 3996 | 6.749e-05
|  |  |  | c_DK2 | 3997 | 0.00010876 |  |  |  |  | c_DK1_LargeDecentral | 3997 | 5.9825e-05
|  |  |  | c_DK2 | 3998 | 0.00010652 |  |  |  |  | c_DK1_LargeDecentral | 3998 | 5.8158e-05
|  |  |  | c_DK2 | 3999 | 0.00010496 |  |  |  |  | c_DK1_LargeDecentral | 3999 | 5.3992e-05
|  |  |  | c_DK2 | 4000 | 0.00010608 |  |  |  |  | c_DK1_LargeDecentral | 4000 | 5.6158e-05
|  |  |  | c_DK2 | 4001 | 0.00011048 |  |  |  |  | c_DK1_LargeDecentral | 4001 | 6.1824e-05
|  |  |  | c_DK2 | 4002 | 0.00011182 |  |  |  |  | c_DK1_LargeDecentral | 4002 | 6.4324e-05
|  |  |  | c_DK2 | 4003 | 0.00010861 |  |  |  |  | c_DK1_LargeDecentral | 4003 | 6.8157e-05
|  |  |  | c_DK2 | 4004 | 0.00010466 |  |  |  |  | c_DK1_LargeDecentral | 4004 | 7.1656e-05
|  |  |  | c_DK2 | 4005 | 9.9742e-05 |  |  |  |  | c_DK1_LargeDecentral | 4005 | 6.899e-05
|  |  |  | c_DK2 | 4006 | 9.5493e-05 |  |  |  |  | c_DK1_LargeDecentral | 4006 | 5.4492e-05
|  |  |  | c_DK2 | 4007 | 9.02e-05 |  |  |  |  | c_DK1_LargeDecentral | 4007 | 3.7828e-05
|  |  |  | c_DK2 | 4008 | 8.379e-05 |  |  |  |  | c_DK1_LargeDecentral | 4008 | 2.8496e-05
|  |  |  | c_DK2 | 4009 | 7.9765e-05 |  |  |  |  | c_DK1_LargeDecentral | 4009 | 3.2162e-05
|  |  |  | c_DK2 | 4010 | 7.8796e-05 |  |  |  |  | c_DK1_LargeDecentral | 4010 | 3.1495e-05
|  |  |  | c_DK2 | 4011 | 7.9094e-05 |  |  |  |  | c_DK1_LargeDecentral | 4011 | 3.4495e-05
|  |  |  | c_DK2 | 4012 | 7.8274e-05 |  |  |  |  | c_DK1_LargeDecentral | 4012 | 5.2992e-05
|  |  |  | c_DK2 | 4013 | 8.4759e-05 |  |  |  |  | c_DK1_LargeDecentral | 4013 | 9.282e-05
|  |  |  | c_DK2 | 4014 | 9.9071e-05 |  |  |  |  | c_DK1_LargeDecentral | 4014 | 0.00011032
|  |  |  | c_DK2 | 4015 | 0.00011525 |  |  |  |  | c_DK1_LargeDecentral | 4015 | 0.00010848
|  |  |  | c_DK2 | 4016 | 0.00012568 |  |  |  |  | c_DK1_LargeDecentral | 4016 | 8.6321e-05
|  |  |  | c_DK2 | 4017 | 0.00013097 |  |  |  |  | c_DK1_LargeDecentral | 4017 | 8.2821e-05
|  |  |  | c_DK2 | 4018 | 0.00013433 |  |  |  |  | c_DK1_LargeDecentral | 4018 | 7.7322e-05
|  |  |  | c_DK2 | 4019 | 0.00013515 |  |  |  |  | c_DK1_LargeDecentral | 4019 | 7.4489e-05
|  |  |  | c_DK2 | 4020 | 0.00013485 |  |  |  |  | c_DK1_LargeDecentral | 4020 | 7.2323e-05
|  |  |  | c_DK2 | 4021 | 0.00013433 |  |  |  |  | c_DK1_LargeDecentral | 4021 | 6.1991e-05
|  |  |  | c_DK2 | 4022 | 0.00013187 |  |  |  |  | c_DK1_LargeDecentral | 4022 | 6.0658e-05
|  |  |  | c_DK2 | 4023 | 0.00013008 |  |  |  |  | c_DK1_LargeDecentral | 4023 | 5.6158e-05
|  |  |  | c_DK2 | 4024 | 0.00012725 |  |  |  |  | c_DK1_LargeDecentral | 4024 | 5.7658e-05
|  |  |  | c_DK2 | 4025 | 0.00012963 |  |  |  |  | c_DK1_LargeDecentral | 4025 | 6.3157e-05
|  |  |  | c_DK2 | 4026 | 0.00012635 |  |  |  |  | c_DK1_LargeDecentral | 4026 | 6.4657e-05
|  |  |  | c_DK2 | 4027 | 0.00011853 |  |  |  |  | c_DK1_LargeDecentral | 4027 | 6.9823e-05
|  |  |  | c_DK2 | 4028 | 0.00011219 |  |  |  |  | c_DK1_LargeDecentral | 4028 | 7.3822e-05
|  |  |  | c_DK2 | 4029 | 0.00010667 |  |  |  |  | c_DK1_LargeDecentral | 4029 | 6.799e-05
|  |  |  | c_DK2 | 4030 | 0.00010116 |  |  |  |  | c_DK1_LargeDecentral | 4030 | 5.4992e-05
|  |  |  | c_DK2 | 4031 | 9.4598e-05 |  |  |  |  | c_DK1_LargeDecentral | 4031 | 3.6995e-05
|  |  |  | c_DK2 | 4032 | 8.5803e-05 |  |  |  |  | c_DK1_LargeDecentral | 4032 | 2.6329e-05
|  |  |  | c_DK2 | 4033 | 8.0734e-05 |  |  |  |  | c_DK1_LargeDecentral | 4033 | 2.9829e-05
|  |  |  | c_DK2 | 4034 | 7.805e-05 |  |  |  |  | c_DK1_LargeDecentral | 4034 | 2.9829e-05
|  |  |  | c_DK2 | 4035 | 7.6858e-05 |  |  |  |  | c_DK1_LargeDecentral | 4035 | 3.2662e-05
|  |  |  | c_DK2 | 4036 | 7.6038e-05 |  |  |  |  | c_DK1_LargeDecentral | 4036 | 4.9993e-05
|  |  |  | c_DK2 | 4037 | 8.3194e-05 |  |  |  |  | c_DK1_LargeDecentral | 4037 | 8.932e-05
|  |  |  | c_DK2 | 4038 | 9.7207e-05 |  |  |  |  | c_DK1_LargeDecentral | 4038 | 0.00010582
|  |  |  | c_DK2 | 4039 | 0.0001154 |  |  |  |  | c_DK1_LargeDecentral | 4039 | 0.00010432
|  |  |  | c_DK2 | 4040 | 0.00012419 |  |  |  |  | c_DK1_LargeDecentral | 4040 | 8.4154e-05
|  |  |  | c_DK2 | 4041 | 0.00012881 |  |  |  |  | c_DK1_LargeDecentral | 4041 | 8.1155e-05
|  |  |  | c_DK2 | 4042 | 0.00013083 |  |  |  |  | c_DK1_LargeDecentral | 4042 | 7.5822e-05
|  |  |  | c_DK2 | 4043 | 0.00012881 |  |  |  |  | c_DK1_LargeDecentral | 4043 | 7.2656e-05
|  |  |  | c_DK2 | 4044 | 0.00012881 |  |  |  |  | c_DK1_LargeDecentral | 4044 | 7.049e-05
|  |  |  | c_DK2 | 4045 | 0.00012956 |  |  |  |  | c_DK1_LargeDecentral | 4045 | 6.0324e-05
|  |  |  | c_DK2 | 4046 | 0.00012844 |  |  |  |  | c_DK1_LargeDecentral | 4046 | 5.7825e-05
|  |  |  | c_DK2 | 4047 | 0.00012538 |  |  |  |  | c_DK1_LargeDecentral | 4047 | 5.3659e-05
|  |  |  | c_DK2 | 4048 | 0.00012389 |  |  |  |  | c_DK1_LargeDecentral | 4048 | 5.4492e-05
|  |  |  | c_DK2 | 4049 | 0.00012725 |  |  |  |  | c_DK1_LargeDecentral | 4049 | 5.9658e-05
|  |  |  | c_DK2 | 4050 | 0.00012248 |  |  |  |  | c_DK1_LargeDecentral | 4050 | 6.1324e-05
|  |  |  | c_DK2 | 4051 | 0.00011733 |  |  |  |  | c_DK1_LargeDecentral | 4051 | 6.5824e-05
|  |  |  | c_DK2 | 4052 | 0.00011174 |  |  |  |  | c_DK1_LargeDecentral | 4052 | 6.9156e-05
|  |  |  | c_DK2 | 4053 | 0.00010697 |  |  |  |  | c_DK1_LargeDecentral | 4053 | 6.3824e-05
|  |  |  | c_DK2 | 4054 | 0.00010235 |  |  |  |  | c_DK1_LargeDecentral | 4054 | 5.1659e-05
|  |  |  | c_DK2 | 4055 | 9.6089e-05 |  |  |  |  | c_DK1_LargeDecentral | 4055 | 3.4328e-05
|  |  |  | c_DK2 | 4056 | 8.5057e-05 |  |  |  |  | c_DK1_LargeDecentral | 4056 | 2.583e-05
|  |  |  | c_DK2 | 4057 | 8.1032e-05 |  |  |  |  | c_DK1_LargeDecentral | 4057 | 2.9162e-05
|  |  |  | c_DK2 | 4058 | 7.8348e-05 |  |  |  |  | c_DK1_LargeDecentral | 4058 | 2.9162e-05
|  |  |  | c_DK2 | 4059 | 7.8274e-05 |  |  |  |  | c_DK1_LargeDecentral | 4059 | 3.1329e-05
|  |  |  | c_DK2 | 4060 | 7.7976e-05 |  |  |  |  | c_DK1_LargeDecentral | 4060 | 4.9159e-05
|  |  |  | c_DK2 | 4061 | 8.3864e-05 |  |  |  |  | c_DK1_LargeDecentral | 4061 | 8.732e-05
|  |  |  | c_DK2 | 4062 | 9.7729e-05 |  |  |  |  | c_DK1_LargeDecentral | 4062 | 0.00010348
|  |  |  | c_DK2 | 4063 | 0.00011517 |  |  |  |  | c_DK1_LargeDecentral | 4063 | 0.00010198
|  |  |  | c_DK2 | 4064 | 0.00012516 |  |  |  |  | c_DK1_LargeDecentral | 4064 | 8.2155e-05
|  |  |  | c_DK2 | 4065 | 0.00012911 |  |  |  |  | c_DK1_LargeDecentral | 4065 | 7.9155e-05
|  |  |  | c_DK2 | 4066 | 0.00013105 |  |  |  |  | c_DK1_LargeDecentral | 4066 | 7.3822e-05
|  |  |  | c_DK2 | 4067 | 0.00013142 |  |  |  |  | c_DK1_LargeDecentral | 4067 | 7.1156e-05
|  |  |  | c_DK2 | 4068 | 0.00013112 |  |  |  |  | c_DK1_LargeDecentral | 4068 | 6.899e-05
|  |  |  | c_DK2 | 4069 | 0.00013165 |  |  |  |  | c_DK1_LargeDecentral | 4069 | 5.8825e-05
|  |  |  | c_DK2 | 4070 | 0.00012911 |  |  |  |  | c_DK1_LargeDecentral | 4070 | 5.6658e-05
|  |  |  | c_DK2 | 4071 | 0.00012695 |  |  |  |  | c_DK1_LargeDecentral | 4071 | 5.2159e-05
|  |  |  | c_DK2 | 4072 | 0.00012725 |  |  |  |  | c_DK1_LargeDecentral | 4072 | 5.2826e-05
|  |  |  | c_DK2 | 4073 | 0.00012889 |  |  |  |  | c_DK1_LargeDecentral | 4073 | 5.8158e-05
|  |  |  | c_DK2 | 4074 | 0.00012494 |  |  |  |  | c_DK1_LargeDecentral | 4074 | 5.9825e-05
|  |  |  | c_DK2 | 4075 | 0.00011897 |  |  |  |  | c_DK1_LargeDecentral | 4075 | 6.4491e-05
|  |  |  | c_DK2 | 4076 | 0.00011361 |  |  |  |  | c_DK1_LargeDecentral | 4076 | 6.7657e-05
|  |  |  | c_DK2 | 4077 | 0.00010802 |  |  |  |  | c_DK1_LargeDecentral | 4077 | 6.2158e-05
|  |  |  | c_DK2 | 4078 | 0.00010392 |  |  |  |  | c_DK1_LargeDecentral | 4078 | 5.0326e-05
|  |  |  | c_DK2 | 4079 | 9.8027e-05 |  |  |  |  | c_DK1_LargeDecentral | 4079 | 3.3495e-05
|  |  |  | c_DK2 | 4080 | 8.7517e-05 |  |  |  |  | c_DK1_LargeDecentral | 4080 | 2.6496e-05
|  |  |  | c_DK2 | 4081 | 8.2523e-05 |  |  |  |  | c_DK1_LargeDecentral | 4081 | 2.9996e-05
|  |  |  | c_DK2 | 4082 | 8.0436e-05 |  |  |  |  | c_DK1_LargeDecentral | 4082 | 2.9829e-05
|  |  |  | c_DK2 | 4083 | 7.9765e-05 |  |  |  |  | c_DK1_LargeDecentral | 4083 | 3.2662e-05
|  |  |  | c_DK2 | 4084 | 7.8945e-05 |  |  |  |  | c_DK1_LargeDecentral | 4084 | 5.0326e-05
|  |  |  | c_DK2 | 4085 | 8.3641e-05 |  |  |  |  | c_DK1_LargeDecentral | 4085 | 8.9487e-05
|  |  |  | c_DK2 | 4086 | 9.6462e-05 |  |  |  |  | c_DK1_LargeDecentral | 4086 | 0.00010632
|  |  |  | c_DK2 | 4087 | 0.00011607 |  |  |  |  | c_DK1_LargeDecentral | 4087 | 0.00010465
|  |  |  | c_DK2 | 4088 | 0.00012605 |  |  |  |  | c_DK1_LargeDecentral | 4088 | 8.4488e-05
|  |  |  | c_DK2 | 4089 | 0.00013053 |  |  |  |  | c_DK1_LargeDecentral | 4089 | 8.1155e-05
|  |  |  | c_DK2 | 4090 | 0.00013284 |  |  |  |  | c_DK1_LargeDecentral | 4090 | 7.5822e-05
|  |  |  | c_DK2 | 4091 | 0.00013276 |  |  |  |  | c_DK1_LargeDecentral | 4091 | 7.2823e-05
|  |  |  | c_DK2 | 4092 | 0.00013053 |  |  |  |  | c_DK1_LargeDecentral | 4092 | 7.0656e-05
|  |  |  | c_DK2 | 4093 | 0.00013075 |  |  |  |  | c_DK1_LargeDecentral | 4093 | 6.0491e-05
|  |  |  | c_DK2 | 4094 | 0.00012919 |  |  |  |  | c_DK1_LargeDecentral | 4094 | 5.7991e-05
|  |  |  | c_DK2 | 4095 | 0.00012568 |  |  |  |  | c_DK1_LargeDecentral | 4095 | 5.3492e-05
|  |  |  | c_DK2 | 4096 | 0.0001227 |  |  |  |  | c_DK1_LargeDecentral | 4096 | 5.4492e-05
|  |  |  | c_DK2 | 4097 | 0.00012501 |  |  |  |  | c_DK1_LargeDecentral | 4097 | 5.9658e-05
|  |  |  | c_DK2 | 4098 | 0.00012203 |  |  |  |  | c_DK1_LargeDecentral | 4098 | 6.1658e-05
|  |  |  | c_DK2 | 4099 | 0.00011704 |  |  |  |  | c_DK1_LargeDecentral | 4099 | 6.6157e-05
|  |  |  | c_DK2 | 4100 | 0.00011167 |  |  |  |  | c_DK1_LargeDecentral | 4100 | 6.9656e-05
|  |  |  | c_DK2 | 4101 | 0.00010757 |  |  |  |  | c_DK1_LargeDecentral | 4101 | 6.4157e-05
|  |  |  | c_DK2 | 4102 | 0.00010377 |  |  |  |  | c_DK1_LargeDecentral | 4102 | 5.1826e-05
|  |  |  | c_DK2 | 4103 | 9.7953e-05 |  |  |  |  | c_DK1_LargeDecentral | 4103 | 3.4662e-05
|  |  |  | c_DK2 | 4104 | 8.7815e-05 |  |  |  |  | c_DK1_LargeDecentral | 4104 | 2.9496e-05
|  |  |  | c_DK2 | 4105 | 8.215e-05 |  |  |  |  | c_DK1_LargeDecentral | 4105 | 3.2495e-05
|  |  |  | c_DK2 | 4106 | 7.9243e-05 |  |  |  |  | c_DK1_LargeDecentral | 4106 | 3.1662e-05
|  |  |  | c_DK2 | 4107 | 7.8572e-05 |  |  |  |  | c_DK1_LargeDecentral | 4107 | 3.4495e-05
|  |  |  | c_DK2 | 4108 | 7.9019e-05 |  |  |  |  | c_DK1_LargeDecentral | 4108 | 5.2492e-05
|  |  |  | c_DK2 | 4109 | 8.2895e-05 |  |  |  |  | c_DK1_LargeDecentral | 4109 | 9.2153e-05
|  |  |  | c_DK2 | 4110 | 9.4747e-05 |  |  |  |  | c_DK1_LargeDecentral | 4110 | 0.00011015
|  |  |  | c_DK2 | 4111 | 0.00011308 |  |  |  |  | c_DK1_LargeDecentral | 4111 | 0.00011065
|  |  |  | c_DK2 | 4112 | 0.00012061 |  |  |  |  | c_DK1_LargeDecentral | 4112 | 9.1153e-05
|  |  |  | c_DK2 | 4113 | 0.00012501 |  |  |  |  | c_DK1_LargeDecentral | 4113 | 8.7654e-05
|  |  |  | c_DK2 | 4114 | 0.00012755 |  |  |  |  | c_DK1_LargeDecentral | 4114 | 8.0322e-05
|  |  |  | c_DK2 | 4115 | 0.00012799 |  |  |  |  | c_DK1_LargeDecentral | 4115 | 7.6989e-05
|  |  |  | c_DK2 | 4116 | 0.00012643 |  |  |  |  | c_DK1_LargeDecentral | 4116 | 7.4489e-05
|  |  |  | c_DK2 | 4117 | 0.00012441 |  |  |  |  | c_DK1_LargeDecentral | 4117 | 6.549e-05
|  |  |  | c_DK2 | 4118 | 0.00012292 |  |  |  |  | c_DK1_LargeDecentral | 4118 | 6.1824e-05
|  |  |  | c_DK2 | 4119 | 0.0001189 |  |  |  |  | c_DK1_LargeDecentral | 4119 | 5.7492e-05
|  |  |  | c_DK2 | 4120 | 0.00011666 |  |  |  |  | c_DK1_LargeDecentral | 4120 | 5.8325e-05
|  |  |  | c_DK2 | 4121 | 0.00011838 |  |  |  |  | c_DK1_LargeDecentral | 4121 | 6.4657e-05
|  |  |  | c_DK2 | 4122 | 0.00011689 |  |  |  |  | c_DK1_LargeDecentral | 4122 | 6.7157e-05
|  |  |  | c_DK2 | 4123 | 0.00011249 |  |  |  |  | c_DK1_LargeDecentral | 4123 | 7.2989e-05
|  |  |  | c_DK2 | 4124 | 0.00010757 |  |  |  |  | c_DK1_LargeDecentral | 4124 | 7.5322e-05
|  |  |  | c_DK2 | 4125 | 0.00010436 |  |  |  |  | c_DK1_LargeDecentral | 4125 | 7.0323e-05
|  |  |  | c_DK2 | 4126 | 0.00010116 |  |  |  |  | c_DK1_LargeDecentral | 4126 | 5.5658e-05
|  |  |  | c_DK2 | 4127 | 9.6313e-05 |  |  |  |  | c_DK1_LargeDecentral | 4127 | 3.7161e-05
|  |  |  | c_DK2 | 4128 | 8.8859e-05 |  |  |  |  | c_DK1_LargeDecentral | 4128 | 3.4328e-05
|  |  |  | c_DK2 | 4129 | 8.3641e-05 |  |  |  |  | c_DK1_LargeDecentral | 4129 | 3.5161e-05
|  |  |  | c_DK2 | 4130 | 8.0137e-05 |  |  |  |  | c_DK1_LargeDecentral | 4130 | 3.1995e-05
|  |  |  | c_DK2 | 4131 | 7.8423e-05 |  |  |  |  | c_DK1_LargeDecentral | 4131 | 3.6661e-05
|  |  |  | c_DK2 | 4132 | 7.6709e-05 |  |  |  |  | c_DK1_LargeDecentral | 4132 | 5.5159e-05
|  |  |  | c_DK2 | 4133 | 7.559e-05 |  |  |  |  | c_DK1_LargeDecentral | 4133 | 8.982e-05
|  |  |  | c_DK2 | 4134 | 7.9019e-05 |  |  |  |  | c_DK1_LargeDecentral | 4134 | 0.00011465
|  |  |  | c_DK2 | 4135 | 8.7815e-05 |  |  |  |  | c_DK1_LargeDecentral | 4135 | 0.00011415
|  |  |  | c_DK2 | 4136 | 9.7505e-05 |  |  |  |  | c_DK1_LargeDecentral | 4136 | 9.4486e-05
|  |  |  | c_DK2 | 4137 | 0.00010488 |  |  |  |  | c_DK1_LargeDecentral | 4137 | 8.932e-05
|  |  |  | c_DK2 | 4138 | 0.00010884 |  |  |  |  | c_DK1_LargeDecentral | 4138 | 8.5987e-05
|  |  |  | c_DK2 | 4139 | 0.00010995 |  |  |  |  | c_DK1_LargeDecentral | 4139 | 7.8655e-05
|  |  |  | c_DK2 | 4140 | 0.00010831 |  |  |  |  | c_DK1_LargeDecentral | 4140 | 7.6489e-05
|  |  |  | c_DK2 | 4141 | 0.00010682 |  |  |  |  | c_DK1_LargeDecentral | 4141 | 6.6657e-05
|  |  |  | c_DK2 | 4142 | 0.00010414 |  |  |  |  | c_DK1_LargeDecentral | 4142 | 7.0323e-05
|  |  |  | c_DK2 | 4143 | 0.0001022 |  |  |  |  | c_DK1_LargeDecentral | 4143 | 6.499e-05
|  |  |  | c_DK2 | 4144 | 0.00010265 |  |  |  |  | c_DK1_LargeDecentral | 4144 | 6.599e-05
|  |  |  | c_DK2 | 4145 | 0.00010608 |  |  |  |  | c_DK1_LargeDecentral | 4145 | 6.8323e-05
|  |  |  | c_DK2 | 4146 | 0.00010421 |  |  |  |  | c_DK1_LargeDecentral | 4146 | 7.1156e-05
|  |  |  | c_DK2 | 4147 | 0.00010161 |  |  |  |  | c_DK1_LargeDecentral | 4147 | 7.4989e-05
|  |  |  | c_DK2 | 4148 | 9.8176e-05 |  |  |  |  | c_DK1_LargeDecentral | 4148 | 7.7155e-05
|  |  |  | c_DK2 | 4149 | 9.4747e-05 |  |  |  |  | c_DK1_LargeDecentral | 4149 | 7.3489e-05
|  |  |  | c_DK2 | 4150 | 9.2288e-05 |  |  |  |  | c_DK1_LargeDecentral | 4150 | 5.8158e-05
|  |  |  | c_DK2 | 4151 | 8.8784e-05 |  |  |  |  | c_DK1_LargeDecentral | 4151 | 3.9161e-05
|  |  |  | c_DK2 | 4152 | 8.4983e-05 |  |  |  |  | c_DK1_LargeDecentral | 4152 | 3.2162e-05
|  |  |  | c_DK2 | 4153 | 8.051e-05 |  |  |  |  | c_DK1_LargeDecentral | 4153 | 3.6328e-05
|  |  |  | c_DK2 | 4154 | 7.6634e-05 |  |  |  |  | c_DK1_LargeDecentral | 4154 | 3.7661e-05
|  |  |  | c_DK2 | 4155 | 7.4845e-05 |  |  |  |  | c_DK1_LargeDecentral | 4155 | 4.6327e-05
|  |  |  | c_DK2 | 4156 | 7.2534e-05 |  |  |  |  | c_DK1_LargeDecentral | 4156 | 6.7823e-05
|  |  |  | c_DK2 | 4157 | 7.0149e-05 |  |  |  |  | c_DK1_LargeDecentral | 4157 | 0.00010215
|  |  |  | c_DK2 | 4158 | 7.4621e-05 |  |  |  |  | c_DK1_LargeDecentral | 4158 | 0.00010698
|  |  |  | c_DK2 | 4159 | 8.3492e-05 |  |  |  |  | c_DK1_LargeDecentral | 4159 | 0.00010915
|  |  |  | c_DK2 | 4160 | 9.266e-05 |  |  |  |  | c_DK1_LargeDecentral | 4160 | 8.7654e-05
|  |  |  | c_DK2 | 4161 | 0.00010019 |  |  |  |  | c_DK1_LargeDecentral | 4161 | 8.3154e-05
|  |  |  | c_DK2 | 4162 | 0.00010518 |  |  |  |  | c_DK1_LargeDecentral | 4162 | 7.8655e-05
|  |  |  | c_DK2 | 4163 | 0.00010652 |  |  |  |  | c_DK1_LargeDecentral | 4163 | 7.4822e-05
|  |  |  | c_DK2 | 4164 | 0.00010563 |  |  |  |  | c_DK1_LargeDecentral | 4164 | 7.2989e-05
|  |  |  | c_DK2 | 4165 | 0.00010384 |  |  |  |  | c_DK1_LargeDecentral | 4165 | 6.5157e-05
|  |  |  | c_DK2 | 4166 | 0.00010265 |  |  |  |  | c_DK1_LargeDecentral | 4166 | 6.3324e-05
|  |  |  | c_DK2 | 4167 | 0.00010198 |  |  |  |  | c_DK1_LargeDecentral | 4167 | 5.9491e-05
|  |  |  | c_DK2 | 4168 | 0.00010399 |  |  |  |  | c_DK1_LargeDecentral | 4168 | 6.2158e-05
|  |  |  | c_DK2 | 4169 | 0.00010839 |  |  |  |  | c_DK1_LargeDecentral | 4169 | 6.749e-05
|  |  |  | c_DK2 | 4170 | 0.00010973 |  |  |  |  | c_DK1_LargeDecentral | 4170 | 7.0823e-05
|  |  |  | c_DK2 | 4171 | 0.00010071 |  |  |  |  | c_DK1_LargeDecentral | 4171 | 7.5156e-05
|  |  |  | c_DK2 | 4172 | 9.5195e-05 |  |  |  |  | c_DK1_LargeDecentral | 4172 | 7.8322e-05
|  |  |  | c_DK2 | 4173 | 9.1468e-05 |  |  |  |  | c_DK1_LargeDecentral | 4173 | 7.5156e-05
|  |  |  | c_DK2 | 4174 | 8.9157e-05 |  |  |  |  | c_DK1_LargeDecentral | 4174 | 5.9325e-05
|  |  |  | c_DK2 | 4175 | 8.5355e-05 |  |  |  |  | c_DK1_LargeDecentral | 4175 | 4.1161e-05
|  |  |  | c_DK2 | 4176 | 8.4759e-05 |  |  |  |  | c_DK1_LargeDecentral | 4176 | 2.8996e-05
|  |  |  | c_DK2 | 4177 | 8.0883e-05 |  |  |  |  | c_DK1_LargeDecentral | 4177 | 3.2662e-05
|  |  |  | c_DK2 | 4178 | 7.8647e-05 |  |  |  |  | c_DK1_LargeDecentral | 4178 | 3.2162e-05
|  |  |  | c_DK2 | 4179 | 7.8796e-05 |  |  |  |  | c_DK1_LargeDecentral | 4179 | 3.5161e-05
|  |  |  | c_DK2 | 4180 | 7.8199e-05 |  |  |  |  | c_DK1_LargeDecentral | 4180 | 5.3825e-05
|  |  |  | c_DK2 | 4181 | 8.2374e-05 |  |  |  |  | c_DK1_LargeDecentral | 4181 | 9.4319e-05
|  |  |  | c_DK2 | 4182 | 9.5866e-05 |  |  |  |  | c_DK1_LargeDecentral | 4182 | 0.00011232
|  |  |  | c_DK2 | 4183 | 0.00011279 |  |  |  |  | c_DK1_LargeDecentral | 4183 | 0.00011065
|  |  |  | c_DK2 | 4184 | 0.00012166 |  |  |  |  | c_DK1_LargeDecentral | 4184 | 8.8154e-05
|  |  |  | c_DK2 | 4185 | 0.00012613 |  |  |  |  | c_DK1_LargeDecentral | 4185 | 8.4987e-05
|  |  |  | c_DK2 | 4186 | 0.00012919 |  |  |  |  | c_DK1_LargeDecentral | 4186 | 7.8988e-05
|  |  |  | c_DK2 | 4187 | 0.00012933 |  |  |  |  | c_DK1_LargeDecentral | 4187 | 7.5989e-05
|  |  |  | c_DK2 | 4188 | 0.00012829 |  |  |  |  | c_DK1_LargeDecentral | 4188 | 7.3822e-05
|  |  |  | c_DK2 | 4189 | 0.00012673 |  |  |  |  | c_DK1_LargeDecentral | 4189 | 6.3491e-05
|  |  |  | c_DK2 | 4190 | 0.00012374 |  |  |  |  | c_DK1_LargeDecentral | 4190 | 6.1824e-05
|  |  |  | c_DK2 | 4191 | 0.00012091 |  |  |  |  | c_DK1_LargeDecentral | 4191 | 5.7325e-05
|  |  |  | c_DK2 | 4192 | 0.00012002 |  |  |  |  | c_DK1_LargeDecentral | 4192 | 5.8991e-05
|  |  |  | c_DK2 | 4193 | 0.00012673 |  |  |  |  | c_DK1_LargeDecentral | 4193 | 6.4157e-05
|  |  |  | c_DK2 | 4194 | 0.00012345 |  |  |  |  | c_DK1_LargeDecentral | 4194 | 6.599e-05
|  |  |  | c_DK2 | 4195 | 0.00011763 |  |  |  |  | c_DK1_LargeDecentral | 4195 | 7.1323e-05
|  |  |  | c_DK2 | 4196 | 0.00011033 |  |  |  |  | c_DK1_LargeDecentral | 4196 | 7.5489e-05
|  |  |  | c_DK2 | 4197 | 0.00010325 |  |  |  |  | c_DK1_LargeDecentral | 4197 | 6.949e-05
|  |  |  | c_DK2 | 4198 | 9.8474e-05 |  |  |  |  | c_DK1_LargeDecentral | 4198 | 5.6325e-05
|  |  |  | c_DK2 | 4199 | 9.2437e-05 |  |  |  |  | c_DK1_LargeDecentral | 4199 | 3.7661e-05
|  |  |  | c_DK2 | 4200 | 8.6324e-05 |  |  |  |  | c_DK1_LargeDecentral | 4200 | 2.583e-05
|  |  |  | c_DK2 | 4201 | 8.1032e-05 |  |  |  |  | c_DK1_LargeDecentral | 4201 | 2.9162e-05
|  |  |  | c_DK2 | 4202 | 7.8125e-05 |  |  |  |  | c_DK1_LargeDecentral | 4202 | 2.8829e-05
|  |  |  | c_DK2 | 4203 | 7.7529e-05 |  |  |  |  | c_DK1_LargeDecentral | 4203 | 3.1162e-05
|  |  |  | c_DK2 | 4204 | 7.805e-05 |  |  |  |  | c_DK1_LargeDecentral | 4204 | 4.8993e-05
|  |  |  | c_DK2 | 4205 | 8.4386e-05 |  |  |  |  | c_DK1_LargeDecentral | 4205 | 8.6987e-05
|  |  |  | c_DK2 | 4206 | 9.6984e-05 |  |  |  |  | c_DK1_LargeDecentral | 4206 | 0.00010348
|  |  |  | c_DK2 | 4207 | 0.00011458 |  |  |  |  | c_DK1_LargeDecentral | 4207 | 0.00010182
|  |  |  | c_DK2 | 4208 | 0.00012501 |  |  |  |  | c_DK1_LargeDecentral | 4208 | 8.1988e-05
|  |  |  | c_DK2 | 4209 | 0.00012762 |  |  |  |  | c_DK1_LargeDecentral | 4209 | 7.8988e-05
|  |  |  | c_DK2 | 4210 | 0.00013001 |  |  |  |  | c_DK1_LargeDecentral | 4210 | 7.3822e-05
|  |  |  | c_DK2 | 4211 | 0.00013053 |  |  |  |  | c_DK1_LargeDecentral | 4211 | 7.099e-05
|  |  |  | c_DK2 | 4212 | 0.0001309 |  |  |  |  | c_DK1_LargeDecentral | 4212 | 6.8657e-05
|  |  |  | c_DK2 | 4213 | 0.00013045 |  |  |  |  | c_DK1_LargeDecentral | 4213 | 5.8658e-05
|  |  |  | c_DK2 | 4214 | 0.00012777 |  |  |  |  | c_DK1_LargeDecentral | 4214 | 5.6492e-05
|  |  |  | c_DK2 | 4215 | 0.00012486 |  |  |  |  | c_DK1_LargeDecentral | 4215 | 5.1992e-05
|  |  |  | c_DK2 | 4216 | 0.00012441 |  |  |  |  | c_DK1_LargeDecentral | 4216 | 5.2992e-05
|  |  |  | c_DK2 | 4217 | 0.00012613 |  |  |  |  | c_DK1_LargeDecentral | 4217 | 5.7991e-05
|  |  |  | c_DK2 | 4218 | 0.00012546 |  |  |  |  | c_DK1_LargeDecentral | 4218 | 5.9825e-05
|  |  |  | c_DK2 | 4219 | 0.00012017 |  |  |  |  | c_DK1_LargeDecentral | 4219 | 6.4324e-05
|  |  |  | c_DK2 | 4220 | 0.00011525 |  |  |  |  | c_DK1_LargeDecentral | 4220 | 6.749e-05
|  |  |  | c_DK2 | 4221 | 0.00011077 |  |  |  |  | c_DK1_LargeDecentral | 4221 | 6.1824e-05
|  |  |  | c_DK2 | 4222 | 0.00010615 |  |  |  |  | c_DK1_LargeDecentral | 4222 | 5.0159e-05
|  |  |  | c_DK2 | 4223 | 9.9518e-05 |  |  |  |  | c_DK1_LargeDecentral | 4223 | 3.3495e-05
|  |  |  | c_DK2 | 4224 | 8.9604e-05 |  |  |  |  | c_DK1_LargeDecentral | 4224 | 2.5496e-05
|  |  |  | c_DK2 | 4225 | 8.3566e-05 |  |  |  |  | c_DK1_LargeDecentral | 4225 | 2.8829e-05
|  |  |  | c_DK2 | 4226 | 8.1554e-05 |  |  |  |  | c_DK1_LargeDecentral | 4226 | 2.8329e-05
|  |  |  | c_DK2 | 4227 | 8.1703e-05 |  |  |  |  | c_DK1_LargeDecentral | 4227 | 3.0662e-05
|  |  |  | c_DK2 | 4228 | 8.1554e-05 |  |  |  |  | c_DK1_LargeDecentral | 4228 | 4.7993e-05
|  |  |  | c_DK2 | 4229 | 8.543e-05 |  |  |  |  | c_DK1_LargeDecentral | 4229 | 8.5821e-05
|  |  |  | c_DK2 | 4230 | 9.758e-05 |  |  |  |  | c_DK1_LargeDecentral | 4230 | 0.00010198
|  |  |  | c_DK2 | 4231 | 0.00011487 |  |  |  |  | c_DK1_LargeDecentral | 4231 | 0.00010065
|  |  |  | c_DK2 | 4232 | 0.00012583 |  |  |  |  | c_DK1_LargeDecentral | 4232 | 8.0655e-05
|  |  |  | c_DK2 | 4233 | 0.00013068 |  |  |  |  | c_DK1_LargeDecentral | 4233 | 7.7989e-05
|  |  |  | c_DK2 | 4234 | 0.00013478 |  |  |  |  | c_DK1_LargeDecentral | 4234 | 7.2989e-05
|  |  |  | c_DK2 | 4235 | 0.000135 |  |  |  |  | c_DK1_LargeDecentral | 4235 | 7.0323e-05
|  |  |  | c_DK2 | 4236 | 0.00013373 |  |  |  |  | c_DK1_LargeDecentral | 4236 | 6.8323e-05
|  |  |  | c_DK2 | 4237 | 0.00013381 |  |  |  |  | c_DK1_LargeDecentral | 4237 | 5.7991e-05
|  |  |  | c_DK2 | 4238 | 0.00013165 |  |  |  |  | c_DK1_LargeDecentral | 4238 | 5.5658e-05
|  |  |  | c_DK2 | 4239 | 0.00012814 |  |  |  |  | c_DK1_LargeDecentral | 4239 | 5.1326e-05
|  |  |  | c_DK2 | 4240 | 0.00012658 |  |  |  |  | c_DK1_LargeDecentral | 4240 | 5.1992e-05
|  |  |  | c_DK2 | 4241 | 0.0001262 |  |  |  |  | c_DK1_LargeDecentral | 4241 | 5.7325e-05
|  |  |  | c_DK2 | 4242 | 0.00012456 |  |  |  |  | c_DK1_LargeDecentral | 4242 | 5.8658e-05
|  |  |  | c_DK2 | 4243 | 0.00011927 |  |  |  |  | c_DK1_LargeDecentral | 4243 | 6.3157e-05
|  |  |  | c_DK2 | 4244 | 0.00011338 |  |  |  |  | c_DK1_LargeDecentral | 4244 | 6.6324e-05
|  |  |  | c_DK2 | 4245 | 0.00010906 |  |  |  |  | c_DK1_LargeDecentral | 4245 | 6.0824e-05
|  |  |  | c_DK2 | 4246 | 0.00010526 |  |  |  |  | c_DK1_LargeDecentral | 4246 | 4.9493e-05
|  |  |  | c_DK2 | 4247 | 9.9444e-05 |  |  |  |  | c_DK1_LargeDecentral | 4247 | 3.2829e-05
|  |  |  | c_DK2 | 4248 | 9.0126e-05 |  |  |  |  | c_DK1_LargeDecentral | 4248 | 2.6996e-05
|  |  |  | c_DK2 | 4249 | 8.297e-05 |  |  |  |  | c_DK1_LargeDecentral | 4249 | 3.0662e-05
|  |  |  | c_DK2 | 4250 | 8.1777e-05 |  |  |  |  | c_DK1_LargeDecentral | 4250 | 3.0162e-05
|  |  |  | c_DK2 | 4251 | 8.1926e-05 |  |  |  |  | c_DK1_LargeDecentral | 4251 | 3.2829e-05
|  |  |  | c_DK2 | 4252 | 8.0957e-05 |  |  |  |  | c_DK1_LargeDecentral | 4252 | 5.1159e-05
|  |  |  | c_DK2 | 4253 | 8.7293e-05 |  |  |  |  | c_DK1_LargeDecentral | 4253 | 9.0653e-05
|  |  |  | c_DK2 | 4254 | 0.00010004 |  |  |  |  | c_DK1_LargeDecentral | 4254 | 0.00010748
|  |  |  | c_DK2 | 4255 | 0.00011435 |  |  |  |  | c_DK1_LargeDecentral | 4255 | 0.00010582
|  |  |  | c_DK2 | 4256 | 0.00012151 |  |  |  |  | c_DK1_LargeDecentral | 4256 | 8.5487e-05
|  |  |  | c_DK2 | 4257 | 0.00012486 |  |  |  |  | c_DK1_LargeDecentral | 4257 | 8.2321e-05
|  |  |  | c_DK2 | 4258 | 0.00012837 |  |  |  |  | c_DK1_LargeDecentral | 4258 | 7.6989e-05
|  |  |  | c_DK2 | 4259 | 0.00012822 |  |  |  |  | c_DK1_LargeDecentral | 4259 | 7.3656e-05
|  |  |  | c_DK2 | 4260 | 0.0001268 |  |  |  |  | c_DK1_LargeDecentral | 4260 | 7.1489e-05
|  |  |  | c_DK2 | 4261 | 0.00012613 |  |  |  |  | c_DK1_LargeDecentral | 4261 | 6.1324e-05
|  |  |  | c_DK2 | 4262 | 0.00012419 |  |  |  |  | c_DK1_LargeDecentral | 4262 | 5.8991e-05
|  |  |  | c_DK2 | 4263 | 0.00012136 |  |  |  |  | c_DK1_LargeDecentral | 4263 | 5.4492e-05
|  |  |  | c_DK2 | 4264 | 0.00012076 |  |  |  |  | c_DK1_LargeDecentral | 4264 | 5.5325e-05
|  |  |  | c_DK2 | 4265 | 0.00012412 |  |  |  |  | c_DK1_LargeDecentral | 4265 | 6.0324e-05
|  |  |  | c_DK2 | 4266 | 0.00012076 |  |  |  |  | c_DK1_LargeDecentral | 4266 | 6.2158e-05
|  |  |  | c_DK2 | 4267 | 0.00011554 |  |  |  |  | c_DK1_LargeDecentral | 4267 | 6.7157e-05
|  |  |  | c_DK2 | 4268 | 0.00011212 |  |  |  |  | c_DK1_LargeDecentral | 4268 | 7.0656e-05
|  |  |  | c_DK2 | 4269 | 0.00010802 |  |  |  |  | c_DK1_LargeDecentral | 4269 | 6.4824e-05
|  |  |  | c_DK2 | 4270 | 0.00010414 |  |  |  |  | c_DK1_LargeDecentral | 4270 | 5.2326e-05
|  |  |  | c_DK2 | 4271 | 9.7878e-05 |  |  |  |  | c_DK1_LargeDecentral | 4271 | 3.4995e-05
|  |  |  | c_DK2 | 4272 | 8.8859e-05 |  |  |  |  | c_DK1_LargeDecentral | 4272 | 2.8163e-05
|  |  |  | c_DK2 | 4273 | 8.2299e-05 |  |  |  |  | c_DK1_LargeDecentral | 4273 | 3.0995e-05
|  |  |  | c_DK2 | 4274 | 7.9616e-05 |  |  |  |  | c_DK1_LargeDecentral | 4274 | 3.0496e-05
|  |  |  | c_DK2 | 4275 | 8.1106e-05 |  |  |  |  | c_DK1_LargeDecentral | 4275 | 3.2662e-05
|  |  |  | c_DK2 | 4276 | 8.1032e-05 |  |  |  |  | c_DK1_LargeDecentral | 4276 | 5.0493e-05
|  |  |  | c_DK2 | 4277 | 8.5952e-05 |  |  |  |  | c_DK1_LargeDecentral | 4277 | 8.8987e-05
|  |  |  | c_DK2 | 4278 | 9.7207e-05 |  |  |  |  | c_DK1_LargeDecentral | 4278 | 0.00010582
|  |  |  | c_DK2 | 4279 | 0.00011271 |  |  |  |  | c_DK1_LargeDecentral | 4279 | 0.00010665
|  |  |  | c_DK2 | 4280 | 0.00012084 |  |  |  |  | c_DK1_LargeDecentral | 4280 | 8.7487e-05
|  |  |  | c_DK2 | 4281 | 0.00012352 |  |  |  |  | c_DK1_LargeDecentral | 4281 | 8.3988e-05
|  |  |  | c_DK2 | 4282 | 0.00012673 |  |  |  |  | c_DK1_LargeDecentral | 4282 | 7.7322e-05
|  |  |  | c_DK2 | 4283 | 0.00012628 |  |  |  |  | c_DK1_LargeDecentral | 4283 | 7.3822e-05
|  |  |  | c_DK2 | 4284 | 0.00012516 |  |  |  |  | c_DK1_LargeDecentral | 4284 | 7.1823e-05
|  |  |  | c_DK2 | 4285 | 0.00012412 |  |  |  |  | c_DK1_LargeDecentral | 4285 | 6.2657e-05
|  |  |  | c_DK2 | 4286 | 0.00012084 |  |  |  |  | c_DK1_LargeDecentral | 4286 | 5.9158e-05
|  |  |  | c_DK2 | 4287 | 0.00011756 |  |  |  |  | c_DK1_LargeDecentral | 4287 | 5.4659e-05
|  |  |  | c_DK2 | 4288 | 0.00011763 |  |  |  |  | c_DK1_LargeDecentral | 4288 | 5.5492e-05
|  |  |  | c_DK2 | 4289 | 0.00011912 |  |  |  |  | c_DK1_LargeDecentral | 4289 | 6.1658e-05
|  |  |  | c_DK2 | 4290 | 0.00011644 |  |  |  |  | c_DK1_LargeDecentral | 4290 | 6.3991e-05
|  |  |  | c_DK2 | 4291 | 0.00011107 |  |  |  |  | c_DK1_LargeDecentral | 4291 | 6.949e-05
|  |  |  | c_DK2 | 4292 | 0.00010503 |  |  |  |  | c_DK1_LargeDecentral | 4292 | 7.1989e-05
|  |  |  | c_DK2 | 4293 | 0.00010175 |  |  |  |  | c_DK1_LargeDecentral | 4293 | 6.699e-05
|  |  |  | c_DK2 | 4294 | 9.7878e-05 |  |  |  |  | c_DK1_LargeDecentral | 4294 | 5.3325e-05
|  |  |  | c_DK2 | 4295 | 9.2362e-05 |  |  |  |  | c_DK1_LargeDecentral | 4295 | 3.5328e-05
|  |  |  | c_DK2 | 4296 | 8.8039e-05 |  |  |  |  | c_DK1_LargeDecentral | 4296 | 3.0162e-05
|  |  |  | c_DK2 | 4297 | 8.3119e-05 |  |  |  |  | c_DK1_LargeDecentral | 4297 | 3.0995e-05
|  |  |  | c_DK2 | 4298 | 8.0734e-05 |  |  |  |  | c_DK1_LargeDecentral | 4298 | 2.7663e-05
|  |  |  | c_DK2 | 4299 | 7.9243e-05 |  |  |  |  | c_DK1_LargeDecentral | 4299 | 3.2162e-05
|  |  |  | c_DK2 | 4300 | 7.7901e-05 |  |  |  |  | c_DK1_LargeDecentral | 4300 | 4.8826e-05
|  |  |  | c_DK2 | 4301 | 7.6038e-05 |  |  |  |  | c_DK1_LargeDecentral | 4301 | 8.0155e-05
|  |  |  | c_DK2 | 4302 | 8.0585e-05 |  |  |  |  | c_DK1_LargeDecentral | 4302 | 0.00010298
|  |  |  | c_DK2 | 4303 | 8.7964e-05 |  |  |  |  | c_DK1_LargeDecentral | 4303 | 0.00010282
|  |  |  | c_DK2 | 4304 | 9.8102e-05 |  |  |  |  | c_DK1_LargeDecentral | 4304 | 8.3821e-05
|  |  |  | c_DK2 | 4305 | 0.00010533 |  |  |  |  | c_DK1_LargeDecentral | 4305 | 7.9322e-05
|  |  |  | c_DK2 | 4306 | 0.00010943 |  |  |  |  | c_DK1_LargeDecentral | 4306 | 7.6989e-05
|  |  |  | c_DK2 | 4307 | 0.00010913 |  |  |  |  | c_DK1_LargeDecentral | 4307 | 7.0156e-05
|  |  |  | c_DK2 | 4308 | 0.00010854 |  |  |  |  | c_DK1_LargeDecentral | 4308 | 6.8657e-05
|  |  |  | c_DK2 | 4309 | 0.00010854 |  |  |  |  | c_DK1_LargeDecentral | 4309 | 5.8991e-05
|  |  |  | c_DK2 | 4310 | 0.00010734 |  |  |  |  | c_DK1_LargeDecentral | 4310 | 6.2824e-05
|  |  |  | c_DK2 | 4311 | 0.000106 |  |  |  |  | c_DK1_LargeDecentral | 4311 | 5.7325e-05
|  |  |  | c_DK2 | 4312 | 0.00010652 |  |  |  |  | c_DK1_LargeDecentral | 4312 | 5.7991e-05
|  |  |  | c_DK2 | 4313 | 0.0001107 |  |  |  |  | c_DK1_LargeDecentral | 4313 | 6.0158e-05
|  |  |  | c_DK2 | 4314 | 0.0001098 |  |  |  |  | c_DK1_LargeDecentral | 4314 | 6.1824e-05
|  |  |  | c_DK2 | 4315 | 0.00010474 |  |  |  |  | c_DK1_LargeDecentral | 4315 | 6.5324e-05
|  |  |  | c_DK2 | 4316 | 9.922e-05 |  |  |  |  | c_DK1_LargeDecentral | 4316 | 6.749e-05
|  |  |  | c_DK2 | 4317 | 9.4971e-05 |  |  |  |  | c_DK1_LargeDecentral | 4317 | 6.4324e-05
|  |  |  | c_DK2 | 4318 | 9.2809e-05 |  |  |  |  | c_DK1_LargeDecentral | 4318 | 5.1326e-05
|  |  |  | c_DK2 | 4319 | 8.9381e-05 |  |  |  |  | c_DK1_LargeDecentral | 4319 | 3.4162e-05
|  |  |  | c_DK2 | 4320 | 9.0126e-05 |  |  |  |  | c_DK1_LargeDecentral | 4320 | 2.7163e-05
|  |  |  | c_DK2 | 4321 | 8.2672e-05 |  |  |  |  | c_DK1_LargeDecentral | 4321 | 3.1162e-05
|  |  |  | c_DK2 | 4322 | 7.9392e-05 |  |  |  |  | c_DK1_LargeDecentral | 4322 | 3.2829e-05
|  |  |  | c_DK2 | 4323 | 7.7454e-05 |  |  |  |  | c_DK1_LargeDecentral | 4323 | 4.0827e-05
|  |  |  | c_DK2 | 4324 | 7.5441e-05 |  |  |  |  | c_DK1_LargeDecentral | 4324 | 5.8991e-05
|  |  |  | c_DK2 | 4325 | 7.4994e-05 |  |  |  |  | c_DK1_LargeDecentral | 4325 | 8.8154e-05
|  |  |  | c_DK2 | 4326 | 7.8125e-05 |  |  |  |  | c_DK1_LargeDecentral | 4326 | 9.1653e-05
|  |  |  | c_DK2 | 4327 | 8.5132e-05 |  |  |  |  | c_DK1_LargeDecentral | 4327 | 9.4486e-05
|  |  |  | c_DK2 | 4328 | 9.6015e-05 |  |  |  |  | c_DK1_LargeDecentral | 4328 | 7.4322e-05
|  |  |  | c_DK2 | 4329 | 0.00010503 |  |  |  |  | c_DK1_LargeDecentral | 4329 | 7.0823e-05
|  |  |  | c_DK2 | 4330 | 0.00010988 |  |  |  |  | c_DK1_LargeDecentral | 4330 | 6.7157e-05
|  |  |  | c_DK2 | 4331 | 0.00011107 |  |  |  |  | c_DK1_LargeDecentral | 4331 | 6.3824e-05
|  |  |  | c_DK2 | 4332 | 0.00011152 |  |  |  |  | c_DK1_LargeDecentral | 4332 | 6.3157e-05
|  |  |  | c_DK2 | 4333 | 0.00011092 |  |  |  |  | c_DK1_LargeDecentral | 4333 | 5.5159e-05
|  |  |  | c_DK2 | 4334 | 0.00010757 |  |  |  |  | c_DK1_LargeDecentral | 4334 | 5.3825e-05
|  |  |  | c_DK2 | 4335 | 0.00010697 |  |  |  |  | c_DK1_LargeDecentral | 4335 | 4.9826e-05
|  |  |  | c_DK2 | 4336 | 0.00010861 |  |  |  |  | c_DK1_LargeDecentral | 4336 | 5.1659e-05
|  |  |  | c_DK2 | 4337 | 0.00011353 |  |  |  |  | c_DK1_LargeDecentral | 4337 | 5.6992e-05
|  |  |  | c_DK2 | 4338 | 0.00011346 |  |  |  |  | c_DK1_LargeDecentral | 4338 | 5.9491e-05
|  |  |  | c_DK2 | 4339 | 0.00010884 |  |  |  |  | c_DK1_LargeDecentral | 4339 | 6.2991e-05
|  |  |  | c_DK2 | 4340 | 0.00010287 |  |  |  |  | c_DK1_LargeDecentral | 4340 | 6.5824e-05
|  |  |  | c_DK2 | 4341 | 9.7878e-05 |  |  |  |  | c_DK1_LargeDecentral | 4341 | 6.3657e-05
|  |  |  | c_DK2 | 4342 | 9.5046e-05 |  |  |  |  | c_DK1_LargeDecentral | 4342 | 5.0159e-05
|  |  |  | c_DK2 | 4343 | 9.1244e-05 |  |  |  |  | c_DK1_LargeDecentral | 4343 | 3.4995e-05
|  |  |  | c_DK2 | 4344 | 8.6697e-05 |  |  |  |  | c_DK1_LargeDecentral | 4344 | 2.7496e-05
|  |  |  | c_DK2 | 4345 | 8.1777e-05 |  |  |  |  | c_DK1_LargeDecentral | 4345 | 3.1329e-05
|  |  |  | c_DK2 | 4346 | 7.9541e-05 |  |  |  |  | c_DK1_LargeDecentral | 4346 | 3.0662e-05
|  |  |  | c_DK2 | 4347 | 7.9616e-05 |  |  |  |  | c_DK1_LargeDecentral | 4347 | 3.3162e-05
|  |  |  | c_DK2 | 4348 | 7.9243e-05 |  |  |  |  | c_DK1_LargeDecentral | 4348 | 5.1159e-05
|  |  |  | c_DK2 | 4349 | 8.3194e-05 |  |  |  |  | c_DK1_LargeDecentral | 4349 | 9.082e-05
|  |  |  | c_DK2 | 4350 | 9.4151e-05 |  |  |  |  | c_DK1_LargeDecentral | 4350 | 0.00010665
|  |  |  | c_DK2 | 4351 | 0.00010921 |  |  |  |  | c_DK1_LargeDecentral | 4351 | 0.00010498
|  |  |  | c_DK2 | 4352 | 0.00011972 |  |  |  |  | c_DK1_LargeDecentral | 4352 | 8.3488e-05
|  |  |  | c_DK2 | 4353 | 0.00012427 |  |  |  |  | c_DK1_LargeDecentral | 4353 | 8.0322e-05
|  |  |  | c_DK2 | 4354 | 0.00012725 |  |  |  |  | c_DK1_LargeDecentral | 4354 | 7.4822e-05
|  |  |  | c_DK2 | 4355 | 0.00012941 |  |  |  |  | c_DK1_LargeDecentral | 4355 | 7.1989e-05
|  |  |  | c_DK2 | 4356 | 0.00012583 |  |  |  |  | c_DK1_LargeDecentral | 4356 | 6.999e-05
|  |  |  | c_DK2 | 4357 | 0.00012389 |  |  |  |  | c_DK1_LargeDecentral | 4357 | 5.9825e-05
|  |  |  | c_DK2 | 4358 | 0.00012367 |  |  |  |  | c_DK1_LargeDecentral | 4358 | 5.8491e-05
|  |  |  | c_DK2 | 4359 | 0.00012195 |  |  |  |  | c_DK1_LargeDecentral | 4359 | 5.4159e-05
|  |  |  | c_DK2 | 4360 | 0.0001192 |  |  |  |  | c_DK1_LargeDecentral | 4360 | 5.5658e-05
|  |  |  | c_DK2 | 4361 | 0.00012277 |  |  |  |  | c_DK1_LargeDecentral | 4361 | 6.0658e-05
|  |  |  | c_DK2 | 4362 | 0.00012039 |  |  |  |  | c_DK1_LargeDecentral | 4362 | 6.2491e-05
|  |  |  | c_DK2 | 4363 | 0.00011428 |  |  |  |  | c_DK1_LargeDecentral | 4363 | 6.7657e-05
|  |  |  | c_DK2 | 4364 | 0.00010667 |  |  |  |  | c_DK1_LargeDecentral | 4364 | 7.1323e-05
|  |  |  | c_DK2 | 4365 | 0.00010034 |  |  |  |  | c_DK1_LargeDecentral | 4365 | 6.549e-05
|  |  |  | c_DK2 | 4366 | 9.5493e-05 |  |  |  |  | c_DK1_LargeDecentral | 4366 | 5.3159e-05
|  |  |  | c_DK2 | 4367 | 8.9679e-05 |  |  |  |  | c_DK1_LargeDecentral | 4367 | 3.5828e-05
|  |  |  | c_DK2 | 4368 | 8.5504e-05 |  |  |  |  | c_DK1_LargeDecentral | 4368 | 3.0662e-05
|  |  |  | c_DK2 | 4369 | 8.1106e-05 |  |  |  |  | c_DK1_LargeDecentral | 4369 | 3.4328e-05
|  |  |  | c_DK2 | 4370 | 7.9243e-05 |  |  |  |  | c_DK1_LargeDecentral | 4370 | 3.3995e-05
|  |  |  | c_DK2 | 4371 | 7.8796e-05 |  |  |  |  | c_DK1_LargeDecentral | 4371 | 3.7161e-05
|  |  |  | c_DK2 | 4372 | 7.9019e-05 |  |  |  |  | c_DK1_LargeDecentral | 4372 | 5.6825e-05
|  |  |  | c_DK2 | 4373 | 8.2895e-05 |  |  |  |  | c_DK1_LargeDecentral | 4373 | 9.7819e-05
|  |  |  | c_DK2 | 4374 | 9.4449e-05 |  |  |  |  | c_DK1_LargeDecentral | 4374 | 0.00011815
|  |  |  | c_DK2 | 4375 | 0.00011025 |  |  |  |  | c_DK1_LargeDecentral | 4375 | 0.00011582
|  |  |  | c_DK2 | 4376 | 0.00011771 |  |  |  |  | c_DK1_LargeDecentral | 4376 | 9.4986e-05
|  |  |  | c_DK2 | 4377 | 0.00012382 |  |  |  |  | c_DK1_LargeDecentral | 4377 | 9.082e-05
|  |  |  | c_DK2 | 4378 | 0.00012643 |  |  |  |  | c_DK1_LargeDecentral | 4378 | 8.4654e-05
|  |  |  | c_DK2 | 4379 | 0.00012591 |  |  |  |  | c_DK1_LargeDecentral | 4379 | 8.1321e-05
|  |  |  | c_DK2 | 4380 | 0.00012747 |  |  |  |  | c_DK1_LargeDecentral | 4380 | 7.8488e-05
|  |  |  | c_DK2 | 4381 | 0.00012561 |  |  |  |  | c_DK1_LargeDecentral | 4381 | 6.8157e-05
|  |  |  | c_DK2 | 4382 | 0.00011987 |  |  |  |  | c_DK1_LargeDecentral | 4382 | 6.5657e-05
|  |  |  | c_DK2 | 4383 | 0.00011718 |  |  |  |  | c_DK1_LargeDecentral | 4383 | 6.1491e-05
|  |  |  | c_DK2 | 4384 | 0.00011547 |  |  |  |  | c_DK1_LargeDecentral | 4384 | 6.2824e-05
|  |  |  | c_DK2 | 4385 | 0.00011935 |  |  |  |  | c_DK1_LargeDecentral | 4385 | 6.8323e-05
|  |  |  | c_DK2 | 4386 | 0.00011905 |  |  |  |  | c_DK1_LargeDecentral | 4386 | 7.049e-05
|  |  |  | c_DK2 | 4387 | 0.00011353 |  |  |  |  | c_DK1_LargeDecentral | 4387 | 7.5822e-05
|  |  |  | c_DK2 | 4388 | 0.00010772 |  |  |  |  | c_DK1_LargeDecentral | 4388 | 7.8988e-05
|  |  |  | c_DK2 | 4389 | 0.00010325 |  |  |  |  | c_DK1_LargeDecentral | 4389 | 7.2823e-05
|  |  |  | c_DK2 | 4390 | 9.9444e-05 |  |  |  |  | c_DK1_LargeDecentral | 4390 | 5.8491e-05
|  |  |  | c_DK2 | 4391 | 9.4002e-05 |  |  |  |  | c_DK1_LargeDecentral | 4391 | 3.9328e-05
|  |  |  | c_DK2 | 4392 | 8.6623e-05 |  |  |  |  | c_DK1_LargeDecentral | 4392 | 3.4495e-05
|  |  |  | c_DK2 | 4393 | 8.0659e-05 |  |  |  |  | c_DK1_LargeDecentral | 4393 | 3.7994e-05
|  |  |  | c_DK2 | 4394 | 7.9243e-05 |  |  |  |  | c_DK1_LargeDecentral | 4394 | 3.8161e-05
|  |  |  | c_DK2 | 4395 | 7.9616e-05 |  |  |  |  | c_DK1_LargeDecentral | 4395 | 4.1827e-05
|  |  |  | c_DK2 | 4396 | 7.8945e-05 |  |  |  |  | c_DK1_LargeDecentral | 4396 | 6.2657e-05
|  |  |  | c_DK2 | 4397 | 8.1405e-05 |  |  |  |  | c_DK1_LargeDecentral | 4397 | 0.00010582
|  |  |  | c_DK2 | 4398 | 9.3778e-05 |  |  |  |  | c_DK1_LargeDecentral | 4398 | 0.00012831
|  |  |  | c_DK2 | 4399 | 0.00010824 |  |  |  |  | c_DK1_LargeDecentral | 4399 | 0.00012565
|  |  |  | c_DK2 | 4400 | 0.00011808 |  |  |  |  | c_DK1_LargeDecentral | 4400 | 0.00010482
|  |  |  | c_DK2 | 4401 | 0.00012084 |  |  |  |  | c_DK1_LargeDecentral | 4401 | 9.9652e-05
|  |  |  | c_DK2 | 4402 | 0.00012181 |  |  |  |  | c_DK1_LargeDecentral | 4402 | 9.282e-05
|  |  |  | c_DK2 | 4403 | 0.00012255 |  |  |  |  | c_DK1_LargeDecentral | 4403 | 8.8654e-05
|  |  |  | c_DK2 | 4404 | 0.0001221 |  |  |  |  | c_DK1_LargeDecentral | 4404 | 8.5487e-05
|  |  |  | c_DK2 | 4405 | 0.00012143 |  |  |  |  | c_DK1_LargeDecentral | 4405 | 7.5489e-05
|  |  |  | c_DK2 | 4406 | 0.00011927 |  |  |  |  | c_DK1_LargeDecentral | 4406 | 7.2656e-05
|  |  |  | c_DK2 | 4407 | 0.00011674 |  |  |  |  | c_DK1_LargeDecentral | 4407 | 6.899e-05
|  |  |  | c_DK2 | 4408 | 0.00011696 |  |  |  |  | c_DK1_LargeDecentral | 4408 | 7.0323e-05
|  |  |  | c_DK2 | 4409 | 0.00012188 |  |  |  |  | c_DK1_LargeDecentral | 4409 | 7.6322e-05
|  |  |  | c_DK2 | 4410 | 0.0001186 |  |  |  |  | c_DK1_LargeDecentral | 4410 | 7.9322e-05
|  |  |  | c_DK2 | 4411 | 0.00011197 |  |  |  |  | c_DK1_LargeDecentral | 4411 | 8.5154e-05
|  |  |  | c_DK2 | 4412 | 0.000106 |  |  |  |  | c_DK1_LargeDecentral | 4412 | 8.782e-05
|  |  |  | c_DK2 | 4413 | 0.00010116 |  |  |  |  | c_DK1_LargeDecentral | 4413 | 8.0988e-05
|  |  |  | c_DK2 | 4414 | 9.6909e-05 |  |  |  |  | c_DK1_LargeDecentral | 4414 | 6.4657e-05
|  |  |  | c_DK2 | 4415 | 9.102e-05 |  |  |  |  | c_DK1_LargeDecentral | 4415 | 4.3494e-05
|  |  |  | c_DK2 | 4416 | 8.3268e-05 |  |  |  |  | c_DK1_LargeDecentral | 4416 | 3.7161e-05
|  |  |  | c_DK2 | 4417 | 7.8647e-05 |  |  |  |  | c_DK1_LargeDecentral | 4417 | 4.0827e-05
|  |  |  | c_DK2 | 4418 | 7.7007e-05 |  |  |  |  | c_DK1_LargeDecentral | 4418 | 4.1161e-05
|  |  |  | c_DK2 | 4419 | 7.6932e-05 |  |  |  |  | c_DK1_LargeDecentral | 4419 | 4.4827e-05
|  |  |  | c_DK2 | 4420 | 7.6783e-05 |  |  |  |  | c_DK1_LargeDecentral | 4420 | 6.649e-05
|  |  |  | c_DK2 | 4421 | 8.133e-05 |  |  |  |  | c_DK1_LargeDecentral | 4421 | 0.00011115
|  |  |  | c_DK2 | 4422 | 9.4971e-05 |  |  |  |  | c_DK1_LargeDecentral | 4422 | 0.00013465
|  |  |  | c_DK2 | 4423 | 0.00011003 |  |  |  |  | c_DK1_LargeDecentral | 4423 | 0.00013215
|  |  |  | c_DK2 | 4424 | 0.00011927 |  |  |  |  | c_DK1_LargeDecentral | 4424 | 0.00011082
|  |  |  | c_DK2 | 4425 | 0.0001227 |  |  |  |  | c_DK1_LargeDecentral | 4425 | 0.00010515
|  |  |  | c_DK2 | 4426 | 0.00012747 |  |  |  |  | c_DK1_LargeDecentral | 4426 | 9.7986e-05
|  |  |  | c_DK2 | 4427 | 0.00012792 |  |  |  |  | c_DK1_LargeDecentral | 4427 | 9.332e-05
|  |  |  | c_DK2 | 4428 | 0.00012583 |  |  |  |  | c_DK1_LargeDecentral | 4428 | 8.9653e-05
|  |  |  | c_DK2 | 4429 | 0.00012717 |  |  |  |  | c_DK1_LargeDecentral | 4429 | 8.0322e-05
|  |  |  | c_DK2 | 4430 | 0.00012687 |  |  |  |  | c_DK1_LargeDecentral | 4430 | 7.7155e-05
|  |  |  | c_DK2 | 4431 | 0.00012479 |  |  |  |  | c_DK1_LargeDecentral | 4431 | 7.3822e-05
|  |  |  | c_DK2 | 4432 | 0.00012382 |  |  |  |  | c_DK1_LargeDecentral | 4432 | 7.5489e-05
|  |  |  | c_DK2 | 4433 | 0.0001265 |  |  |  |  | c_DK1_LargeDecentral | 4433 | 8.1655e-05
|  |  |  | c_DK2 | 4434 | 0.00012203 |  |  |  |  | c_DK1_LargeDecentral | 4434 | 8.4654e-05
|  |  |  | c_DK2 | 4435 | 0.00011443 |  |  |  |  | c_DK1_LargeDecentral | 4435 | 9.082e-05
|  |  |  | c_DK2 | 4436 | 0.00010697 |  |  |  |  | c_DK1_LargeDecentral | 4436 | 9.3153e-05
|  |  |  | c_DK2 | 4437 | 0.00010123 |  |  |  |  | c_DK1_LargeDecentral | 4437 | 8.5987e-05
|  |  |  | c_DK2 | 4438 | 9.6909e-05 |  |  |  |  | c_DK1_LargeDecentral | 4438 | 6.8323e-05
|  |  |  | c_DK2 | 4439 | 9.0424e-05 |  |  |  |  | c_DK1_LargeDecentral | 4439 | 4.6327e-05
|  |  |  | c_DK2 | 4440 | 8.5803e-05 |  |  |  |  | c_DK1_LargeDecentral | 4440 | 3.6161e-05
|  |  |  | c_DK2 | 4441 | 8.133e-05 |  |  |  |  | c_DK1_LargeDecentral | 4441 | 3.8994e-05
|  |  |  | c_DK2 | 4442 | 7.9616e-05 |  |  |  |  | c_DK1_LargeDecentral | 4442 | 3.8661e-05
|  |  |  | c_DK2 | 4443 | 7.8572e-05 |  |  |  |  | c_DK1_LargeDecentral | 4443 | 4.1827e-05
|  |  |  | c_DK2 | 4444 | 7.9243e-05 |  |  |  |  | c_DK1_LargeDecentral | 4444 | 6.1824e-05
|  |  |  | c_DK2 | 4445 | 8.3045e-05 |  |  |  |  | c_DK1_LargeDecentral | 4445 | 0.00010465
|  |  |  | c_DK2 | 4446 | 9.5195e-05 |  |  |  |  | c_DK1_LargeDecentral | 4446 | 0.00012681
|  |  |  | c_DK2 | 4447 | 0.00010966 |  |  |  |  | c_DK1_LargeDecentral | 4447 | 0.00012681
|  |  |  | c_DK2 | 4448 | 0.00011882 |  |  |  |  | c_DK1_LargeDecentral | 4448 | 0.00010698
|  |  |  | c_DK2 | 4449 | 0.00012128 |  |  |  |  | c_DK1_LargeDecentral | 4449 | 0.00010149
|  |  |  | c_DK2 | 4450 | 0.00012315 |  |  |  |  | c_DK1_LargeDecentral | 4450 | 9.382e-05
|  |  |  | c_DK2 | 4451 | 0.00012233 |  |  |  |  | c_DK1_LargeDecentral | 4451 | 8.8987e-05
|  |  |  | c_DK2 | 4452 | 0.00012039 |  |  |  |  | c_DK1_LargeDecentral | 4452 | 8.6321e-05
|  |  |  | c_DK2 | 4453 | 0.00011771 |  |  |  |  | c_DK1_LargeDecentral | 4453 | 7.7322e-05
|  |  |  | c_DK2 | 4454 | 0.00011458 |  |  |  |  | c_DK1_LargeDecentral | 4454 | 7.3489e-05
|  |  |  | c_DK2 | 4455 | 0.00011025 |  |  |  |  | c_DK1_LargeDecentral | 4455 | 6.999e-05
|  |  |  | c_DK2 | 4456 | 0.00011062 |  |  |  |  | c_DK1_LargeDecentral | 4456 | 7.1489e-05
|  |  |  | c_DK2 | 4457 | 0.00011465 |  |  |  |  | c_DK1_LargeDecentral | 4457 | 7.8322e-05
|  |  |  | c_DK2 | 4458 | 0.00011316 |  |  |  |  | c_DK1_LargeDecentral | 4458 | 8.1488e-05
|  |  |  | c_DK2 | 4459 | 0.00010734 |  |  |  |  | c_DK1_LargeDecentral | 4459 | 8.7987e-05
|  |  |  | c_DK2 | 4460 | 0.00010183 |  |  |  |  | c_DK1_LargeDecentral | 4460 | 8.9987e-05
|  |  |  | c_DK2 | 4461 | 9.6984e-05 |  |  |  |  | c_DK1_LargeDecentral | 4461 | 8.3821e-05
|  |  |  | c_DK2 | 4462 | 9.3704e-05 |  |  |  |  | c_DK1_LargeDecentral | 4462 | 6.5824e-05
|  |  |  | c_DK2 | 4463 | 8.9231e-05 |  |  |  |  | c_DK1_LargeDecentral | 4463 | 4.4493e-05
|  |  |  | c_DK2 | 4464 | 8.2299e-05 |  |  |  |  | c_DK1_LargeDecentral | 4464 | 3.9161e-05
|  |  |  | c_DK2 | 4465 | 7.6485e-05 |  |  |  |  | c_DK1_LargeDecentral | 4465 | 3.9494e-05
|  |  |  | c_DK2 | 4466 | 7.4547e-05 |  |  |  |  | c_DK1_LargeDecentral | 4466 | 3.6661e-05
|  |  |  | c_DK2 | 4467 | 7.41e-05 |  |  |  |  | c_DK1_LargeDecentral | 4467 | 4.1661e-05
|  |  |  | c_DK2 | 4468 | 7.328e-05 |  |  |  |  | c_DK1_LargeDecentral | 4468 | 6.1491e-05
|  |  |  | c_DK2 | 4469 | 7.2907e-05 |  |  |  |  | c_DK1_LargeDecentral | 4469 | 9.7986e-05
|  |  |  | c_DK2 | 4470 | 7.7678e-05 |  |  |  |  | c_DK1_LargeDecentral | 4470 | 0.00012448
|  |  |  | c_DK2 | 4471 | 8.5952e-05 |  |  |  |  | c_DK1_LargeDecentral | 4471 | 0.00012415
|  |  |  | c_DK2 | 4472 | 9.4747e-05 |  |  |  |  | c_DK1_LargeDecentral | 4472 | 0.00010432
|  |  |  | c_DK2 | 4473 | 0.00010265 |  |  |  |  | c_DK1_LargeDecentral | 4473 | 9.7652e-05
|  |  |  | c_DK2 | 4474 | 0.00010638 |  |  |  |  | c_DK1_LargeDecentral | 4474 | 9.4153e-05
|  |  |  | c_DK2 | 4475 | 0.00010667 |  |  |  |  | c_DK1_LargeDecentral | 4475 | 8.6321e-05
|  |  |  | c_DK2 | 4476 | 0.00010869 |  |  |  |  | c_DK1_LargeDecentral | 4476 | 8.3654e-05
|  |  |  | c_DK2 | 4477 | 0.00010816 |  |  |  |  | c_DK1_LargeDecentral | 4477 | 7.3989e-05
|  |  |  | c_DK2 | 4478 | 0.00010675 |  |  |  |  | c_DK1_LargeDecentral | 4478 | 7.7322e-05
|  |  |  | c_DK2 | 4479 | 0.00010466 |  |  |  |  | c_DK1_LargeDecentral | 4479 | 7.2823e-05
|  |  |  | c_DK2 | 4480 | 0.00010533 |  |  |  |  | c_DK1_LargeDecentral | 4480 | 7.3822e-05
|  |  |  | c_DK2 | 4481 | 0.00010824 |  |  |  |  | c_DK1_LargeDecentral | 4481 | 7.6822e-05
|  |  |  | c_DK2 | 4482 | 0.00010824 |  |  |  |  | c_DK1_LargeDecentral | 4482 | 8.0488e-05
|  |  |  | c_DK2 | 4483 | 0.00010481 |  |  |  |  | c_DK1_LargeDecentral | 4483 | 8.4654e-05
|  |  |  | c_DK2 | 4484 | 0.00010049 |  |  |  |  | c_DK1_LargeDecentral | 4484 | 8.6321e-05
|  |  |  | c_DK2 | 4485 | 9.6909e-05 |  |  |  |  | c_DK1_LargeDecentral | 4485 | 8.2321e-05
|  |  |  | c_DK2 | 4486 | 9.5269e-05 |  |  |  |  | c_DK1_LargeDecentral | 4486 | 6.4824e-05
|  |  |  | c_DK2 | 4487 | 9.1915e-05 |  |  |  |  | c_DK1_LargeDecentral | 4487 | 4.3994e-05
|  |  |  | c_DK2 | 4488 | 8.3715e-05 |  |  |  |  | c_DK1_LargeDecentral | 4488 | 3.6995e-05
|  |  |  | c_DK2 | 4489 | 7.7156e-05 |  |  |  |  | c_DK1_LargeDecentral | 4489 | 4.1327e-05
|  |  |  | c_DK2 | 4490 | 7.4472e-05 |  |  |  |  | c_DK1_LargeDecentral | 4490 | 4.2494e-05
|  |  |  | c_DK2 | 4491 | 7.4472e-05 |  |  |  |  | c_DK1_LargeDecentral | 4491 | 5.2159e-05
|  |  |  | c_DK2 | 4492 | 7.3131e-05 |  |  |  |  | c_DK1_LargeDecentral | 4492 | 7.5489e-05
|  |  |  | c_DK2 | 4493 | 7.1789e-05 |  |  |  |  | c_DK1_LargeDecentral | 4493 | 0.00011215
|  |  |  | c_DK2 | 4494 | 7.5367e-05 |  |  |  |  | c_DK1_LargeDecentral | 4494 | 0.00011798
|  |  |  | c_DK2 | 4495 | 8.1926e-05 |  |  |  |  | c_DK1_LargeDecentral | 4495 | 0.00012015
|  |  |  | c_DK2 | 4496 | 9.0648e-05 |  |  |  |  | c_DK1_LargeDecentral | 4496 | 9.8486e-05
|  |  |  | c_DK2 | 4497 | 9.8549e-05 |  |  |  |  | c_DK1_LargeDecentral | 4497 | 9.2486e-05
|  |  |  | c_DK2 | 4498 | 0.00010421 |  |  |  |  | c_DK1_LargeDecentral | 4498 | 8.7654e-05
|  |  |  | c_DK2 | 4499 | 0.00010556 |  |  |  |  | c_DK1_LargeDecentral | 4499 | 8.3154e-05
|  |  |  | c_DK2 | 4500 | 0.00010481 |  |  |  |  | c_DK1_LargeDecentral | 4500 | 8.1155e-05
|  |  |  | c_DK2 | 4501 | 0.00010407 |  |  |  |  | c_DK1_LargeDecentral | 4501 | 7.3323e-05
|  |  |  | c_DK2 | 4502 | 0.0001025 |  |  |  |  | c_DK1_LargeDecentral | 4502 | 7.1656e-05
|  |  |  | c_DK2 | 4503 | 0.00010131 |  |  |  |  | c_DK1_LargeDecentral | 4503 | 6.8657e-05
|  |  |  | c_DK2 | 4504 | 0.0001028 |  |  |  |  | c_DK1_LargeDecentral | 4504 | 7.1489e-05
|  |  |  | c_DK2 | 4505 | 0.00010936 |  |  |  |  | c_DK1_LargeDecentral | 4505 | 7.7489e-05
|  |  |  | c_DK2 | 4506 | 0.00011249 |  |  |  |  | c_DK1_LargeDecentral | 4506 | 8.1488e-05
|  |  |  | c_DK2 | 4507 | 0.00010906 |  |  |  |  | c_DK1_LargeDecentral | 4507 | 8.6654e-05
|  |  |  | c_DK2 | 4508 | 0.00010414 |  |  |  |  | c_DK1_LargeDecentral | 4508 | 8.882e-05
|  |  |  | c_DK2 | 4509 | 9.9816e-05 |  |  |  |  | c_DK1_LargeDecentral | 4509 | 8.4654e-05
|  |  |  | c_DK2 | 4510 | 9.6089e-05 |  |  |  |  | c_DK1_LargeDecentral | 4510 | 6.649e-05
|  |  |  | c_DK2 | 4511 | 9.0946e-05 |  |  |  |  | c_DK1_LargeDecentral | 4511 | 4.6493e-05
|  |  |  | c_DK2 | 4512 | 8.4908e-05 |  |  |  |  | c_DK1_LargeDecentral | 4512 | 3.5495e-05
|  |  |  | c_DK2 | 4513 | 7.8572e-05 |  |  |  |  | c_DK1_LargeDecentral | 4513 | 3.9161e-05
|  |  |  | c_DK2 | 4514 | 7.5143e-05 |  |  |  |  | c_DK1_LargeDecentral | 4514 | 3.9494e-05
|  |  |  | c_DK2 | 4515 | 7.3727e-05 |  |  |  |  | c_DK1_LargeDecentral | 4515 | 4.2994e-05
|  |  |  | c_DK2 | 4516 | 7.574e-05 |  |  |  |  | c_DK1_LargeDecentral | 4516 | 6.3491e-05
|  |  |  | c_DK2 | 4517 | 8.051e-05 |  |  |  |  | c_DK1_LargeDecentral | 4517 | 0.00010698
|  |  |  | c_DK2 | 4518 | 8.9902e-05 |  |  |  |  | c_DK1_LargeDecentral | 4518 | 0.00012848
|  |  |  | c_DK2 | 4519 | 0.00010749 |  |  |  |  | c_DK1_LargeDecentral | 4519 | 0.00012631
|  |  |  | c_DK2 | 4520 | 0.00011987 |  |  |  |  | c_DK1_LargeDecentral | 4520 | 0.00010382
|  |  |  | c_DK2 | 4521 | 0.00012568 |  |  |  |  | c_DK1_LargeDecentral | 4521 | 9.8652e-05
|  |  |  | c_DK2 | 4522 | 0.00012896 |  |  |  |  | c_DK1_LargeDecentral | 4522 | 9.1986e-05
|  |  |  | c_DK2 | 4523 | 0.00013015 |  |  |  |  | c_DK1_LargeDecentral | 4523 | 8.7987e-05
|  |  |  | c_DK2 | 4524 | 0.00012881 |  |  |  |  | c_DK1_LargeDecentral | 4524 | 8.4654e-05
|  |  |  | c_DK2 | 4525 | 0.00012494 |  |  |  |  | c_DK1_LargeDecentral | 4525 | 7.5489e-05
|  |  |  | c_DK2 | 4526 | 0.00012113 |  |  |  |  | c_DK1_LargeDecentral | 4526 | 7.3323e-05
|  |  |  | c_DK2 | 4527 | 0.00011778 |  |  |  |  | c_DK1_LargeDecentral | 4527 | 7.0323e-05
|  |  |  | c_DK2 | 4528 | 0.00011636 |  |  |  |  | c_DK1_LargeDecentral | 4528 | 7.1989e-05
|  |  |  | c_DK2 | 4529 | 0.00012054 |  |  |  |  | c_DK1_LargeDecentral | 4529 | 7.8155e-05
|  |  |  | c_DK2 | 4530 | 0.00011786 |  |  |  |  | c_DK1_LargeDecentral | 4530 | 8.0821e-05
|  |  |  | c_DK2 | 4531 | 0.00011212 |  |  |  |  | c_DK1_LargeDecentral | 4531 | 8.6821e-05
|  |  |  | c_DK2 | 4532 | 0.00010652 |  |  |  |  | c_DK1_LargeDecentral | 4532 | 9.0153e-05
|  |  |  | c_DK2 | 4533 | 0.00010213 |  |  |  |  | c_DK1_LargeDecentral | 4533 | 8.3321e-05
|  |  |  | c_DK2 | 4534 | 9.8996e-05 |  |  |  |  | c_DK1_LargeDecentral | 4534 | 6.649e-05
|  |  |  | c_DK2 | 4535 | 9.4002e-05 |  |  |  |  | c_DK1_LargeDecentral | 4535 | 4.516e-05
|  |  |  | c_DK2 | 4536 | 8.5355e-05 |  |  |  |  | c_DK1_LargeDecentral | 4536 | 3.3162e-05
|  |  |  | c_DK2 | 4537 | 7.8945e-05 |  |  |  |  | c_DK1_LargeDecentral | 4537 | 3.6661e-05
|  |  |  | c_DK2 | 4538 | 7.6261e-05 |  |  |  |  | c_DK1_LargeDecentral | 4538 | 3.6661e-05
|  |  |  | c_DK2 | 4539 | 7.6634e-05 |  |  |  |  | c_DK1_LargeDecentral | 4539 | 3.9994e-05
|  |  |  | c_DK2 | 4540 | 7.6709e-05 |  |  |  |  | c_DK1_LargeDecentral | 4540 | 6.0824e-05
|  |  |  | c_DK2 | 4541 | 8.0287e-05 |  |  |  |  | c_DK1_LargeDecentral | 4541 | 0.00010348
|  |  |  | c_DK2 | 4542 | 9.1244e-05 |  |  |  |  | c_DK1_LargeDecentral | 4542 | 0.00012498
|  |  |  | c_DK2 | 4543 | 0.000106 |  |  |  |  | c_DK1_LargeDecentral | 4543 | 0.00012248
|  |  |  | c_DK2 | 4544 | 0.00011547 |  |  |  |  | c_DK1_LargeDecentral | 4544 | 0.00010149
|  |  |  | c_DK2 | 4545 | 0.00012121 |  |  |  |  | c_DK1_LargeDecentral | 4545 | 9.6986e-05
|  |  |  | c_DK2 | 4546 | 0.00012322 |  |  |  |  | c_DK1_LargeDecentral | 4546 | 9.032e-05
|  |  |  | c_DK2 | 4547 | 0.00012285 |  |  |  |  | c_DK1_LargeDecentral | 4547 | 8.6321e-05
|  |  |  | c_DK2 | 4548 | 0.00012136 |  |  |  |  | c_DK1_LargeDecentral | 4548 | 8.3321e-05
|  |  |  | c_DK2 | 4549 | 0.00012091 |  |  |  |  | c_DK1_LargeDecentral | 4549 | 7.3156e-05
|  |  |  | c_DK2 | 4550 | 0.00011838 |  |  |  |  | c_DK1_LargeDecentral | 4550 | 7.0323e-05
|  |  |  | c_DK2 | 4551 | 0.00011532 |  |  |  |  | c_DK1_LargeDecentral | 4551 | 6.649e-05
|  |  |  | c_DK2 | 4552 | 0.00011376 |  |  |  |  | c_DK1_LargeDecentral | 4552 | 6.7823e-05
|  |  |  | c_DK2 | 4553 | 0.0001183 |  |  |  |  | c_DK1_LargeDecentral | 4553 | 7.3822e-05
|  |  |  | c_DK2 | 4554 | 0.00011584 |  |  |  |  | c_DK1_LargeDecentral | 4554 | 7.6322e-05
|  |  |  | c_DK2 | 4555 | 0.00011033 |  |  |  |  | c_DK1_LargeDecentral | 4555 | 8.1988e-05
|  |  |  | c_DK2 | 4556 | 0.00010518 |  |  |  |  | c_DK1_LargeDecentral | 4556 | 8.4821e-05
|  |  |  | c_DK2 | 4557 | 0.00010123 |  |  |  |  | c_DK1_LargeDecentral | 4557 | 7.8322e-05
|  |  |  | c_DK2 | 4558 | 9.8102e-05 |  |  |  |  | c_DK1_LargeDecentral | 4558 | 6.2491e-05
|  |  |  | c_DK2 | 4559 | 9.2958e-05 |  |  |  |  | c_DK1_LargeDecentral | 4559 | 4.2327e-05
|  |  |  | c_DK2 | 4560 | 8.7293e-05 |  |  |  |  | c_DK1_LargeDecentral | 4560 | 3.1662e-05
|  |  |  | c_DK2 | 4561 | 8.1479e-05 |  |  |  |  | c_DK1_LargeDecentral | 4561 | 3.5161e-05
|  |  |  | c_DK2 | 4562 | 7.8498e-05 |  |  |  |  | c_DK1_LargeDecentral | 4562 | 3.4995e-05
|  |  |  | c_DK2 | 4563 | 7.8125e-05 |  |  |  |  | c_DK1_LargeDecentral | 4563 | 3.8161e-05
|  |  |  | c_DK2 | 4564 | 7.6187e-05 |  |  |  |  | c_DK1_LargeDecentral | 4564 | 5.8658e-05
|  |  |  | c_DK2 | 4565 | 7.8498e-05 |  |  |  |  | c_DK1_LargeDecentral | 4565 | 0.00010032
|  |  |  | c_DK2 | 4566 | 8.9977e-05 |  |  |  |  | c_DK1_LargeDecentral | 4566 | 0.00012115
|  |  |  | c_DK2 | 4567 | 0.00010481 |  |  |  |  | c_DK1_LargeDecentral | 4567 | 0.00011882
|  |  |  | c_DK2 | 4568 | 0.00011435 |  |  |  |  | c_DK1_LargeDecentral | 4568 | 9.7986e-05
|  |  |  | c_DK2 | 4569 | 0.00011935 |  |  |  |  | c_DK1_LargeDecentral | 4569 | 9.382e-05
|  |  |  | c_DK2 | 4570 | 0.00012225 |  |  |  |  | c_DK1_LargeDecentral | 4570 | 8.732e-05
|  |  |  | c_DK2 | 4571 | 0.00012285 |  |  |  |  | c_DK1_LargeDecentral | 4571 | 8.3488e-05
|  |  |  | c_DK2 | 4572 | 0.00012024 |  |  |  |  | c_DK1_LargeDecentral | 4572 | 8.0655e-05
|  |  |  | c_DK2 | 4573 | 0.00012039 |  |  |  |  | c_DK1_LargeDecentral | 4573 | 7.0323e-05
|  |  |  | c_DK2 | 4574 | 0.00011778 |  |  |  |  | c_DK1_LargeDecentral | 4574 | 6.7823e-05
|  |  |  | c_DK2 | 4575 | 0.00011353 |  |  |  |  | c_DK1_LargeDecentral | 4575 | 6.3491e-05
|  |  |  | c_DK2 | 4576 | 0.00011308 |  |  |  |  | c_DK1_LargeDecentral | 4576 | 6.4824e-05
|  |  |  | c_DK2 | 4577 | 0.00011733 |  |  |  |  | c_DK1_LargeDecentral | 4577 | 7.049e-05
|  |  |  | c_DK2 | 4578 | 0.00011562 |  |  |  |  | c_DK1_LargeDecentral | 4578 | 7.3323e-05
|  |  |  | c_DK2 | 4579 | 0.00010966 |  |  |  |  | c_DK1_LargeDecentral | 4579 | 7.8488e-05
|  |  |  | c_DK2 | 4580 | 0.00010392 |  |  |  |  | c_DK1_LargeDecentral | 4580 | 8.1488e-05
|  |  |  | c_DK2 | 4581 | 9.922e-05 |  |  |  |  | c_DK1_LargeDecentral | 4581 | 7.5322e-05
|  |  |  | c_DK2 | 4582 | 9.594e-05 |  |  |  |  | c_DK1_LargeDecentral | 4582 | 6.0491e-05
|  |  |  | c_DK2 | 4583 | 9.102e-05 |  |  |  |  | c_DK1_LargeDecentral | 4583 | 4.0661e-05
|  |  |  | c_DK2 | 4584 | 8.2374e-05 |  |  |  |  | c_DK1_LargeDecentral | 4584 | 3.1162e-05
|  |  |  | c_DK2 | 4585 | 7.7379e-05 |  |  |  |  | c_DK1_LargeDecentral | 4585 | 3.4495e-05
|  |  |  | c_DK2 | 4586 | 7.641e-05 |  |  |  |  | c_DK1_LargeDecentral | 4586 | 3.4495e-05
|  |  |  | c_DK2 | 4587 | 7.6709e-05 |  |  |  |  | c_DK1_LargeDecentral | 4587 | 3.7494e-05
|  |  |  | c_DK2 | 4588 | 7.5963e-05 |  |  |  |  | c_DK1_LargeDecentral | 4588 | 5.7492e-05
|  |  |  | c_DK2 | 4589 | 7.805e-05 |  |  |  |  | c_DK1_LargeDecentral | 4589 | 9.8652e-05
|  |  |  | c_DK2 | 4590 | 8.9157e-05 |  |  |  |  | c_DK1_LargeDecentral | 4590 | 0.00011932
|  |  |  | c_DK2 | 4591 | 0.00010429 |  |  |  |  | c_DK1_LargeDecentral | 4591 | 0.00011682
|  |  |  | c_DK2 | 4592 | 0.00011413 |  |  |  |  | c_DK1_LargeDecentral | 4592 | 9.6319e-05
|  |  |  | c_DK2 | 4593 | 0.00012024 |  |  |  |  | c_DK1_LargeDecentral | 4593 | 9.182e-05
|  |  |  | c_DK2 | 4594 | 0.0001227 |  |  |  |  | c_DK1_LargeDecentral | 4594 | 8.5654e-05
|  |  |  | c_DK2 | 4595 | 0.0001227 |  |  |  |  | c_DK1_LargeDecentral | 4595 | 8.1988e-05
|  |  |  | c_DK2 | 4596 | 0.00012173 |  |  |  |  | c_DK1_LargeDecentral | 4596 | 7.9322e-05
|  |  |  | c_DK2 | 4597 | 0.00012166 |  |  |  |  | c_DK1_LargeDecentral | 4597 | 6.9323e-05
|  |  |  | c_DK2 | 4598 | 0.0001192 |  |  |  |  | c_DK1_LargeDecentral | 4598 | 6.6657e-05
|  |  |  | c_DK2 | 4599 | 0.00011525 |  |  |  |  | c_DK1_LargeDecentral | 4599 | 6.2324e-05
|  |  |  | c_DK2 | 4600 | 0.00011465 |  |  |  |  | c_DK1_LargeDecentral | 4600 | 6.3657e-05
|  |  |  | c_DK2 | 4601 | 0.00011868 |  |  |  |  | c_DK1_LargeDecentral | 4601 | 6.9323e-05
|  |  |  | c_DK2 | 4602 | 0.00011525 |  |  |  |  | c_DK1_LargeDecentral | 4602 | 7.1323e-05
|  |  |  | c_DK2 | 4603 | 0.00011003 |  |  |  |  | c_DK1_LargeDecentral | 4603 | 7.6989e-05
|  |  |  | c_DK2 | 4604 | 0.00010399 |  |  |  |  | c_DK1_LargeDecentral | 4604 | 7.9988e-05
|  |  |  | c_DK2 | 4605 | 9.8996e-05 |  |  |  |  | c_DK1_LargeDecentral | 4605 | 7.3656e-05
|  |  |  | c_DK2 | 4606 | 9.5866e-05 |  |  |  |  | c_DK1_LargeDecentral | 4606 | 5.9325e-05
|  |  |  | c_DK2 | 4607 | 9.1169e-05 |  |  |  |  | c_DK1_LargeDecentral | 4607 | 3.9994e-05
|  |  |  | c_DK2 | 4608 | 8.3939e-05 |  |  |  |  | c_DK1_LargeDecentral | 4608 | 2.8996e-05
|  |  |  | c_DK2 | 4609 | 7.9541e-05 |  |  |  |  | c_DK1_LargeDecentral | 4609 | 3.1829e-05
|  |  |  | c_DK2 | 4610 | 7.6709e-05 |  |  |  |  | c_DK1_LargeDecentral | 4610 | 3.1329e-05
|  |  |  | c_DK2 | 4611 | 7.7156e-05 |  |  |  |  | c_DK1_LargeDecentral | 4611 | 3.3995e-05
|  |  |  | c_DK2 | 4612 | 7.7529e-05 |  |  |  |  | c_DK1_LargeDecentral | 4612 | 5.2159e-05
|  |  |  | c_DK2 | 4613 | 7.9988e-05 |  |  |  |  | c_DK1_LargeDecentral | 4613 | 9.1653e-05
|  |  |  | c_DK2 | 4614 | 9.0797e-05 |  |  |  |  | c_DK1_LargeDecentral | 4614 | 0.00010948
|  |  |  | c_DK2 | 4615 | 0.00010414 |  |  |  |  | c_DK1_LargeDecentral | 4615 | 0.00011015
|  |  |  | c_DK2 | 4616 | 0.00011383 |  |  |  |  | c_DK1_LargeDecentral | 4616 | 9.0487e-05
|  |  |  | c_DK2 | 4617 | 0.0001189 |  |  |  |  | c_DK1_LargeDecentral | 4617 | 8.6987e-05
|  |  |  | c_DK2 | 4618 | 0.00012136 |  |  |  |  | c_DK1_LargeDecentral | 4618 | 8.0155e-05
|  |  |  | c_DK2 | 4619 | 0.0001221 |  |  |  |  | c_DK1_LargeDecentral | 4619 | 7.6322e-05
|  |  |  | c_DK2 | 4620 | 0.00012121 |  |  |  |  | c_DK1_LargeDecentral | 4620 | 7.3989e-05
|  |  |  | c_DK2 | 4621 | 0.00011935 |  |  |  |  | c_DK1_LargeDecentral | 4621 | 6.4657e-05
|  |  |  | c_DK2 | 4622 | 0.00011562 |  |  |  |  | c_DK1_LargeDecentral | 4622 | 6.1158e-05
|  |  |  | c_DK2 | 4623 | 0.00011226 |  |  |  |  | c_DK1_LargeDecentral | 4623 | 5.6658e-05
|  |  |  | c_DK2 | 4624 | 0.00011122 |  |  |  |  | c_DK1_LargeDecentral | 4624 | 5.7492e-05
|  |  |  | c_DK2 | 4625 | 0.00011398 |  |  |  |  | c_DK1_LargeDecentral | 4625 | 6.3824e-05
|  |  |  | c_DK2 | 4626 | 0.00011256 |  |  |  |  | c_DK1_LargeDecentral | 4626 | 6.6324e-05
|  |  |  | c_DK2 | 4627 | 0.00010772 |  |  |  |  | c_DK1_LargeDecentral | 4627 | 7.1989e-05
|  |  |  | c_DK2 | 4628 | 0.00010302 |  |  |  |  | c_DK1_LargeDecentral | 4628 | 7.4822e-05
|  |  |  | c_DK2 | 4629 | 9.9444e-05 |  |  |  |  | c_DK1_LargeDecentral | 4629 | 6.9656e-05
|  |  |  | c_DK2 | 4630 | 9.6611e-05 |  |  |  |  | c_DK1_LargeDecentral | 4630 | 5.5492e-05
|  |  |  | c_DK2 | 4631 | 9.1617e-05 |  |  |  |  | c_DK1_LargeDecentral | 4631 | 3.6828e-05
|  |  |  | c_DK2 | 4632 | 8.2895e-05 |  |  |  |  | c_DK1_LargeDecentral | 4632 | 3.0829e-05
|  |  |  | c_DK2 | 4633 | 7.723e-05 |  |  |  |  | c_DK1_LargeDecentral | 4633 | 3.1662e-05
|  |  |  | c_DK2 | 4634 | 7.4323e-05 |  |  |  |  | c_DK1_LargeDecentral | 4634 | 2.8329e-05
|  |  |  | c_DK2 | 4635 | 7.2832e-05 |  |  |  |  | c_DK1_LargeDecentral | 4635 | 3.3162e-05
|  |  |  | c_DK2 | 4636 | 7.3354e-05 |  |  |  |  | c_DK1_LargeDecentral | 4636 | 5.0326e-05
|  |  |  | c_DK2 | 4637 | 7.2534e-05 |  |  |  |  | c_DK1_LargeDecentral | 4637 | 8.2988e-05
|  |  |  | c_DK2 | 4638 | 7.574e-05 |  |  |  |  | c_DK1_LargeDecentral | 4638 | 0.00010615
|  |  |  | c_DK2 | 4639 | 8.3492e-05 |  |  |  |  | c_DK1_LargeDecentral | 4639 | 0.00010582
|  |  |  | c_DK2 | 4640 | 9.348e-05 |  |  |  |  | c_DK1_LargeDecentral | 4640 | 8.6487e-05
|  |  |  | c_DK2 | 4641 | 0.00010026 |  |  |  |  | c_DK1_LargeDecentral | 4641 | 8.2155e-05
|  |  |  | c_DK2 | 4642 | 0.00010451 |  |  |  |  | c_DK1_LargeDecentral | 4642 | 7.9322e-05
|  |  |  | c_DK2 | 4643 | 0.00010593 |  |  |  |  | c_DK1_LargeDecentral | 4643 | 7.2323e-05
|  |  |  | c_DK2 | 4644 | 0.00010533 |  |  |  |  | c_DK1_LargeDecentral | 4644 | 7.0656e-05
|  |  |  | c_DK2 | 4645 | 0.00010392 |  |  |  |  | c_DK1_LargeDecentral | 4645 | 6.0658e-05
|  |  |  | c_DK2 | 4646 | 0.00010183 |  |  |  |  | c_DK1_LargeDecentral | 4646 | 6.4491e-05
|  |  |  | c_DK2 | 4647 | 0.00010108 |  |  |  |  | c_DK1_LargeDecentral | 4647 | 5.9325e-05
|  |  |  | c_DK2 | 4648 | 0.00010123 |  |  |  |  | c_DK1_LargeDecentral | 4648 | 5.9991e-05
|  |  |  | c_DK2 | 4649 | 0.00010407 |  |  |  |  | c_DK1_LargeDecentral | 4649 | 6.1991e-05
|  |  |  | c_DK2 | 4650 | 0.00010399 |  |  |  |  | c_DK1_LargeDecentral | 4650 | 6.3824e-05
|  |  |  | c_DK2 | 4651 | 9.9444e-05 |  |  |  |  | c_DK1_LargeDecentral | 4651 | 6.7323e-05
|  |  |  | c_DK2 | 4652 | 9.6387e-05 |  |  |  |  | c_DK1_LargeDecentral | 4652 | 6.9656e-05
|  |  |  | c_DK2 | 4653 | 9.3331e-05 |  |  |  |  | c_DK1_LargeDecentral | 4653 | 6.6657e-05
|  |  |  | c_DK2 | 4654 | 9.1244e-05 |  |  |  |  | c_DK1_LargeDecentral | 4654 | 5.2992e-05
|  |  |  | c_DK2 | 4655 | 8.7219e-05 |  |  |  |  | c_DK1_LargeDecentral | 4655 | 3.5161e-05
|  |  |  | c_DK2 | 4656 | 8.297e-05 |  |  |  |  | c_DK1_LargeDecentral | 4656 | 3.0329e-05
|  |  |  | c_DK2 | 4657 | 7.7379e-05 |  |  |  |  | c_DK1_LargeDecentral | 4657 | 3.4662e-05
|  |  |  | c_DK2 | 4658 | 7.3429e-05 |  |  |  |  | c_DK1_LargeDecentral | 4658 | 3.5995e-05
|  |  |  | c_DK2 | 4659 | 7.1491e-05 |  |  |  |  | c_DK1_LargeDecentral | 4659 | 4.4327e-05
|  |  |  | c_DK2 | 4660 | 6.9851e-05 |  |  |  |  | c_DK1_LargeDecentral | 4660 | 6.4824e-05
|  |  |  | c_DK2 | 4661 | 6.8956e-05 |  |  |  |  | c_DK1_LargeDecentral | 4661 | 9.7652e-05
|  |  |  | c_DK2 | 4662 | 7.3205e-05 |  |  |  |  | c_DK1_LargeDecentral | 4662 | 0.00010198
|  |  |  | c_DK2 | 4663 | 8.1554e-05 |  |  |  |  | c_DK1_LargeDecentral | 4663 | 0.00010415
|  |  |  | c_DK2 | 4664 | 9.0275e-05 |  |  |  |  | c_DK1_LargeDecentral | 4664 | 8.2988e-05
|  |  |  | c_DK2 | 4665 | 9.6835e-05 |  |  |  |  | c_DK1_LargeDecentral | 4665 | 7.9155e-05
|  |  |  | c_DK2 | 4666 | 0.00010138 |  |  |  |  | c_DK1_LargeDecentral | 4666 | 7.4656e-05
|  |  |  | c_DK2 | 4667 | 0.00010392 |  |  |  |  | c_DK1_LargeDecentral | 4667 | 7.0823e-05
|  |  |  | c_DK2 | 4668 | 0.00010459 |  |  |  |  | c_DK1_LargeDecentral | 4668 | 6.9656e-05
|  |  |  | c_DK2 | 4669 | 0.00010459 |  |  |  |  | c_DK1_LargeDecentral | 4669 | 6.1658e-05
|  |  |  | c_DK2 | 4670 | 0.00010325 |  |  |  |  | c_DK1_LargeDecentral | 4670 | 5.9825e-05
|  |  |  | c_DK2 | 4671 | 0.00010004 |  |  |  |  | c_DK1_LargeDecentral | 4671 | 5.5992e-05
|  |  |  | c_DK2 | 4672 | 0.00010108 |  |  |  |  | c_DK1_LargeDecentral | 4672 | 5.8325e-05
|  |  |  | c_DK2 | 4673 | 0.00010503 |  |  |  |  | c_DK1_LargeDecentral | 4673 | 6.3824e-05
|  |  |  | c_DK2 | 4674 | 0.0001072 |  |  |  |  | c_DK1_LargeDecentral | 4674 | 6.6657e-05
|  |  |  | c_DK2 | 4675 | 0.00010168 |  |  |  |  | c_DK1_LargeDecentral | 4675 | 7.0656e-05
|  |  |  | c_DK2 | 4676 | 9.7356e-05 |  |  |  |  | c_DK1_LargeDecentral | 4676 | 7.3989e-05
|  |  |  | c_DK2 | 4677 | 9.3629e-05 |  |  |  |  | c_DK1_LargeDecentral | 4677 | 7.1323e-05
|  |  |  | c_DK2 | 4678 | 9.1244e-05 |  |  |  |  | c_DK1_LargeDecentral | 4678 | 5.6158e-05
|  |  |  | c_DK2 | 4679 | 8.707e-05 |  |  |  |  | c_DK1_LargeDecentral | 4679 | 3.8994e-05
|  |  |  | c_DK2 | 4680 | 8.1032e-05 |  |  |  |  | c_DK1_LargeDecentral | 4680 | 3.0662e-05
|  |  |  | c_DK2 | 4681 | 7.6559e-05 |  |  |  |  | c_DK1_LargeDecentral | 4681 | 3.4328e-05
|  |  |  | c_DK2 | 4682 | 7.4323e-05 |  |  |  |  | c_DK1_LargeDecentral | 4682 | 3.3995e-05
|  |  |  | c_DK2 | 4683 | 7.4621e-05 |  |  |  |  | c_DK1_LargeDecentral | 4683 | 3.6995e-05
|  |  |  | c_DK2 | 4684 | 7.41e-05 |  |  |  |  | c_DK1_LargeDecentral | 4684 | 5.6325e-05
|  |  |  | c_DK2 | 4685 | 7.6932e-05 |  |  |  |  | c_DK1_LargeDecentral | 4685 | 9.7652e-05
|  |  |  | c_DK2 | 4686 | 8.6399e-05 |  |  |  |  | c_DK1_LargeDecentral | 4686 | 0.00011698
|  |  |  | c_DK2 | 4687 | 9.9369e-05 |  |  |  |  | c_DK1_LargeDecentral | 4687 | 0.00011482
|  |  |  | c_DK2 | 4688 | 0.00010958 |  |  |  |  | c_DK1_LargeDecentral | 4688 | 9.232e-05
|  |  |  | c_DK2 | 4689 | 0.00011562 |  |  |  |  | c_DK1_LargeDecentral | 4689 | 8.8487e-05
|  |  |  | c_DK2 | 4690 | 0.00011994 |  |  |  |  | c_DK1_LargeDecentral | 4690 | 8.2321e-05
|  |  |  | c_DK2 | 4691 | 0.0001221 |  |  |  |  | c_DK1_LargeDecentral | 4691 | 7.8988e-05
|  |  |  | c_DK2 | 4692 | 0.00011771 |  |  |  |  | c_DK1_LargeDecentral | 4692 | 7.6822e-05
|  |  |  | c_DK2 | 4693 | 0.00011607 |  |  |  |  | c_DK1_LargeDecentral | 4693 | 6.6657e-05
|  |  |  | c_DK2 | 4694 | 0.00011383 |  |  |  |  | c_DK1_LargeDecentral | 4694 | 6.4824e-05
|  |  |  | c_DK2 | 4695 | 0.0001113 |  |  |  |  | c_DK1_LargeDecentral | 4695 | 6.0491e-05
|  |  |  | c_DK2 | 4696 | 0.00011055 |  |  |  |  | c_DK1_LargeDecentral | 4696 | 6.2324e-05
|  |  |  | c_DK2 | 4697 | 0.00011376 |  |  |  |  | c_DK1_LargeDecentral | 4697 | 6.7657e-05
|  |  |  | c_DK2 | 4698 | 0.00011197 |  |  |  |  | c_DK1_LargeDecentral | 4698 | 6.9823e-05
|  |  |  | c_DK2 | 4699 | 0.00010861 |  |  |  |  | c_DK1_LargeDecentral | 4699 | 7.5322e-05
|  |  |  | c_DK2 | 4700 | 0.00010362 |  |  |  |  | c_DK1_LargeDecentral | 4700 | 7.9655e-05
|  |  |  | c_DK2 | 4701 | 9.8549e-05 |  |  |  |  | c_DK1_LargeDecentral | 4701 | 7.3156e-05
|  |  |  | c_DK2 | 4702 | 9.5866e-05 |  |  |  |  | c_DK1_LargeDecentral | 4702 | 5.8991e-05
|  |  |  | c_DK2 | 4703 | 9.1095e-05 |  |  |  |  | c_DK1_LargeDecentral | 4703 | 3.9661e-05
|  |  |  | c_DK2 | 4704 | 8.1256e-05 |  |  |  |  | c_DK1_LargeDecentral | 4704 | 2.9329e-05
|  |  |  | c_DK2 | 4705 | 7.5441e-05 |  |  |  |  | c_DK1_LargeDecentral | 4705 | 3.3162e-05
|  |  |  | c_DK2 | 4706 | 7.4025e-05 |  |  |  |  | c_DK1_LargeDecentral | 4706 | 3.2662e-05
|  |  |  | c_DK2 | 4707 | 7.4323e-05 |  |  |  |  | c_DK1_LargeDecentral | 4707 | 3.5828e-05
|  |  |  | c_DK2 | 4708 | 7.3652e-05 |  |  |  |  | c_DK1_LargeDecentral | 4708 | 5.5492e-05
|  |  |  | c_DK2 | 4709 | 7.6038e-05 |  |  |  |  | c_DK1_LargeDecentral | 4709 | 9.6153e-05
|  |  |  | c_DK2 | 4710 | 8.6846e-05 |  |  |  |  | c_DK1_LargeDecentral | 4710 | 0.00011615
|  |  |  | c_DK2 | 4711 | 0.00010019 |  |  |  |  | c_DK1_LargeDecentral | 4711 | 0.00011398
|  |  |  | c_DK2 | 4712 | 0.00010951 |  |  |  |  | c_DK1_LargeDecentral | 4712 | 9.282e-05
|  |  |  | c_DK2 | 4713 | 0.00011472 |  |  |  |  | c_DK1_LargeDecentral | 4713 | 8.9154e-05
|  |  |  | c_DK2 | 4714 | 0.00011778 |  |  |  |  | c_DK1_LargeDecentral | 4714 | 8.3154e-05
|  |  |  | c_DK2 | 4715 | 0.00011763 |  |  |  |  | c_DK1_LargeDecentral | 4715 | 7.9822e-05
|  |  |  | c_DK2 | 4716 | 0.00011622 |  |  |  |  | c_DK1_LargeDecentral | 4716 | 7.7155e-05
|  |  |  | c_DK2 | 4717 | 0.00011562 |  |  |  |  | c_DK1_LargeDecentral | 4717 | 6.6657e-05
|  |  |  | c_DK2 | 4718 | 0.00011413 |  |  |  |  | c_DK1_LargeDecentral | 4718 | 6.4157e-05
|  |  |  | c_DK2 | 4719 | 0.00011159 |  |  |  |  | c_DK1_LargeDecentral | 4719 | 5.9325e-05
|  |  |  | c_DK2 | 4720 | 0.00011055 |  |  |  |  | c_DK1_LargeDecentral | 4720 | 6.0491e-05
|  |  |  | c_DK2 | 4721 | 0.00011279 |  |  |  |  | c_DK1_LargeDecentral | 4721 | 6.599e-05
|  |  |  | c_DK2 | 4722 | 0.00011077 |  |  |  |  | c_DK1_LargeDecentral | 4722 | 6.8157e-05
|  |  |  | c_DK2 | 4723 | 0.00010563 |  |  |  |  | c_DK1_LargeDecentral | 4723 | 7.3489e-05
|  |  |  | c_DK2 | 4724 | 0.00010041 |  |  |  |  | c_DK1_LargeDecentral | 4724 | 7.6822e-05
|  |  |  | c_DK2 | 4725 | 9.6835e-05 |  |  |  |  | c_DK1_LargeDecentral | 4725 | 7.0823e-05
|  |  |  | c_DK2 | 4726 | 9.4226e-05 |  |  |  |  | c_DK1_LargeDecentral | 4726 | 5.7158e-05
|  |  |  | c_DK2 | 4727 | 8.9679e-05 |  |  |  |  | c_DK1_LargeDecentral | 4727 | 3.8328e-05
|  |  |  | c_DK2 | 4728 | 8.1405e-05 |  |  |  |  | c_DK1_LargeDecentral | 4728 | 2.8496e-05
|  |  |  | c_DK2 | 4729 | 7.641e-05 |  |  |  |  | c_DK1_LargeDecentral | 4729 | 3.2495e-05
|  |  |  | c_DK2 | 4730 | 7.4621e-05 |  |  |  |  | c_DK1_LargeDecentral | 4730 | 3.1995e-05
|  |  |  | c_DK2 | 4731 | 7.4547e-05 |  |  |  |  | c_DK1_LargeDecentral | 4731 | 3.4995e-05
|  |  |  | c_DK2 | 4732 | 7.4621e-05 |  |  |  |  | c_DK1_LargeDecentral | 4732 | 5.4325e-05
|  |  |  | c_DK2 | 4733 | 7.6559e-05 |  |  |  |  | c_DK1_LargeDecentral | 4733 | 9.4653e-05
|  |  |  | c_DK2 | 4734 | 8.5877e-05 |  |  |  |  | c_DK1_LargeDecentral | 4734 | 0.00011415
|  |  |  | c_DK2 | 4735 | 9.9593e-05 |  |  |  |  | c_DK1_LargeDecentral | 4735 | 0.00011198
|  |  |  | c_DK2 | 4736 | 0.00010988 |  |  |  |  | c_DK1_LargeDecentral | 4736 | 9.0987e-05
|  |  |  | c_DK2 | 4737 | 0.00011525 |  |  |  |  | c_DK1_LargeDecentral | 4737 | 8.7487e-05
|  |  |  | c_DK2 | 4738 | 0.00011786 |  |  |  |  | c_DK1_LargeDecentral | 4738 | 8.1488e-05
|  |  |  | c_DK2 | 4739 | 0.00011778 |  |  |  |  | c_DK1_LargeDecentral | 4739 | 7.7989e-05
|  |  |  | c_DK2 | 4740 | 0.00011718 |  |  |  |  | c_DK1_LargeDecentral | 4740 | 7.5989e-05
|  |  |  | c_DK2 | 4741 | 0.00011666 |  |  |  |  | c_DK1_LargeDecentral | 4741 | 6.5324e-05
|  |  |  | c_DK2 | 4742 | 0.00011495 |  |  |  |  | c_DK1_LargeDecentral | 4742 | 6.2657e-05
|  |  |  | c_DK2 | 4743 | 0.00011241 |  |  |  |  | c_DK1_LargeDecentral | 4743 | 5.8158e-05
|  |  |  | c_DK2 | 4744 | 0.00011085 |  |  |  |  | c_DK1_LargeDecentral | 4744 | 5.9158e-05
|  |  |  | c_DK2 | 4745 | 0.00011361 |  |  |  |  | c_DK1_LargeDecentral | 4745 | 6.4657e-05
|  |  |  | c_DK2 | 4746 | 0.00011279 |  |  |  |  | c_DK1_LargeDecentral | 4746 | 6.649e-05
|  |  |  | c_DK2 | 4747 | 0.00010705 |  |  |  |  | c_DK1_LargeDecentral | 4747 | 7.1823e-05
|  |  |  | c_DK2 | 4748 | 0.00010123 |  |  |  |  | c_DK1_LargeDecentral | 4748 | 7.5322e-05
|  |  |  | c_DK2 | 4749 | 9.7505e-05 |  |  |  |  | c_DK1_LargeDecentral | 4749 | 6.9156e-05
|  |  |  | c_DK2 | 4750 | 9.4524e-05 |  |  |  |  | c_DK1_LargeDecentral | 4750 | 5.6158e-05
|  |  |  | c_DK2 | 4751 | 8.9753e-05 |  |  |  |  | c_DK1_LargeDecentral | 4751 | 3.7494e-05
|  |  |  | c_DK2 | 4752 | 8.1106e-05 |  |  |  |  | c_DK1_LargeDecentral | 4752 | 2.7663e-05
|  |  |  | c_DK2 | 4753 | 7.6112e-05 |  |  |  |  | c_DK1_LargeDecentral | 4753 | 3.1329e-05
|  |  |  | c_DK2 | 4754 | 7.4621e-05 |  |  |  |  | c_DK1_LargeDecentral | 4754 | 3.0829e-05
|  |  |  | c_DK2 | 4755 | 7.4771e-05 |  |  |  |  | c_DK1_LargeDecentral | 4755 | 3.3828e-05
|  |  |  | c_DK2 | 4756 | 7.5218e-05 |  |  |  |  | c_DK1_LargeDecentral | 4756 | 5.2492e-05
|  |  |  | c_DK2 | 4757 | 7.7081e-05 |  |  |  |  | c_DK1_LargeDecentral | 4757 | 9.1986e-05
|  |  |  | c_DK2 | 4758 | 8.6399e-05 |  |  |  |  | c_DK1_LargeDecentral | 4758 | 0.00011015
|  |  |  | c_DK2 | 4759 | 0.00010026 |  |  |  |  | c_DK1_LargeDecentral | 4759 | 0.00010832
|  |  |  | c_DK2 | 4760 | 0.00010958 |  |  |  |  | c_DK1_LargeDecentral | 4760 | 8.782e-05
|  |  |  | c_DK2 | 4761 | 0.0001154 |  |  |  |  | c_DK1_LargeDecentral | 4761 | 8.4488e-05
|  |  |  | c_DK2 | 4762 | 0.00011823 |  |  |  |  | c_DK1_LargeDecentral | 4762 | 7.8655e-05
|  |  |  | c_DK2 | 4763 | 0.00011845 |  |  |  |  | c_DK1_LargeDecentral | 4763 | 7.5489e-05
|  |  |  | c_DK2 | 4764 | 0.00011756 |  |  |  |  | c_DK1_LargeDecentral | 4764 | 7.3323e-05
|  |  |  | c_DK2 | 4765 | 0.00011614 |  |  |  |  | c_DK1_LargeDecentral | 4765 | 6.2491e-05
|  |  |  | c_DK2 | 4766 | 0.00011443 |  |  |  |  | c_DK1_LargeDecentral | 4766 | 6.0324e-05
|  |  |  | c_DK2 | 4767 | 0.00011197 |  |  |  |  | c_DK1_LargeDecentral | 4767 | 5.5658e-05
|  |  |  | c_DK2 | 4768 | 0.00011062 |  |  |  |  | c_DK1_LargeDecentral | 4768 | 5.6992e-05
|  |  |  | c_DK2 | 4769 | 0.00011413 |  |  |  |  | c_DK1_LargeDecentral | 4769 | 6.1991e-05
|  |  |  | c_DK2 | 4770 | 0.00011234 |  |  |  |  | c_DK1_LargeDecentral | 4770 | 6.3824e-05
|  |  |  | c_DK2 | 4771 | 0.00010623 |  |  |  |  | c_DK1_LargeDecentral | 4771 | 6.899e-05
|  |  |  | c_DK2 | 4772 | 0.00010034 |  |  |  |  | c_DK1_LargeDecentral | 4772 | 7.2323e-05
|  |  |  | c_DK2 | 4773 | 9.676e-05 |  |  |  |  | c_DK1_LargeDecentral | 4773 | 6.6657e-05
|  |  |  | c_DK2 | 4774 | 9.4226e-05 |  |  |  |  | c_DK1_LargeDecentral | 4774 | 5.3825e-05
|  |  |  | c_DK2 | 4775 | 8.9679e-05 |  |  |  |  | c_DK1_LargeDecentral | 4775 | 3.5995e-05
|  |  |  | c_DK2 | 4776 | 8.1256e-05 |  |  |  |  | c_DK1_LargeDecentral | 4776 | 2.7829e-05
|  |  |  | c_DK2 | 4777 | 7.641e-05 |  |  |  |  | c_DK1_LargeDecentral | 4777 | 3.0496e-05
|  |  |  | c_DK2 | 4778 | 7.492e-05 |  |  |  |  | c_DK1_LargeDecentral | 4778 | 2.9829e-05
|  |  |  | c_DK2 | 4779 | 7.492e-05 |  |  |  |  | c_DK1_LargeDecentral | 4779 | 3.2162e-05
|  |  |  | c_DK2 | 4780 | 7.5218e-05 |  |  |  |  | c_DK1_LargeDecentral | 4780 | 4.9659e-05
|  |  |  | c_DK2 | 4781 | 7.6858e-05 |  |  |  |  | c_DK1_LargeDecentral | 4781 | 8.7654e-05
|  |  |  | c_DK2 | 4782 | 8.6026e-05 |  |  |  |  | c_DK1_LargeDecentral | 4782 | 0.00010432
|  |  |  | c_DK2 | 4783 | 9.8549e-05 |  |  |  |  | c_DK1_LargeDecentral | 4783 | 0.00010515
|  |  |  | c_DK2 | 4784 | 0.00010906 |  |  |  |  | c_DK1_LargeDecentral | 4784 | 8.6321e-05
|  |  |  | c_DK2 | 4785 | 0.00011517 |  |  |  |  | c_DK1_LargeDecentral | 4785 | 8.2821e-05
|  |  |  | c_DK2 | 4786 | 0.0001186 |  |  |  |  | c_DK1_LargeDecentral | 4786 | 7.6155e-05
|  |  |  | c_DK2 | 4787 | 0.0001189 |  |  |  |  | c_DK1_LargeDecentral | 4787 | 7.2823e-05
|  |  |  | c_DK2 | 4788 | 0.00011629 |  |  |  |  | c_DK1_LargeDecentral | 4788 | 7.0823e-05
|  |  |  | c_DK2 | 4789 | 0.00011525 |  |  |  |  | c_DK1_LargeDecentral | 4789 | 6.1658e-05
|  |  |  | c_DK2 | 4790 | 0.00011286 |  |  |  |  | c_DK1_LargeDecentral | 4790 | 5.8158e-05
|  |  |  | c_DK2 | 4791 | 0.0001098 |  |  |  |  | c_DK1_LargeDecentral | 4791 | 5.4159e-05
|  |  |  | c_DK2 | 4792 | 0.00010928 |  |  |  |  | c_DK1_LargeDecentral | 4792 | 5.4825e-05
|  |  |  | c_DK2 | 4793 | 0.00011174 |  |  |  |  | c_DK1_LargeDecentral | 4793 | 6.0658e-05
|  |  |  | c_DK2 | 4794 | 0.00010876 |  |  |  |  | c_DK1_LargeDecentral | 4794 | 6.3157e-05
|  |  |  | c_DK2 | 4795 | 0.0001031 |  |  |  |  | c_DK1_LargeDecentral | 4795 | 6.849e-05
|  |  |  | c_DK2 | 4796 | 9.7729e-05 |  |  |  |  | c_DK1_LargeDecentral | 4796 | 7.1156e-05
|  |  |  | c_DK2 | 4797 | 9.4598e-05 |  |  |  |  | c_DK1_LargeDecentral | 4797 | 6.599e-05
|  |  |  | c_DK2 | 4798 | 9.2362e-05 |  |  |  |  | c_DK1_LargeDecentral | 4798 | 5.2659e-05
|  |  |  | c_DK2 | 4799 | 8.7964e-05 |  |  |  |  | c_DK1_LargeDecentral | 4799 | 3.4995e-05
|  |  |  | c_DK2 | 4800 | 8.1256e-05 |  |  |  |  | c_DK1_LargeDecentral | 4800 | 2.9496e-05
|  |  |  | c_DK2 | 4801 | 7.5441e-05 |  |  |  |  | c_DK1_LargeDecentral | 4801 | 3.0162e-05
|  |  |  | c_DK2 | 4802 | 7.2534e-05 |  |  |  |  | c_DK1_LargeDecentral | 4802 | 2.6829e-05
|  |  |  | c_DK2 | 4803 | 7.2162e-05 |  |  |  |  | c_DK1_LargeDecentral | 4803 | 3.1495e-05
|  |  |  | c_DK2 | 4804 | 7.1789e-05 |  |  |  |  | c_DK1_LargeDecentral | 4804 | 4.7326e-05
|  |  |  | c_DK2 | 4805 | 7.082e-05 |  |  |  |  | c_DK1_LargeDecentral | 4805 | 7.8155e-05
|  |  |  | c_DK2 | 4806 | 7.5441e-05 |  |  |  |  | c_DK1_LargeDecentral | 4806 | 0.00010032
|  |  |  | c_DK2 | 4807 | 8.2001e-05 |  |  |  |  | c_DK1_LargeDecentral | 4807 | 0.00010032
|  |  |  | c_DK2 | 4808 | 9.1169e-05 |  |  |  |  | c_DK1_LargeDecentral | 4808 | 8.1488e-05
|  |  |  | c_DK2 | 4809 | 9.8624e-05 |  |  |  |  | c_DK1_LargeDecentral | 4809 | 7.7489e-05
|  |  |  | c_DK2 | 4810 | 0.0001028 |  |  |  |  | c_DK1_LargeDecentral | 4810 | 7.4989e-05
|  |  |  | c_DK2 | 4811 | 0.00010466 |  |  |  |  | c_DK1_LargeDecentral | 4811 | 6.8323e-05
|  |  |  | c_DK2 | 4812 | 0.00010354 |  |  |  |  | c_DK1_LargeDecentral | 4812 | 6.6823e-05
|  |  |  | c_DK2 | 4813 | 0.00010175 |  |  |  |  | c_DK1_LargeDecentral | 4813 | 5.7158e-05
|  |  |  | c_DK2 | 4814 | 0.00010034 |  |  |  |  | c_DK1_LargeDecentral | 4814 | 6.0991e-05
|  |  |  | c_DK2 | 4815 | 9.8847e-05 |  |  |  |  | c_DK1_LargeDecentral | 4815 | 5.5825e-05
|  |  |  | c_DK2 | 4816 | 9.8549e-05 |  |  |  |  | c_DK1_LargeDecentral | 4816 | 5.6325e-05
|  |  |  | c_DK2 | 4817 | 0.00010131 |  |  |  |  | c_DK1_LargeDecentral | 4817 | 5.8491e-05
|  |  |  | c_DK2 | 4818 | 0.00010302 |  |  |  |  | c_DK1_LargeDecentral | 4818 | 5.9991e-05
|  |  |  | c_DK2 | 4819 | 9.8996e-05 |  |  |  |  | c_DK1_LargeDecentral | 4819 | 6.3157e-05
|  |  |  | c_DK2 | 4820 | 9.4226e-05 |  |  |  |  | c_DK1_LargeDecentral | 4820 | 6.549e-05
|  |  |  | c_DK2 | 4821 | 9.2139e-05 |  |  |  |  | c_DK1_LargeDecentral | 4821 | 6.2657e-05
|  |  |  | c_DK2 | 4822 | 9.035e-05 |  |  |  |  | c_DK1_LargeDecentral | 4822 | 4.9993e-05
|  |  |  | c_DK2 | 4823 | 8.6473e-05 |  |  |  |  | c_DK1_LargeDecentral | 4823 | 3.3162e-05
|  |  |  | c_DK2 | 4824 | 7.9765e-05 |  |  |  |  | c_DK1_LargeDecentral | 4824 | 2.7996e-05
|  |  |  | c_DK2 | 4825 | 7.4249e-05 |  |  |  |  | c_DK1_LargeDecentral | 4825 | 3.2162e-05
|  |  |  | c_DK2 | 4826 | 7.2534e-05 |  |  |  |  | c_DK1_LargeDecentral | 4826 | 3.3828e-05
|  |  |  | c_DK2 | 4827 | 7.2013e-05 |  |  |  |  | c_DK1_LargeDecentral | 4827 | 4.216e-05
|  |  |  | c_DK2 | 4828 | 7.1267e-05 |  |  |  |  | c_DK1_LargeDecentral | 4828 | 6.0824e-05
|  |  |  | c_DK2 | 4829 | 6.9776e-05 |  |  |  |  | c_DK1_LargeDecentral | 4829 | 9.1653e-05
|  |  |  | c_DK2 | 4830 | 7.3354e-05 |  |  |  |  | c_DK1_LargeDecentral | 4830 | 9.4986e-05
|  |  |  | c_DK2 | 4831 | 7.9318e-05 |  |  |  |  | c_DK1_LargeDecentral | 4831 | 9.7486e-05
|  |  |  | c_DK2 | 4832 | 8.789e-05 |  |  |  |  | c_DK1_LargeDecentral | 4832 | 7.6989e-05
|  |  |  | c_DK2 | 4833 | 9.5791e-05 |  |  |  |  | c_DK1_LargeDecentral | 4833 | 7.3489e-05
|  |  |  | c_DK2 | 4834 | 0.00010108 |  |  |  |  | c_DK1_LargeDecentral | 4834 | 6.9323e-05
|  |  |  | c_DK2 | 4835 | 0.00010205 |  |  |  |  | c_DK1_LargeDecentral | 4835 | 6.599e-05
|  |  |  | c_DK2 | 4836 | 0.00010235 |  |  |  |  | c_DK1_LargeDecentral | 4836 | 6.4824e-05
|  |  |  | c_DK2 | 4837 | 0.00010243 |  |  |  |  | c_DK1_LargeDecentral | 4837 | 5.7158e-05
|  |  |  | c_DK2 | 4838 | 0.00010243 |  |  |  |  | c_DK1_LargeDecentral | 4838 | 5.5825e-05
|  |  |  | c_DK2 | 4839 | 0.00010272 |  |  |  |  | c_DK1_LargeDecentral | 4839 | 5.1826e-05
|  |  |  | c_DK2 | 4840 | 0.00010347 |  |  |  |  | c_DK1_LargeDecentral | 4840 | 5.3825e-05
|  |  |  | c_DK2 | 4841 | 0.00010652 |  |  |  |  | c_DK1_LargeDecentral | 4841 | 5.8991e-05
|  |  |  | c_DK2 | 4842 | 0.00010705 |  |  |  |  | c_DK1_LargeDecentral | 4842 | 6.1491e-05
|  |  |  | c_DK2 | 4843 | 0.00010287 |  |  |  |  | c_DK1_LargeDecentral | 4843 | 6.5324e-05
|  |  |  | c_DK2 | 4844 | 9.7356e-05 |  |  |  |  | c_DK1_LargeDecentral | 4844 | 6.8657e-05
|  |  |  | c_DK2 | 4845 | 9.3704e-05 |  |  |  |  | c_DK1_LargeDecentral | 4845 | 6.6157e-05
|  |  |  | c_DK2 | 4846 | 9.1468e-05 |  |  |  |  | c_DK1_LargeDecentral | 4846 | 5.2159e-05
|  |  |  | c_DK2 | 4847 | 8.7219e-05 |  |  |  |  | c_DK1_LargeDecentral | 4847 | 3.6328e-05
|  |  |  | c_DK2 | 4848 | 7.7752e-05 |  |  |  |  | c_DK1_LargeDecentral | 4848 | 2.8496e-05
|  |  |  | c_DK2 | 4849 | 7.3131e-05 |  |  |  |  | c_DK1_LargeDecentral | 4849 | 3.2329e-05
|  |  |  | c_DK2 | 4850 | 7.1714e-05 |  |  |  |  | c_DK1_LargeDecentral | 4850 | 3.1662e-05
|  |  |  | c_DK2 | 4851 | 7.1043e-05 |  |  |  |  | c_DK1_LargeDecentral | 4851 | 3.4495e-05
|  |  |  | c_DK2 | 4852 | 7.164e-05 |  |  |  |  | c_DK1_LargeDecentral | 4852 | 5.3159e-05
|  |  |  | c_DK2 | 4853 | 7.4845e-05 |  |  |  |  | c_DK1_LargeDecentral | 4853 | 9.3153e-05
|  |  |  | c_DK2 | 4854 | 8.3641e-05 |  |  |  |  | c_DK1_LargeDecentral | 4854 | 0.00011082
|  |  |  | c_DK2 | 4855 | 9.6835e-05 |  |  |  |  | c_DK1_LargeDecentral | 4855 | 0.00010932
|  |  |  | c_DK2 | 4856 | 0.0001072 |  |  |  |  | c_DK1_LargeDecentral | 4856 | 8.6821e-05
|  |  |  | c_DK2 | 4857 | 0.00011234 |  |  |  |  | c_DK1_LargeDecentral | 4857 | 8.3488e-05
|  |  |  | c_DK2 | 4858 | 0.00011487 |  |  |  |  | c_DK1_LargeDecentral | 4858 | 7.7489e-05
|  |  |  | c_DK2 | 4859 | 0.00011353 |  |  |  |  | c_DK1_LargeDecentral | 4859 | 7.4989e-05
|  |  |  | c_DK2 | 4860 | 0.00011264 |  |  |  |  | c_DK1_LargeDecentral | 4860 | 7.2656e-05
|  |  |  | c_DK2 | 4861 | 0.00011323 |  |  |  |  | c_DK1_LargeDecentral | 4861 | 6.2324e-05
|  |  |  | c_DK2 | 4862 | 0.00011167 |  |  |  |  | c_DK1_LargeDecentral | 4862 | 6.0991e-05
|  |  |  | c_DK2 | 4863 | 0.00010891 |  |  |  |  | c_DK1_LargeDecentral | 4863 | 5.6325e-05
|  |  |  | c_DK2 | 4864 | 0.00010727 |  |  |  |  | c_DK1_LargeDecentral | 4864 | 5.7825e-05
|  |  |  | c_DK2 | 4865 | 0.00011144 |  |  |  |  | c_DK1_LargeDecentral | 4865 | 6.3324e-05
|  |  |  | c_DK2 | 4866 | 0.00010988 |  |  |  |  | c_DK1_LargeDecentral | 4866 | 6.5157e-05
|  |  |  | c_DK2 | 4867 | 0.00010369 |  |  |  |  | c_DK1_LargeDecentral | 4867 | 7.0323e-05
|  |  |  | c_DK2 | 4868 | 9.8624e-05 |  |  |  |  | c_DK1_LargeDecentral | 4868 | 7.4156e-05
|  |  |  | c_DK2 | 4869 | 9.8549e-05 |  |  |  |  | c_DK1_LargeDecentral | 4869 | 6.8323e-05
|  |  |  | c_DK2 | 4870 | 9.4822e-05 |  |  |  |  | c_DK1_LargeDecentral | 4870 | 5.5325e-05
|  |  |  | c_DK2 | 4871 | 8.9008e-05 |  |  |  |  | c_DK1_LargeDecentral | 4871 | 3.7161e-05
|  |  |  | c_DK2 | 4872 | 7.9541e-05 |  |  |  |  | c_DK1_LargeDecentral | 4872 | 2.5996e-05
|  |  |  | c_DK2 | 4873 | 7.4845e-05 |  |  |  |  | c_DK1_LargeDecentral | 4873 | 2.9496e-05
|  |  |  | c_DK2 | 4874 | 7.3429e-05 |  |  |  |  | c_DK1_LargeDecentral | 4874 | 2.9496e-05
|  |  |  | c_DK2 | 4875 | 7.3354e-05 |  |  |  |  | c_DK1_LargeDecentral | 4875 | 3.2162e-05
|  |  |  | c_DK2 | 4876 | 7.3876e-05 |  |  |  |  | c_DK1_LargeDecentral | 4876 | 4.9659e-05
|  |  |  | c_DK2 | 4877 | 7.6559e-05 |  |  |  |  | c_DK1_LargeDecentral | 4877 | 8.8154e-05
|  |  |  | c_DK2 | 4878 | 8.5803e-05 |  |  |  |  | c_DK1_LargeDecentral | 4878 | 0.00010448
|  |  |  | c_DK2 | 4879 | 9.8698e-05 |  |  |  |  | c_DK1_LargeDecentral | 4879 | 0.00010298
|  |  |  | c_DK2 | 4880 | 0.00010973 |  |  |  |  | c_DK1_LargeDecentral | 4880 | 8.3154e-05
|  |  |  | c_DK2 | 4881 | 0.00011644 |  |  |  |  | c_DK1_LargeDecentral | 4881 | 7.9988e-05
|  |  |  | c_DK2 | 4882 | 0.0001186 |  |  |  |  | c_DK1_LargeDecentral | 4882 | 7.4656e-05
|  |  |  | c_DK2 | 4883 | 0.00011838 |  |  |  |  | c_DK1_LargeDecentral | 4883 | 7.1823e-05
|  |  |  | c_DK2 | 4884 | 0.00011771 |  |  |  |  | c_DK1_LargeDecentral | 4884 | 6.949e-05
|  |  |  | c_DK2 | 4885 | 0.00011853 |  |  |  |  | c_DK1_LargeDecentral | 4885 | 5.9491e-05
|  |  |  | c_DK2 | 4886 | 0.00011614 |  |  |  |  | c_DK1_LargeDecentral | 4886 | 5.7158e-05
|  |  |  | c_DK2 | 4887 | 0.00011405 |  |  |  |  | c_DK1_LargeDecentral | 4887 | 5.2826e-05
|  |  |  | c_DK2 | 4888 | 0.00011271 |  |  |  |  | c_DK1_LargeDecentral | 4888 | 5.3659e-05
|  |  |  | c_DK2 | 4889 | 0.00011562 |  |  |  |  | c_DK1_LargeDecentral | 4889 | 5.8825e-05
|  |  |  | c_DK2 | 4890 | 0.00011338 |  |  |  |  | c_DK1_LargeDecentral | 4890 | 6.0491e-05
|  |  |  | c_DK2 | 4891 | 0.00010742 |  |  |  |  | c_DK1_LargeDecentral | 4891 | 6.5157e-05
|  |  |  | c_DK2 | 4892 | 0.00010153 |  |  |  |  | c_DK1_LargeDecentral | 4892 | 6.849e-05
|  |  |  | c_DK2 | 4893 | 9.7804e-05 |  |  |  |  | c_DK1_LargeDecentral | 4893 | 6.2824e-05
|  |  |  | c_DK2 | 4894 | 9.4897e-05 |  |  |  |  | c_DK1_LargeDecentral | 4894 | 5.0992e-05
|  |  |  | c_DK2 | 4895 | 8.9977e-05 |  |  |  |  | c_DK1_LargeDecentral | 4895 | 3.3995e-05
|  |  |  | c_DK2 | 4896 | 8.1106e-05 |  |  |  |  | c_DK1_LargeDecentral | 4896 | 2.5163e-05
|  |  |  | c_DK2 | 4897 | 7.559e-05 |  |  |  |  | c_DK1_LargeDecentral | 4897 | 2.8496e-05
|  |  |  | c_DK2 | 4898 | 7.3951e-05 |  |  |  |  | c_DK1_LargeDecentral | 4898 | 2.8163e-05
|  |  |  | c_DK2 | 4899 | 7.6858e-05 |  |  |  |  | c_DK1_LargeDecentral | 4899 | 3.0662e-05
|  |  |  | c_DK2 | 4900 | 7.559e-05 |  |  |  |  | c_DK1_LargeDecentral | 4900 | 4.7493e-05
|  |  |  | c_DK2 | 4901 | 7.7007e-05 |  |  |  |  | c_DK1_LargeDecentral | 4901 | 8.4987e-05
|  |  |  | c_DK2 | 4902 | 8.5132e-05 |  |  |  |  | c_DK1_LargeDecentral | 4902 | 0.00010099
|  |  |  | c_DK2 | 4903 | 9.6089e-05 |  |  |  |  | c_DK1_LargeDecentral | 4903 | 9.9985e-05
|  |  |  | c_DK2 | 4904 | 0.00010682 |  |  |  |  | c_DK1_LargeDecentral | 4904 | 7.9988e-05
|  |  |  | c_DK2 | 4905 | 0.0001142 |  |  |  |  | c_DK1_LargeDecentral | 4905 | 7.6989e-05
|  |  |  | c_DK2 | 4906 | 0.00012106 |  |  |  |  | c_DK1_LargeDecentral | 4906 | 7.2489e-05
|  |  |  | c_DK2 | 4907 | 0.0001221 |  |  |  |  | c_DK1_LargeDecentral | 4907 | 6.9656e-05
|  |  |  | c_DK2 | 4908 | 0.00012151 |  |  |  |  | c_DK1_LargeDecentral | 4908 | 6.7657e-05
|  |  |  | c_DK2 | 4909 | 0.00012076 |  |  |  |  | c_DK1_LargeDecentral | 4909 | 5.7492e-05
|  |  |  | c_DK2 | 4910 | 0.00011897 |  |  |  |  | c_DK1_LargeDecentral | 4910 | 5.5325e-05
|  |  |  | c_DK2 | 4911 | 0.00011651 |  |  |  |  | c_DK1_LargeDecentral | 4911 | 5.1159e-05
|  |  |  | c_DK2 | 4912 | 0.00011443 |  |  |  |  | c_DK1_LargeDecentral | 4912 | 5.1659e-05
|  |  |  | c_DK2 | 4913 | 0.00011599 |  |  |  |  | c_DK1_LargeDecentral | 4913 | 5.6825e-05
|  |  |  | c_DK2 | 4914 | 0.0001148 |  |  |  |  | c_DK1_LargeDecentral | 4914 | 5.8491e-05
|  |  |  | c_DK2 | 4915 | 0.00010958 |  |  |  |  | c_DK1_LargeDecentral | 4915 | 6.2491e-05
|  |  |  | c_DK2 | 4916 | 0.00010474 |  |  |  |  | c_DK1_LargeDecentral | 4916 | 6.599e-05
|  |  |  | c_DK2 | 4917 | 0.00010086 |  |  |  |  | c_DK1_LargeDecentral | 4917 | 6.0491e-05
|  |  |  | c_DK2 | 4918 | 9.8773e-05 |  |  |  |  | c_DK1_LargeDecentral | 4918 | 4.8993e-05
|  |  |  | c_DK2 | 4919 | 9.4077e-05 |  |  |  |  | c_DK1_LargeDecentral | 4919 | 3.2495e-05
|  |  |  | c_DK2 | 4920 | 8.461e-05 |  |  |  |  | c_DK1_LargeDecentral | 4920 | 2.4496e-05
|  |  |  | c_DK2 | 4921 | 7.7752e-05 |  |  |  |  | c_DK1_LargeDecentral | 4921 | 2.7996e-05
|  |  |  | c_DK2 | 4922 | 7.6709e-05 |  |  |  |  | c_DK1_LargeDecentral | 4922 | 2.7663e-05
|  |  |  | c_DK2 | 4923 | 7.9094e-05 |  |  |  |  | c_DK1_LargeDecentral | 4923 | 2.9329e-05
|  |  |  | c_DK2 | 4924 | 7.8423e-05 |  |  |  |  | c_DK1_LargeDecentral | 4924 | 4.5827e-05
|  |  |  | c_DK2 | 4925 | 8.0361e-05 |  |  |  |  | c_DK1_LargeDecentral | 4925 | 8.2488e-05
|  |  |  | c_DK2 | 4926 | 8.6697e-05 |  |  |  |  | c_DK1_LargeDecentral | 4926 | 9.8152e-05
|  |  |  | c_DK2 | 4927 | 9.7804e-05 |  |  |  |  | c_DK1_LargeDecentral | 4927 | 9.7486e-05
|  |  |  | c_DK2 | 4928 | 0.00011115 |  |  |  |  | c_DK1_LargeDecentral | 4928 | 7.7489e-05
|  |  |  | c_DK2 | 4929 | 0.00011748 |  |  |  |  | c_DK1_LargeDecentral | 4929 | 7.4656e-05
|  |  |  | c_DK2 | 4930 | 0.00012084 |  |  |  |  | c_DK1_LargeDecentral | 4930 | 7.049e-05
|  |  |  | c_DK2 | 4931 | 0.00012091 |  |  |  |  | c_DK1_LargeDecentral | 4931 | 6.8323e-05
|  |  |  | c_DK2 | 4932 | 0.00012031 |  |  |  |  | c_DK1_LargeDecentral | 4932 | 6.649e-05
|  |  |  | c_DK2 | 4933 | 0.00011964 |  |  |  |  | c_DK1_LargeDecentral | 4933 | 5.5825e-05
|  |  |  | c_DK2 | 4934 | 0.000118 |  |  |  |  | c_DK1_LargeDecentral | 4934 | 5.3825e-05
|  |  |  | c_DK2 | 4935 | 0.00011569 |  |  |  |  | c_DK1_LargeDecentral | 4935 | 4.9493e-05
|  |  |  | c_DK2 | 4936 | 0.00011472 |  |  |  |  | c_DK1_LargeDecentral | 4936 | 4.9993e-05
|  |  |  | c_DK2 | 4937 | 0.00011718 |  |  |  |  | c_DK1_LargeDecentral | 4937 | 5.5492e-05
|  |  |  | c_DK2 | 4938 | 0.00011517 |  |  |  |  | c_DK1_LargeDecentral | 4938 | 5.6325e-05
|  |  |  | c_DK2 | 4939 | 0.00010988 |  |  |  |  | c_DK1_LargeDecentral | 4939 | 6.0491e-05
|  |  |  | c_DK2 | 4940 | 0.00010518 |  |  |  |  | c_DK1_LargeDecentral | 4940 | 6.3824e-05
|  |  |  | c_DK2 | 4941 | 0.00010399 |  |  |  |  | c_DK1_LargeDecentral | 4941 | 5.8658e-05
|  |  |  | c_DK2 | 4942 | 0.00010228 |  |  |  |  | c_DK1_LargeDecentral | 4942 | 4.7326e-05
|  |  |  | c_DK2 | 4943 | 9.7655e-05 |  |  |  |  | c_DK1_LargeDecentral | 4943 | 3.1662e-05
|  |  |  | c_DK2 | 4944 | 8.5653e-05 |  |  |  |  | c_DK1_LargeDecentral | 4944 | 2.483e-05
|  |  |  | c_DK2 | 4945 | 7.7529e-05 |  |  |  |  | c_DK1_LargeDecentral | 4945 | 2.7496e-05
|  |  |  | c_DK2 | 4946 | 7.5292e-05 |  |  |  |  | c_DK1_LargeDecentral | 4946 | 2.6996e-05
|  |  |  | c_DK2 | 4947 | 7.6261e-05 |  |  |  |  | c_DK1_LargeDecentral | 4947 | 2.8163e-05
|  |  |  | c_DK2 | 4948 | 7.7901e-05 |  |  |  |  | c_DK1_LargeDecentral | 4948 | 4.3327e-05
|  |  |  | c_DK2 | 4949 | 8.0734e-05 |  |  |  |  | c_DK1_LargeDecentral | 4949 | 7.8822e-05
|  |  |  | c_DK2 | 4950 | 8.789e-05 |  |  |  |  | c_DK1_LargeDecentral | 4950 | 9.3153e-05
|  |  |  | c_DK2 | 4951 | 9.8996e-05 |  |  |  |  | c_DK1_LargeDecentral | 4951 | 9.4653e-05
|  |  |  | c_DK2 | 4952 | 0.00011107 |  |  |  |  | c_DK1_LargeDecentral | 4952 | 7.6489e-05
|  |  |  | c_DK2 | 4953 | 0.00011815 |  |  |  |  | c_DK1_LargeDecentral | 4953 | 7.3656e-05
|  |  |  | c_DK2 | 4954 | 0.00012181 |  |  |  |  | c_DK1_LargeDecentral | 4954 | 6.8323e-05
|  |  |  | c_DK2 | 4955 | 0.000123 |  |  |  |  | c_DK1_LargeDecentral | 4955 | 6.599e-05
|  |  |  | c_DK2 | 4956 | 0.00012188 |  |  |  |  | c_DK1_LargeDecentral | 4956 | 6.4157e-05
|  |  |  | c_DK2 | 4957 | 0.00012069 |  |  |  |  | c_DK1_LargeDecentral | 4957 | 5.5159e-05
|  |  |  | c_DK2 | 4958 | 0.00011853 |  |  |  |  | c_DK1_LargeDecentral | 4958 | 5.1826e-05
|  |  |  | c_DK2 | 4959 | 0.00011636 |  |  |  |  | c_DK1_LargeDecentral | 4959 | 4.7826e-05
|  |  |  | c_DK2 | 4960 | 0.0001148 |  |  |  |  | c_DK1_LargeDecentral | 4960 | 4.816e-05
|  |  |  | c_DK2 | 4961 | 0.0001154 |  |  |  |  | c_DK1_LargeDecentral | 4961 | 5.4492e-05
|  |  |  | c_DK2 | 4962 | 0.00011271 |  |  |  |  | c_DK1_LargeDecentral | 4962 | 5.5492e-05
|  |  |  | c_DK2 | 4963 | 0.00010742 |  |  |  |  | c_DK1_LargeDecentral | 4963 | 6.0491e-05
|  |  |  | c_DK2 | 4964 | 0.00010183 |  |  |  |  | c_DK1_LargeDecentral | 4964 | 6.3157e-05
|  |  |  | c_DK2 | 4965 | 9.8773e-05 |  |  |  |  | c_DK1_LargeDecentral | 4965 | 5.8491e-05
|  |  |  | c_DK2 | 4966 | 9.6686e-05 |  |  |  |  | c_DK1_LargeDecentral | 4966 | 4.6327e-05
|  |  |  | c_DK2 | 4967 | 9.2139e-05 |  |  |  |  | c_DK1_LargeDecentral | 4967 | 3.0829e-05
|  |  |  | c_DK2 | 4968 | 8.3343e-05 |  |  |  |  | c_DK1_LargeDecentral | 4968 | 2.7663e-05
|  |  |  | c_DK2 | 4969 | 7.7454e-05 |  |  |  |  | c_DK1_LargeDecentral | 4969 | 2.8496e-05
|  |  |  | c_DK2 | 4970 | 7.4845e-05 |  |  |  |  | c_DK1_LargeDecentral | 4970 | 2.433e-05
|  |  |  | c_DK2 | 4971 | 7.5441e-05 |  |  |  |  | c_DK1_LargeDecentral | 4971 | 2.8829e-05
|  |  |  | c_DK2 | 4972 | 7.5516e-05 |  |  |  |  | c_DK1_LargeDecentral | 4972 | 4.3494e-05
|  |  |  | c_DK2 | 4973 | 7.4249e-05 |  |  |  |  | c_DK1_LargeDecentral | 4973 | 7.0656e-05
|  |  |  | c_DK2 | 4974 | 7.7901e-05 |  |  |  |  | c_DK1_LargeDecentral | 4974 | 9.2486e-05
|  |  |  | c_DK2 | 4975 | 8.5281e-05 |  |  |  |  | c_DK1_LargeDecentral | 4975 | 9.3653e-05
|  |  |  | c_DK2 | 4976 | 9.4375e-05 |  |  |  |  | c_DK1_LargeDecentral | 4976 | 7.4156e-05
|  |  |  | c_DK2 | 4977 | 0.00010265 |  |  |  |  | c_DK1_LargeDecentral | 4977 | 6.9823e-05
|  |  |  | c_DK2 | 4978 | 0.00010779 |  |  |  |  | c_DK1_LargeDecentral | 4978 | 6.899e-05
|  |  |  | c_DK2 | 4979 | 0.00010913 |  |  |  |  | c_DK1_LargeDecentral | 4979 | 6.1991e-05
|  |  |  | c_DK2 | 4980 | 0.00010734 |  |  |  |  | c_DK1_LargeDecentral | 4980 | 6.1324e-05
|  |  |  | c_DK2 | 4981 | 0.00010638 |  |  |  |  | c_DK1_LargeDecentral | 4981 | 5.2326e-05
|  |  |  | c_DK2 | 4982 | 0.00010608 |  |  |  |  | c_DK1_LargeDecentral | 4982 | 5.7158e-05
|  |  |  | c_DK2 | 4983 | 0.00010362 |  |  |  |  | c_DK1_LargeDecentral | 4983 | 5.1659e-05
|  |  |  | c_DK2 | 4984 | 0.00010481 |  |  |  |  | c_DK1_LargeDecentral | 4984 | 5.1826e-05
|  |  |  | c_DK2 | 4985 | 0.00010727 |  |  |  |  | c_DK1_LargeDecentral | 4985 | 5.3492e-05
|  |  |  | c_DK2 | 4986 | 0.00010705 |  |  |  |  | c_DK1_LargeDecentral | 4986 | 5.3992e-05
|  |  |  | c_DK2 | 4987 | 0.00010116 |  |  |  |  | c_DK1_LargeDecentral | 4987 | 5.6992e-05
|  |  |  | c_DK2 | 4988 | 9.7207e-05 |  |  |  |  | c_DK1_LargeDecentral | 4988 | 5.9325e-05
|  |  |  | c_DK2 | 4989 | 9.5195e-05 |  |  |  |  | c_DK1_LargeDecentral | 4989 | 5.6658e-05
|  |  |  | c_DK2 | 4990 | 9.2511e-05 |  |  |  |  | c_DK1_LargeDecentral | 4990 | 4.4993e-05
|  |  |  | c_DK2 | 4991 | 8.7815e-05 |  |  |  |  | c_DK1_LargeDecentral | 4991 | 2.9662e-05
|  |  |  | c_DK2 | 4992 | 8.1181e-05 |  |  |  |  | c_DK1_LargeDecentral | 4992 | 2.6163e-05
|  |  |  | c_DK2 | 4993 | 7.6709e-05 |  |  |  |  | c_DK1_LargeDecentral | 4993 | 2.9996e-05
|  |  |  | c_DK2 | 4994 | 7.4845e-05 |  |  |  |  | c_DK1_LargeDecentral | 4994 | 3.1162e-05
|  |  |  | c_DK2 | 4995 | 7.41e-05 |  |  |  |  | c_DK1_LargeDecentral | 4995 | 3.9494e-05
|  |  |  | c_DK2 | 4996 | 7.3429e-05 |  |  |  |  | c_DK1_LargeDecentral | 4996 | 5.6325e-05
|  |  |  | c_DK2 | 4997 | 7.2385e-05 |  |  |  |  | c_DK1_LargeDecentral | 4997 | 8.2821e-05
|  |  |  | c_DK2 | 4998 | 7.5441e-05 |  |  |  |  | c_DK1_LargeDecentral | 4998 | 8.5487e-05
|  |  |  | c_DK2 | 4999 | 8.1852e-05 |  |  |  |  | c_DK1_LargeDecentral | 4999 | 8.9653e-05
|  |  |  | c_DK2 | 5000 | 9.1244e-05 |  |  |  |  | c_DK1_LargeDecentral | 5000 | 6.949e-05
|  |  |  | c_DK2 | 5001 | 9.8773e-05 |  |  |  |  | c_DK1_LargeDecentral | 5001 | 6.6324e-05
|  |  |  | c_DK2 | 5002 | 0.00010317 |  |  |  |  | c_DK1_LargeDecentral | 5002 | 6.3491e-05
|  |  |  | c_DK2 | 5003 | 0.00010697 |  |  |  |  | c_DK1_LargeDecentral | 5003 | 6.0491e-05
|  |  |  | c_DK2 | 5004 | 0.00010638 |  |  |  |  | c_DK1_LargeDecentral | 5004 | 5.9991e-05
|  |  |  | c_DK2 | 5005 | 0.00010705 |  |  |  |  | c_DK1_LargeDecentral | 5005 | 5.2326e-05
|  |  |  | c_DK2 | 5006 | 0.00010533 |  |  |  |  | c_DK1_LargeDecentral | 5006 | 5.0826e-05
|  |  |  | c_DK2 | 5007 | 0.00010377 |  |  |  |  | c_DK1_LargeDecentral | 5007 | 4.716e-05
|  |  |  | c_DK2 | 5008 | 0.00010384 |  |  |  |  | c_DK1_LargeDecentral | 5008 | 4.8493e-05
|  |  |  | c_DK2 | 5009 | 0.00010608 |  |  |  |  | c_DK1_LargeDecentral | 5009 | 5.3992e-05
|  |  |  | c_DK2 | 5010 | 0.00010705 |  |  |  |  | c_DK1_LargeDecentral | 5010 | 5.5825e-05
|  |  |  | c_DK2 | 5011 | 0.00010459 |  |  |  |  | c_DK1_LargeDecentral | 5011 | 5.8991e-05
|  |  |  | c_DK2 | 5012 | 0.00010071 |  |  |  |  | c_DK1_LargeDecentral | 5012 | 6.1824e-05
|  |  |  | c_DK2 | 5013 | 9.758e-05 |  |  |  |  | c_DK1_LargeDecentral | 5013 | 5.9658e-05
|  |  |  | c_DK2 | 5014 | 9.43e-05 |  |  |  |  | c_DK1_LargeDecentral | 5014 | 4.716e-05
|  |  |  | c_DK2 | 5015 | 8.9157e-05 |  |  |  |  | c_DK1_LargeDecentral | 5015 | 3.2829e-05
|  |  |  | c_DK2 | 5016 | 8.1479e-05 |  |  |  |  | c_DK1_LargeDecentral | 5016 | 2.4496e-05
|  |  |  | c_DK2 | 5017 | 7.6559e-05 |  |  |  |  | c_DK1_LargeDecentral | 5017 | 2.8496e-05
|  |  |  | c_DK2 | 5018 | 7.4771e-05 |  |  |  |  | c_DK1_LargeDecentral | 5018 | 2.7829e-05
|  |  |  | c_DK2 | 5019 | 7.5665e-05 |  |  |  |  | c_DK1_LargeDecentral | 5019 | 2.9329e-05
|  |  |  | c_DK2 | 5020 | 7.574e-05 |  |  |  |  | c_DK1_LargeDecentral | 5020 | 4.566e-05
|  |  |  | c_DK2 | 5021 | 7.7454e-05 |  |  |  |  | c_DK1_LargeDecentral | 5021 | 8.1988e-05
|  |  |  | c_DK2 | 5022 | 8.6623e-05 |  |  |  |  | c_DK1_LargeDecentral | 5022 | 9.6819e-05
|  |  |  | c_DK2 | 5023 | 0.00010108 |  |  |  |  | c_DK1_LargeDecentral | 5023 | 9.6486e-05
|  |  |  | c_DK2 | 5024 | 0.00011353 |  |  |  |  | c_DK1_LargeDecentral | 5024 | 7.4489e-05
|  |  |  | c_DK2 | 5025 | 0.00012017 |  |  |  |  | c_DK1_LargeDecentral | 5025 | 7.1989e-05
|  |  |  | c_DK2 | 5026 | 0.00012628 |  |  |  |  | c_DK1_LargeDecentral | 5026 | 6.8157e-05
|  |  |  | c_DK2 | 5027 | 0.00012814 |  |  |  |  | c_DK1_LargeDecentral | 5027 | 6.6157e-05
|  |  |  | c_DK2 | 5028 | 0.00012747 |  |  |  |  | c_DK1_LargeDecentral | 5028 | 6.4491e-05
|  |  |  | c_DK2 | 5029 | 0.00012762 |  |  |  |  | c_DK1_LargeDecentral | 5029 | 5.4325e-05
|  |  |  | c_DK2 | 5030 | 0.00012456 |  |  |  |  | c_DK1_LargeDecentral | 5030 | 5.2992e-05
|  |  |  | c_DK2 | 5031 | 0.00012091 |  |  |  |  | c_DK1_LargeDecentral | 5031 | 4.8993e-05
|  |  |  | c_DK2 | 5032 | 0.00011964 |  |  |  |  | c_DK1_LargeDecentral | 5032 | 5.0159e-05
|  |  |  | c_DK2 | 5033 | 0.00012233 |  |  |  |  | c_DK1_LargeDecentral | 5033 | 5.4992e-05
|  |  |  | c_DK2 | 5034 | 0.00011964 |  |  |  |  | c_DK1_LargeDecentral | 5034 | 5.5992e-05
|  |  |  | c_DK2 | 5035 | 0.00011338 |  |  |  |  | c_DK1_LargeDecentral | 5035 | 6.0158e-05
|  |  |  | c_DK2 | 5036 | 0.00010794 |  |  |  |  | c_DK1_LargeDecentral | 5036 | 6.4491e-05
|  |  |  | c_DK2 | 5037 | 0.00010623 |  |  |  |  | c_DK1_LargeDecentral | 5037 | 5.8825e-05
|  |  |  | c_DK2 | 5038 | 0.00010287 |  |  |  |  | c_DK1_LargeDecentral | 5038 | 4.766e-05
|  |  |  | c_DK2 | 5039 | 9.7133e-05 |  |  |  |  | c_DK1_LargeDecentral | 5039 | 3.1829e-05
|  |  |  | c_DK2 | 5040 | 8.7293e-05 |  |  |  |  | c_DK1_LargeDecentral | 5040 | 2.4496e-05
|  |  |  | c_DK2 | 5041 | 7.9616e-05 |  |  |  |  | c_DK1_LargeDecentral | 5041 | 2.7996e-05
|  |  |  | c_DK2 | 5042 | 7.7305e-05 |  |  |  |  | c_DK1_LargeDecentral | 5042 | 2.7663e-05
|  |  |  | c_DK2 | 5043 | 7.6932e-05 |  |  |  |  | c_DK1_LargeDecentral | 5043 | 2.9662e-05
|  |  |  | c_DK2 | 5044 | 7.9467e-05 |  |  |  |  | c_DK1_LargeDecentral | 5044 | 4.616e-05
|  |  |  | c_DK2 | 5045 | 8.2746e-05 |  |  |  |  | c_DK1_LargeDecentral | 5045 | 8.3321e-05
|  |  |  | c_DK2 | 5046 | 9.1691e-05 |  |  |  |  | c_DK1_LargeDecentral | 5046 | 9.9319e-05
|  |  |  | c_DK2 | 5047 | 0.00010377 |  |  |  |  | c_DK1_LargeDecentral | 5047 | 9.8319e-05
|  |  |  | c_DK2 | 5048 | 0.00011428 |  |  |  |  | c_DK1_LargeDecentral | 5048 | 7.8155e-05
|  |  |  | c_DK2 | 5049 | 0.00012084 |  |  |  |  | c_DK1_LargeDecentral | 5049 | 7.5322e-05
|  |  |  | c_DK2 | 5050 | 0.00012538 |  |  |  |  | c_DK1_LargeDecentral | 5050 | 7.1323e-05
|  |  |  | c_DK2 | 5051 | 0.00012695 |  |  |  |  | c_DK1_LargeDecentral | 5051 | 6.899e-05
|  |  |  | c_DK2 | 5052 | 0.00012673 |  |  |  |  | c_DK1_LargeDecentral | 5052 | 6.6823e-05
|  |  |  | c_DK2 | 5053 | 0.00012583 |  |  |  |  | c_DK1_LargeDecentral | 5053 | 5.6658e-05
|  |  |  | c_DK2 | 5054 | 0.00012382 |  |  |  |  | c_DK1_LargeDecentral | 5054 | 5.4159e-05
|  |  |  | c_DK2 | 5055 | 0.00011942 |  |  |  |  | c_DK1_LargeDecentral | 5055 | 4.9826e-05
|  |  |  | c_DK2 | 5056 | 0.00011681 |  |  |  |  | c_DK1_LargeDecentral | 5056 | 5.0493e-05
|  |  |  | c_DK2 | 5057 | 0.00011964 |  |  |  |  | c_DK1_LargeDecentral | 5057 | 5.5825e-05
|  |  |  | c_DK2 | 5058 | 0.00011748 |  |  |  |  | c_DK1_LargeDecentral | 5058 | 5.6992e-05
|  |  |  | c_DK2 | 5059 | 0.00011219 |  |  |  |  | c_DK1_LargeDecentral | 5059 | 6.0991e-05
|  |  |  | c_DK2 | 5060 | 0.0001072 |  |  |  |  | c_DK1_LargeDecentral | 5060 | 6.4324e-05
|  |  |  | c_DK2 | 5061 | 0.00010503 |  |  |  |  | c_DK1_LargeDecentral | 5061 | 5.8825e-05
|  |  |  | c_DK2 | 5062 | 0.00010183 |  |  |  |  | c_DK1_LargeDecentral | 5062 | 4.7993e-05
|  |  |  | c_DK2 | 5063 | 9.6238e-05 |  |  |  |  | c_DK1_LargeDecentral | 5063 | 3.1995e-05
|  |  |  | c_DK2 | 5064 | 8.1181e-05 |  |  |  |  | c_DK1_LargeDecentral | 5064 | 2.583e-05
|  |  |  | c_DK2 | 5065 | 7.5963e-05 |  |  |  |  | c_DK1_LargeDecentral | 5065 | 2.8996e-05
|  |  |  | c_DK2 | 5066 | 7.5367e-05 |  |  |  |  | c_DK1_LargeDecentral | 5066 | 2.8829e-05
|  |  |  | c_DK2 | 5067 | 7.6783e-05 |  |  |  |  | c_DK1_LargeDecentral | 5067 | 3.1495e-05
|  |  |  | c_DK2 | 5068 | 7.805e-05 |  |  |  |  | c_DK1_LargeDecentral | 5068 | 4.8826e-05
|  |  |  | c_DK2 | 5069 | 7.9541e-05 |  |  |  |  | c_DK1_LargeDecentral | 5069 | 8.6654e-05
|  |  |  | c_DK2 | 5070 | 8.8262e-05 |  |  |  |  | c_DK1_LargeDecentral | 5070 | 0.00010298
|  |  |  | c_DK2 | 5071 | 0.00010399 |  |  |  |  | c_DK1_LargeDecentral | 5071 | 0.00010165
|  |  |  | c_DK2 | 5072 | 0.00011405 |  |  |  |  | c_DK1_LargeDecentral | 5072 | 8.1988e-05
|  |  |  | c_DK2 | 5073 | 0.00011942 |  |  |  |  | c_DK1_LargeDecentral | 5073 | 7.8822e-05
|  |  |  | c_DK2 | 5074 | 0.00012382 |  |  |  |  | c_DK1_LargeDecentral | 5074 | 7.3489e-05
|  |  |  | c_DK2 | 5075 | 0.00012434 |  |  |  |  | c_DK1_LargeDecentral | 5075 | 7.0656e-05
|  |  |  | c_DK2 | 5076 | 0.00012255 |  |  |  |  | c_DK1_LargeDecentral | 5076 | 6.849e-05
|  |  |  | c_DK2 | 5077 | 0.00012091 |  |  |  |  | c_DK1_LargeDecentral | 5077 | 5.8491e-05
|  |  |  | c_DK2 | 5078 | 0.00011979 |  |  |  |  | c_DK1_LargeDecentral | 5078 | 5.6325e-05
|  |  |  | c_DK2 | 5079 | 0.0001151 |  |  |  |  | c_DK1_LargeDecentral | 5079 | 5.1992e-05
|  |  |  | c_DK2 | 5080 | 0.00011487 |  |  |  |  | c_DK1_LargeDecentral | 5080 | 5.2826e-05
|  |  |  | c_DK2 | 5081 | 0.00011778 |  |  |  |  | c_DK1_LargeDecentral | 5081 | 5.7825e-05
|  |  |  | c_DK2 | 5082 | 0.00011554 |  |  |  |  | c_DK1_LargeDecentral | 5082 | 5.9658e-05
|  |  |  | c_DK2 | 5083 | 0.00011092 |  |  |  |  | c_DK1_LargeDecentral | 5083 | 6.4157e-05
|  |  |  | c_DK2 | 5084 | 0.0001057 |  |  |  |  | c_DK1_LargeDecentral | 5084 | 6.7323e-05
|  |  |  | c_DK2 | 5085 | 0.00010332 |  |  |  |  | c_DK1_LargeDecentral | 5085 | 6.1824e-05
|  |  |  | c_DK2 | 5086 | 9.9518e-05 |  |  |  |  | c_DK1_LargeDecentral | 5086 | 4.9993e-05
|  |  |  | c_DK2 | 5087 | 9.3406e-05 |  |  |  |  | c_DK1_LargeDecentral | 5087 | 3.3495e-05
|  |  |  | c_DK2 | 5088 | 8.1405e-05 |  |  |  |  | c_DK1_LargeDecentral | 5088 | 2.6996e-05
|  |  |  | c_DK2 | 5089 | 7.5814e-05 |  |  |  |  | c_DK1_LargeDecentral | 5089 | 3.0496e-05
|  |  |  | c_DK2 | 5090 | 7.4771e-05 |  |  |  |  | c_DK1_LargeDecentral | 5090 | 2.9996e-05
|  |  |  | c_DK2 | 5091 | 7.5665e-05 |  |  |  |  | c_DK1_LargeDecentral | 5091 | 3.2662e-05
|  |  |  | c_DK2 | 5092 | 7.7305e-05 |  |  |  |  | c_DK1_LargeDecentral | 5092 | 5.0992e-05
|  |  |  | c_DK2 | 5093 | 7.9988e-05 |  |  |  |  | c_DK1_LargeDecentral | 5093 | 9.032e-05
|  |  |  | c_DK2 | 5094 | 8.9604e-05 |  |  |  |  | c_DK1_LargeDecentral | 5094 | 0.00010715
|  |  |  | c_DK2 | 5095 | 0.00010377 |  |  |  |  | c_DK1_LargeDecentral | 5095 | 0.00010532
|  |  |  | c_DK2 | 5096 | 0.00011472 |  |  |  |  | c_DK1_LargeDecentral | 5096 | 8.5321e-05
|  |  |  | c_DK2 | 5097 | 0.00012054 |  |  |  |  | c_DK1_LargeDecentral | 5097 | 8.1821e-05
|  |  |  | c_DK2 | 5098 | 0.00012449 |  |  |  |  | c_DK1_LargeDecentral | 5098 | 7.6489e-05
|  |  |  | c_DK2 | 5099 | 0.00012531 |  |  |  |  | c_DK1_LargeDecentral | 5099 | 7.3323e-05
|  |  |  | c_DK2 | 5100 | 0.00012367 |  |  |  |  | c_DK1_LargeDecentral | 5100 | 7.1489e-05
|  |  |  | c_DK2 | 5101 | 0.00012315 |  |  |  |  | c_DK1_LargeDecentral | 5101 | 6.0824e-05
|  |  |  | c_DK2 | 5102 | 0.00012099 |  |  |  |  | c_DK1_LargeDecentral | 5102 | 5.8658e-05
|  |  |  | c_DK2 | 5103 | 0.00011651 |  |  |  |  | c_DK1_LargeDecentral | 5103 | 5.4159e-05
|  |  |  | c_DK2 | 5104 | 0.00011458 |  |  |  |  | c_DK1_LargeDecentral | 5104 | 5.4992e-05
|  |  |  | c_DK2 | 5105 | 0.00011748 |  |  |  |  | c_DK1_LargeDecentral | 5105 | 6.0324e-05
|  |  |  | c_DK2 | 5106 | 0.00011525 |  |  |  |  | c_DK1_LargeDecentral | 5106 | 6.2158e-05
|  |  |  | c_DK2 | 5107 | 0.00010988 |  |  |  |  | c_DK1_LargeDecentral | 5107 | 6.6823e-05
|  |  |  | c_DK2 | 5108 | 0.00010369 |  |  |  |  | c_DK1_LargeDecentral | 5108 | 6.999e-05
|  |  |  | c_DK2 | 5109 | 0.00010056 |  |  |  |  | c_DK1_LargeDecentral | 5109 | 6.4324e-05
|  |  |  | c_DK2 | 5110 | 9.676e-05 |  |  |  |  | c_DK1_LargeDecentral | 5110 | 5.2159e-05
|  |  |  | c_DK2 | 5111 | 9.0946e-05 |  |  |  |  | c_DK1_LargeDecentral | 5111 | 3.4995e-05
|  |  |  | c_DK2 | 5112 | 8.1256e-05 |  |  |  |  | c_DK1_LargeDecentral | 5112 | 2.7663e-05
|  |  |  | c_DK2 | 5113 | 7.5814e-05 |  |  |  |  | c_DK1_LargeDecentral | 5113 | 3.0329e-05
|  |  |  | c_DK2 | 5114 | 7.4174e-05 |  |  |  |  | c_DK1_LargeDecentral | 5114 | 2.9829e-05
|  |  |  | c_DK2 | 5115 | 7.3727e-05 |  |  |  |  | c_DK1_LargeDecentral | 5115 | 3.2162e-05
|  |  |  | c_DK2 | 5116 | 7.6187e-05 |  |  |  |  | c_DK1_LargeDecentral | 5116 | 4.9493e-05
|  |  |  | c_DK2 | 5117 | 8.051e-05 |  |  |  |  | c_DK1_LargeDecentral | 5117 | 8.8487e-05
|  |  |  | c_DK2 | 5118 | 8.953e-05 |  |  |  |  | c_DK1_LargeDecentral | 5118 | 0.00010432
|  |  |  | c_DK2 | 5119 | 0.00010175 |  |  |  |  | c_DK1_LargeDecentral | 5119 | 0.00010515
|  |  |  | c_DK2 | 5120 | 0.00011212 |  |  |  |  | c_DK1_LargeDecentral | 5120 | 8.5987e-05
|  |  |  | c_DK2 | 5121 | 0.00011935 |  |  |  |  | c_DK1_LargeDecentral | 5121 | 8.2821e-05
|  |  |  | c_DK2 | 5122 | 0.00012359 |  |  |  |  | c_DK1_LargeDecentral | 5122 | 7.5989e-05
|  |  |  | c_DK2 | 5123 | 0.00012598 |  |  |  |  | c_DK1_LargeDecentral | 5123 | 7.2656e-05
|  |  |  | c_DK2 | 5124 | 0.00012501 |  |  |  |  | c_DK1_LargeDecentral | 5124 | 7.049e-05
|  |  |  | c_DK2 | 5125 | 0.00012337 |  |  |  |  | c_DK1_LargeDecentral | 5125 | 6.1658e-05
|  |  |  | c_DK2 | 5126 | 0.00012017 |  |  |  |  | c_DK1_LargeDecentral | 5126 | 5.7991e-05
|  |  |  | c_DK2 | 5127 | 0.00011338 |  |  |  |  | c_DK1_LargeDecentral | 5127 | 5.3992e-05
|  |  |  | c_DK2 | 5128 | 0.0001113 |  |  |  |  | c_DK1_LargeDecentral | 5128 | 5.4492e-05
|  |  |  | c_DK2 | 5129 | 0.00011376 |  |  |  |  | c_DK1_LargeDecentral | 5129 | 6.0658e-05
|  |  |  | c_DK2 | 5130 | 0.00011271 |  |  |  |  | c_DK1_LargeDecentral | 5130 | 6.2824e-05
|  |  |  | c_DK2 | 5131 | 0.00010794 |  |  |  |  | c_DK1_LargeDecentral | 5131 | 6.8323e-05
|  |  |  | c_DK2 | 5132 | 0.00010198 |  |  |  |  | c_DK1_LargeDecentral | 5132 | 7.099e-05
|  |  |  | c_DK2 | 5133 | 9.9294e-05 |  |  |  |  | c_DK1_LargeDecentral | 5133 | 6.5657e-05
|  |  |  | c_DK2 | 5134 | 9.5642e-05 |  |  |  |  | c_DK1_LargeDecentral | 5134 | 5.2159e-05
|  |  |  | c_DK2 | 5135 | 9.035e-05 |  |  |  |  | c_DK1_LargeDecentral | 5135 | 3.4828e-05
|  |  |  | c_DK2 | 5136 | 8.1852e-05 |  |  |  |  | c_DK1_LargeDecentral | 5136 | 2.9496e-05
|  |  |  | c_DK2 | 5137 | 7.5963e-05 |  |  |  |  | c_DK1_LargeDecentral | 5137 | 3.0162e-05
|  |  |  | c_DK2 | 5138 | 7.328e-05 |  |  |  |  | c_DK1_LargeDecentral | 5138 | 2.7163e-05
|  |  |  | c_DK2 | 5139 | 7.2982e-05 |  |  |  |  | c_DK1_LargeDecentral | 5139 | 3.1495e-05
|  |  |  | c_DK2 | 5140 | 7.3131e-05 |  |  |  |  | c_DK1_LargeDecentral | 5140 | 4.7326e-05
|  |  |  | c_DK2 | 5141 | 7.2311e-05 |  |  |  |  | c_DK1_LargeDecentral | 5141 | 7.8155e-05
|  |  |  | c_DK2 | 5142 | 7.5963e-05 |  |  |  |  | c_DK1_LargeDecentral | 5142 | 0.00010082
|  |  |  | c_DK2 | 5143 | 8.3492e-05 |  |  |  |  | c_DK1_LargeDecentral | 5143 | 0.00010049
|  |  |  | c_DK2 | 5144 | 9.3182e-05 |  |  |  |  | c_DK1_LargeDecentral | 5144 | 8.1821e-05
|  |  |  | c_DK2 | 5145 | 0.00010138 |  |  |  |  | c_DK1_LargeDecentral | 5145 | 7.7489e-05
|  |  |  | c_DK2 | 5146 | 0.00010682 |  |  |  |  | c_DK1_LargeDecentral | 5146 | 7.5322e-05
|  |  |  | c_DK2 | 5147 | 0.00010846 |  |  |  |  | c_DK1_LargeDecentral | 5147 | 6.8657e-05
|  |  |  | c_DK2 | 5148 | 0.00010757 |  |  |  |  | c_DK1_LargeDecentral | 5148 | 6.6823e-05
|  |  |  | c_DK2 | 5149 | 0.00010749 |  |  |  |  | c_DK1_LargeDecentral | 5149 | 5.7325e-05
|  |  |  | c_DK2 | 5150 | 0.00010652 |  |  |  |  | c_DK1_LargeDecentral | 5150 | 6.0991e-05
|  |  |  | c_DK2 | 5151 | 0.00010511 |  |  |  |  | c_DK1_LargeDecentral | 5151 | 5.5992e-05
|  |  |  | c_DK2 | 5152 | 0.00010474 |  |  |  |  | c_DK1_LargeDecentral | 5152 | 5.6658e-05
|  |  |  | c_DK2 | 5153 | 0.00010742 |  |  |  |  | c_DK1_LargeDecentral | 5153 | 5.8491e-05
|  |  |  | c_DK2 | 5154 | 0.00010652 |  |  |  |  | c_DK1_LargeDecentral | 5154 | 6.0158e-05
|  |  |  | c_DK2 | 5155 | 0.00010175 |  |  |  |  | c_DK1_LargeDecentral | 5155 | 6.3491e-05
|  |  |  | c_DK2 | 5156 | 9.6611e-05 |  |  |  |  | c_DK1_LargeDecentral | 5156 | 6.5657e-05
|  |  |  | c_DK2 | 5157 | 9.4822e-05 |  |  |  |  | c_DK1_LargeDecentral | 5157 | 6.2824e-05
|  |  |  | c_DK2 | 5158 | 9.2064e-05 |  |  |  |  | c_DK1_LargeDecentral | 5158 | 4.9826e-05
|  |  |  | c_DK2 | 5159 | 8.6175e-05 |  |  |  |  | c_DK1_LargeDecentral | 5159 | 3.3162e-05
|  |  |  | c_DK2 | 5160 | 8.1554e-05 |  |  |  |  | c_DK1_LargeDecentral | 5160 | 2.8496e-05
|  |  |  | c_DK2 | 5161 | 7.7007e-05 |  |  |  |  | c_DK1_LargeDecentral | 5161 | 3.2495e-05
|  |  |  | c_DK2 | 5162 | 7.492e-05 |  |  |  |  | c_DK1_LargeDecentral | 5162 | 3.3828e-05
|  |  |  | c_DK2 | 5163 | 7.4323e-05 |  |  |  |  | c_DK1_LargeDecentral | 5163 | 4.216e-05
|  |  |  | c_DK2 | 5164 | 7.3354e-05 |  |  |  |  | c_DK1_LargeDecentral | 5164 | 6.1158e-05
|  |  |  | c_DK2 | 5165 | 7.1863e-05 |  |  |  |  | c_DK1_LargeDecentral | 5165 | 9.232e-05
|  |  |  | c_DK2 | 5166 | 7.4472e-05 |  |  |  |  | c_DK1_LargeDecentral | 5166 | 9.5653e-05
|  |  |  | c_DK2 | 5167 | 8.1479e-05 |  |  |  |  | c_DK1_LargeDecentral | 5167 | 9.8152e-05
|  |  |  | c_DK2 | 5168 | 9.1169e-05 |  |  |  |  | c_DK1_LargeDecentral | 5168 | 7.7155e-05
|  |  |  | c_DK2 | 5169 | 9.9294e-05 |  |  |  |  | c_DK1_LargeDecentral | 5169 | 7.4322e-05
|  |  |  | c_DK2 | 5170 | 0.00010488 |  |  |  |  | c_DK1_LargeDecentral | 5170 | 6.9823e-05
|  |  |  | c_DK2 | 5171 | 0.00010734 |  |  |  |  | c_DK1_LargeDecentral | 5171 | 6.6657e-05
|  |  |  | c_DK2 | 5172 | 0.00010802 |  |  |  |  | c_DK1_LargeDecentral | 5172 | 6.5157e-05
|  |  |  | c_DK2 | 5173 | 0.00010816 |  |  |  |  | c_DK1_LargeDecentral | 5173 | 5.7658e-05
|  |  |  | c_DK2 | 5174 | 0.00010354 |  |  |  |  | c_DK1_LargeDecentral | 5174 | 5.5992e-05
|  |  |  | c_DK2 | 5175 | 0.00010183 |  |  |  |  | c_DK1_LargeDecentral | 5175 | 5.1992e-05
|  |  |  | c_DK2 | 5176 | 0.00010503 |  |  |  |  | c_DK1_LargeDecentral | 5176 | 5.3992e-05
|  |  |  | c_DK2 | 5177 | 0.0001104 |  |  |  |  | c_DK1_LargeDecentral | 5177 | 5.9325e-05
|  |  |  | c_DK2 | 5178 | 0.00011018 |  |  |  |  | c_DK1_LargeDecentral | 5178 | 6.1658e-05
|  |  |  | c_DK2 | 5179 | 0.00010541 |  |  |  |  | c_DK1_LargeDecentral | 5179 | 6.549e-05
|  |  |  | c_DK2 | 5180 | 0.00010049 |  |  |  |  | c_DK1_LargeDecentral | 5180 | 6.899e-05
|  |  |  | c_DK2 | 5181 | 9.7729e-05 |  |  |  |  | c_DK1_LargeDecentral | 5181 | 6.6657e-05
|  |  |  | c_DK2 | 5182 | 9.3629e-05 |  |  |  |  | c_DK1_LargeDecentral | 5182 | 5.2492e-05
|  |  |  | c_DK2 | 5183 | 8.8262e-05 |  |  |  |  | c_DK1_LargeDecentral | 5183 | 3.6495e-05
|  |  |  | c_DK2 | 5184 | 7.969e-05 |  |  |  |  | c_DK1_LargeDecentral | 5184 | 2.7663e-05
|  |  |  | c_DK2 | 5185 | 7.4845e-05 |  |  |  |  | c_DK1_LargeDecentral | 5185 | 3.1329e-05
|  |  |  | c_DK2 | 5186 | 7.2982e-05 |  |  |  |  | c_DK1_LargeDecentral | 5186 | 3.0829e-05
|  |  |  | c_DK2 | 5187 | 7.3652e-05 |  |  |  |  | c_DK1_LargeDecentral | 5187 | 3.3495e-05
|  |  |  | c_DK2 | 5188 | 7.5218e-05 |  |  |  |  | c_DK1_LargeDecentral | 5188 | 5.1326e-05
|  |  |  | c_DK2 | 5189 | 7.8945e-05 |  |  |  |  | c_DK1_LargeDecentral | 5189 | 9.0987e-05
|  |  |  | c_DK2 | 5190 | 8.953e-05 |  |  |  |  | c_DK1_LargeDecentral | 5190 | 0.00010715
|  |  |  | c_DK2 | 5191 | 0.00010585 |  |  |  |  | c_DK1_LargeDecentral | 5191 | 0.00010582
|  |  |  | c_DK2 | 5192 | 0.00011577 |  |  |  |  | c_DK1_LargeDecentral | 5192 | 8.3821e-05
|  |  |  | c_DK2 | 5193 | 0.00012225 |  |  |  |  | c_DK1_LargeDecentral | 5193 | 8.0655e-05
|  |  |  | c_DK2 | 5194 | 0.0001265 |  |  |  |  | c_DK1_LargeDecentral | 5194 | 7.4989e-05
|  |  |  | c_DK2 | 5195 | 0.00012755 |  |  |  |  | c_DK1_LargeDecentral | 5195 | 7.2323e-05
|  |  |  | c_DK2 | 5196 | 0.00012851 |  |  |  |  | c_DK1_LargeDecentral | 5196 | 7.0156e-05
|  |  |  | c_DK2 | 5197 | 0.00012717 |  |  |  |  | c_DK1_LargeDecentral | 5197 | 5.9991e-05
|  |  |  | c_DK2 | 5198 | 0.00012307 |  |  |  |  | c_DK1_LargeDecentral | 5198 | 5.8825e-05
|  |  |  | c_DK2 | 5199 | 0.00011882 |  |  |  |  | c_DK1_LargeDecentral | 5199 | 5.4325e-05
|  |  |  | c_DK2 | 5200 | 0.00011778 |  |  |  |  | c_DK1_LargeDecentral | 5200 | 5.5992e-05
|  |  |  | c_DK2 | 5201 | 0.00012292 |  |  |  |  | c_DK1_LargeDecentral | 5201 | 6.1158e-05
|  |  |  | c_DK2 | 5202 | 0.00012069 |  |  |  |  | c_DK1_LargeDecentral | 5202 | 6.2824e-05
|  |  |  | c_DK2 | 5203 | 0.00011361 |  |  |  |  | c_DK1_LargeDecentral | 5203 | 6.7657e-05
|  |  |  | c_DK2 | 5204 | 0.00010749 |  |  |  |  | c_DK1_LargeDecentral | 5204 | 7.1489e-05
|  |  |  | c_DK2 | 5205 | 0.00010436 |  |  |  |  | c_DK1_LargeDecentral | 5205 | 6.5657e-05
|  |  |  | c_DK2 | 5206 | 9.8549e-05 |  |  |  |  | c_DK1_LargeDecentral | 5206 | 5.3325e-05
|  |  |  | c_DK2 | 5207 | 9.1393e-05 |  |  |  |  | c_DK1_LargeDecentral | 5207 | 3.5828e-05
|  |  |  | c_DK2 | 5208 | 8.4237e-05 |  |  |  |  | c_DK1_LargeDecentral | 5208 | 2.6163e-05
|  |  |  | c_DK2 | 5209 | 7.9094e-05 |  |  |  |  | c_DK1_LargeDecentral | 5209 | 2.9662e-05
|  |  |  | c_DK2 | 5210 | 7.6634e-05 |  |  |  |  | c_DK1_LargeDecentral | 5210 | 2.9496e-05
|  |  |  | c_DK2 | 5211 | 7.6932e-05 |  |  |  |  | c_DK1_LargeDecentral | 5211 | 3.2162e-05
|  |  |  | c_DK2 | 5212 | 7.7976e-05 |  |  |  |  | c_DK1_LargeDecentral | 5212 | 4.9993e-05
|  |  |  | c_DK2 | 5213 | 8.1181e-05 |  |  |  |  | c_DK1_LargeDecentral | 5213 | 8.8654e-05
|  |  |  | c_DK2 | 5214 | 9.1989e-05 |  |  |  |  | c_DK1_LargeDecentral | 5214 | 0.00010515
|  |  |  | c_DK2 | 5215 | 0.00010839 |  |  |  |  | c_DK1_LargeDecentral | 5215 | 0.00010382
|  |  |  | c_DK2 | 5216 | 0.00011979 |  |  |  |  | c_DK1_LargeDecentral | 5216 | 8.3654e-05
|  |  |  | c_DK2 | 5217 | 0.00012538 |  |  |  |  | c_DK1_LargeDecentral | 5217 | 8.0322e-05
|  |  |  | c_DK2 | 5218 | 0.00012844 |  |  |  |  | c_DK1_LargeDecentral | 5218 | 7.5156e-05
|  |  |  | c_DK2 | 5219 | 0.00012837 |  |  |  |  | c_DK1_LargeDecentral | 5219 | 7.2323e-05
|  |  |  | c_DK2 | 5220 | 0.00012807 |  |  |  |  | c_DK1_LargeDecentral | 5220 | 6.999e-05
|  |  |  | c_DK2 | 5221 | 0.00012702 |  |  |  |  | c_DK1_LargeDecentral | 5221 | 5.9991e-05
|  |  |  | c_DK2 | 5222 | 0.00012449 |  |  |  |  | c_DK1_LargeDecentral | 5222 | 5.7492e-05
|  |  |  | c_DK2 | 5223 | 0.0001227 |  |  |  |  | c_DK1_LargeDecentral | 5223 | 5.2992e-05
|  |  |  | c_DK2 | 5224 | 0.00012017 |  |  |  |  | c_DK1_LargeDecentral | 5224 | 5.3992e-05
|  |  |  | c_DK2 | 5225 | 0.00012441 |  |  |  |  | c_DK1_LargeDecentral | 5225 | 5.9158e-05
|  |  |  | c_DK2 | 5226 | 0.00012277 |  |  |  |  | c_DK1_LargeDecentral | 5226 | 6.0824e-05
|  |  |  | c_DK2 | 5227 | 0.00011741 |  |  |  |  | c_DK1_LargeDecentral | 5227 | 6.549e-05
|  |  |  | c_DK2 | 5228 | 0.00011062 |  |  |  |  | c_DK1_LargeDecentral | 5228 | 6.8823e-05
|  |  |  | c_DK2 | 5229 | 0.00010787 |  |  |  |  | c_DK1_LargeDecentral | 5229 | 6.3324e-05
|  |  |  | c_DK2 | 5230 | 0.0001028 |  |  |  |  | c_DK1_LargeDecentral | 5230 | 5.0992e-05
|  |  |  | c_DK2 | 5231 | 9.6015e-05 |  |  |  |  | c_DK1_LargeDecentral | 5231 | 3.4162e-05
|  |  |  | c_DK2 | 5232 | 8.5803e-05 |  |  |  |  | c_DK1_LargeDecentral | 5232 | 2.6663e-05
|  |  |  | c_DK2 | 5233 | 8.133e-05 |  |  |  |  | c_DK1_LargeDecentral | 5233 | 3.0329e-05
|  |  |  | c_DK2 | 5234 | 7.8796e-05 |  |  |  |  | c_DK1_LargeDecentral | 5234 | 2.9829e-05
|  |  |  | c_DK2 | 5235 | 7.8498e-05 |  |  |  |  | c_DK1_LargeDecentral | 5235 | 3.2495e-05
|  |  |  | c_DK2 | 5236 | 7.9914e-05 |  |  |  |  | c_DK1_LargeDecentral | 5236 | 5.0326e-05
|  |  |  | c_DK2 | 5237 | 8.2597e-05 |  |  |  |  | c_DK1_LargeDecentral | 5237 | 8.9653e-05
|  |  |  | c_DK2 | 5238 | 9.3257e-05 |  |  |  |  | c_DK1_LargeDecentral | 5238 | 0.00010632
|  |  |  | c_DK2 | 5239 | 0.00010936 |  |  |  |  | c_DK1_LargeDecentral | 5239 | 0.00010465
|  |  |  | c_DK2 | 5240 | 0.00012031 |  |  |  |  | c_DK1_LargeDecentral | 5240 | 8.4654e-05
|  |  |  | c_DK2 | 5241 | 0.00012568 |  |  |  |  | c_DK1_LargeDecentral | 5241 | 8.1488e-05
|  |  |  | c_DK2 | 5242 | 0.00012866 |  |  |  |  | c_DK1_LargeDecentral | 5242 | 7.5989e-05
|  |  |  | c_DK2 | 5243 | 0.00012881 |  |  |  |  | c_DK1_LargeDecentral | 5243 | 7.3156e-05
|  |  |  | c_DK2 | 5244 | 0.00012807 |  |  |  |  | c_DK1_LargeDecentral | 5244 | 7.099e-05
|  |  |  | c_DK2 | 5245 | 0.00012762 |  |  |  |  | c_DK1_LargeDecentral | 5245 | 6.0658e-05
|  |  |  | c_DK2 | 5246 | 0.00012576 |  |  |  |  | c_DK1_LargeDecentral | 5246 | 5.8158e-05
|  |  |  | c_DK2 | 5247 | 0.00012218 |  |  |  |  | c_DK1_LargeDecentral | 5247 | 5.3825e-05
|  |  |  | c_DK2 | 5248 | 0.00012136 |  |  |  |  | c_DK1_LargeDecentral | 5248 | 5.4825e-05
|  |  |  | c_DK2 | 5249 | 0.00012494 |  |  |  |  | c_DK1_LargeDecentral | 5249 | 5.9991e-05
|  |  |  | c_DK2 | 5250 | 0.00012143 |  |  |  |  | c_DK1_LargeDecentral | 5250 | 6.1658e-05
|  |  |  | c_DK2 | 5251 | 0.00011532 |  |  |  |  | c_DK1_LargeDecentral | 5251 | 6.649e-05
|  |  |  | c_DK2 | 5252 | 0.00011062 |  |  |  |  | c_DK1_LargeDecentral | 5252 | 6.999e-05
|  |  |  | c_DK2 | 5253 | 0.00010906 |  |  |  |  | c_DK1_LargeDecentral | 5253 | 6.4157e-05
|  |  |  | c_DK2 | 5254 | 0.00010354 |  |  |  |  | c_DK1_LargeDecentral | 5254 | 5.1992e-05
|  |  |  | c_DK2 | 5255 | 9.6089e-05 |  |  |  |  | c_DK1_LargeDecentral | 5255 | 3.4662e-05
|  |  |  | c_DK2 | 5256 | 8.3566e-05 |  |  |  |  | c_DK1_LargeDecentral | 5256 | 2.7163e-05
|  |  |  | c_DK2 | 5257 | 7.723e-05 |  |  |  |  | c_DK1_LargeDecentral | 5257 | 3.0662e-05
|  |  |  | c_DK2 | 5258 | 7.4621e-05 |  |  |  |  | c_DK1_LargeDecentral | 5258 | 3.0496e-05
|  |  |  | c_DK2 | 5259 | 7.4547e-05 |  |  |  |  | c_DK1_LargeDecentral | 5259 | 3.3162e-05
|  |  |  | c_DK2 | 5260 | 7.9392e-05 |  |  |  |  | c_DK1_LargeDecentral | 5260 | 5.1826e-05
|  |  |  | c_DK2 | 5261 | 8.4535e-05 |  |  |  |  | c_DK1_LargeDecentral | 5261 | 9.1653e-05
|  |  |  | c_DK2 | 5262 | 9.5195e-05 |  |  |  |  | c_DK1_LargeDecentral | 5262 | 0.00010848
|  |  |  | c_DK2 | 5263 | 0.0001098 |  |  |  |  | c_DK1_LargeDecentral | 5263 | 0.00010682
|  |  |  | c_DK2 | 5264 | 0.00011905 |  |  |  |  | c_DK1_LargeDecentral | 5264 | 8.6487e-05
|  |  |  | c_DK2 | 5265 | 0.00012404 |  |  |  |  | c_DK1_LargeDecentral | 5265 | 8.3154e-05
|  |  |  | c_DK2 | 5266 | 0.00012807 |  |  |  |  | c_DK1_LargeDecentral | 5266 | 7.7822e-05
|  |  |  | c_DK2 | 5267 | 0.00012971 |  |  |  |  | c_DK1_LargeDecentral | 5267 | 7.4489e-05
|  |  |  | c_DK2 | 5268 | 0.00012963 |  |  |  |  | c_DK1_LargeDecentral | 5268 | 7.2489e-05
|  |  |  | c_DK2 | 5269 | 0.00012941 |  |  |  |  | c_DK1_LargeDecentral | 5269 | 6.1824e-05
|  |  |  | c_DK2 | 5270 | 0.00012755 |  |  |  |  | c_DK1_LargeDecentral | 5270 | 5.9491e-05
|  |  |  | c_DK2 | 5271 | 0.00012322 |  |  |  |  | c_DK1_LargeDecentral | 5271 | 5.4992e-05
|  |  |  | c_DK2 | 5272 | 0.00012121 |  |  |  |  | c_DK1_LargeDecentral | 5272 | 5.5658e-05
|  |  |  | c_DK2 | 5273 | 0.00012576 |  |  |  |  | c_DK1_LargeDecentral | 5273 | 6.1158e-05
|  |  |  | c_DK2 | 5274 | 0.00012494 |  |  |  |  | c_DK1_LargeDecentral | 5274 | 6.2991e-05
|  |  |  | c_DK2 | 5275 | 0.00012002 |  |  |  |  | c_DK1_LargeDecentral | 5275 | 6.8157e-05
|  |  |  | c_DK2 | 5276 | 0.00011398 |  |  |  |  | c_DK1_LargeDecentral | 5276 | 7.1489e-05
|  |  |  | c_DK2 | 5277 | 0.00011122 |  |  |  |  | c_DK1_LargeDecentral | 5277 | 6.549e-05
|  |  |  | c_DK2 | 5278 | 0.00010518 |  |  |  |  | c_DK1_LargeDecentral | 5278 | 5.2992e-05
|  |  |  | c_DK2 | 5279 | 9.758e-05 |  |  |  |  | c_DK1_LargeDecentral | 5279 | 3.5661e-05
|  |  |  | c_DK2 | 5280 | 8.7666e-05 |  |  |  |  | c_DK1_LargeDecentral | 5280 | 2.7663e-05
|  |  |  | c_DK2 | 5281 | 8.1703e-05 |  |  |  |  | c_DK1_LargeDecentral | 5281 | 3.0329e-05
|  |  |  | c_DK2 | 5282 | 7.8721e-05 |  |  |  |  | c_DK1_LargeDecentral | 5282 | 2.9662e-05
|  |  |  | c_DK2 | 5283 | 7.887e-05 |  |  |  |  | c_DK1_LargeDecentral | 5283 | 3.1995e-05
|  |  |  | c_DK2 | 5284 | 8.0063e-05 |  |  |  |  | c_DK1_LargeDecentral | 5284 | 4.9493e-05
|  |  |  | c_DK2 | 5285 | 8.4163e-05 |  |  |  |  | c_DK1_LargeDecentral | 5285 | 8.7987e-05
|  |  |  | c_DK2 | 5286 | 9.3182e-05 |  |  |  |  | c_DK1_LargeDecentral | 5286 | 0.00010365
|  |  |  | c_DK2 | 5287 | 0.00010891 |  |  |  |  | c_DK1_LargeDecentral | 5287 | 0.00010448
|  |  |  | c_DK2 | 5288 | 0.00011823 |  |  |  |  | c_DK1_LargeDecentral | 5288 | 8.5821e-05
|  |  |  | c_DK2 | 5289 | 0.00012345 |  |  |  |  | c_DK1_LargeDecentral | 5289 | 8.1988e-05
|  |  |  | c_DK2 | 5290 | 0.00012717 |  |  |  |  | c_DK1_LargeDecentral | 5290 | 7.5656e-05
|  |  |  | c_DK2 | 5291 | 0.0001265 |  |  |  |  | c_DK1_LargeDecentral | 5291 | 7.2156e-05
|  |  |  | c_DK2 | 5292 | 0.00012561 |  |  |  |  | c_DK1_LargeDecentral | 5292 | 7.049e-05
|  |  |  | c_DK2 | 5293 | 0.00012479 |  |  |  |  | c_DK1_LargeDecentral | 5293 | 6.1158e-05
|  |  |  | c_DK2 | 5294 | 0.00012248 |  |  |  |  | c_DK1_LargeDecentral | 5294 | 5.7825e-05
|  |  |  | c_DK2 | 5295 | 0.00011994 |  |  |  |  | c_DK1_LargeDecentral | 5295 | 5.3492e-05
|  |  |  | c_DK2 | 5296 | 0.0001186 |  |  |  |  | c_DK1_LargeDecentral | 5296 | 5.4159e-05
|  |  |  | c_DK2 | 5297 | 0.00012091 |  |  |  |  | c_DK1_LargeDecentral | 5297 | 6.0324e-05
|  |  |  | c_DK2 | 5298 | 0.00011994 |  |  |  |  | c_DK1_LargeDecentral | 5298 | 6.2657e-05
|  |  |  | c_DK2 | 5299 | 0.00011331 |  |  |  |  | c_DK1_LargeDecentral | 5299 | 6.799e-05
|  |  |  | c_DK2 | 5300 | 0.00010645 |  |  |  |  | c_DK1_LargeDecentral | 5300 | 7.049e-05
|  |  |  | c_DK2 | 5301 | 0.0001022 |  |  |  |  | c_DK1_LargeDecentral | 5301 | 6.5324e-05
|  |  |  | c_DK2 | 5302 | 9.5866e-05 |  |  |  |  | c_DK1_LargeDecentral | 5302 | 5.2159e-05
|  |  |  | c_DK2 | 5303 | 8.9157e-05 |  |  |  |  | c_DK1_LargeDecentral | 5303 | 3.4662e-05
|  |  |  | c_DK2 | 5304 | 8.6473e-05 |  |  |  |  | c_DK1_LargeDecentral | 5304 | 2.9162e-05
|  |  |  | c_DK2 | 5305 | 8.1628e-05 |  |  |  |  | c_DK1_LargeDecentral | 5305 | 2.9662e-05
|  |  |  | c_DK2 | 5306 | 8.0361e-05 |  |  |  |  | c_DK1_LargeDecentral | 5306 | 2.6496e-05
|  |  |  | c_DK2 | 5307 | 7.969e-05 |  |  |  |  | c_DK1_LargeDecentral | 5307 | 3.0829e-05
|  |  |  | c_DK2 | 5308 | 7.9094e-05 |  |  |  |  | c_DK1_LargeDecentral | 5308 | 4.6826e-05
|  |  |  | c_DK2 | 5309 | 7.9094e-05 |  |  |  |  | c_DK1_LargeDecentral | 5309 | 7.6822e-05
|  |  |  | c_DK2 | 5310 | 8.0287e-05 |  |  |  |  | c_DK1_LargeDecentral | 5310 | 9.8985e-05
|  |  |  | c_DK2 | 5311 | 8.7144e-05 |  |  |  |  | c_DK1_LargeDecentral | 5311 | 9.8985e-05
|  |  |  | c_DK2 | 5312 | 9.7282e-05 |  |  |  |  | c_DK1_LargeDecentral | 5312 | 8.0488e-05
|  |  |  | c_DK2 | 5313 | 0.00010533 |  |  |  |  | c_DK1_LargeDecentral | 5313 | 7.6489e-05
|  |  |  | c_DK2 | 5314 | 0.00011048 |  |  |  |  | c_DK1_LargeDecentral | 5314 | 7.3989e-05
|  |  |  | c_DK2 | 5315 | 0.00011383 |  |  |  |  | c_DK1_LargeDecentral | 5315 | 6.7657e-05
|  |  |  | c_DK2 | 5316 | 0.00011241 |  |  |  |  | c_DK1_LargeDecentral | 5316 | 6.5657e-05
|  |  |  | c_DK2 | 5317 | 0.00011122 |  |  |  |  | c_DK1_LargeDecentral | 5317 | 5.6492e-05
|  |  |  | c_DK2 | 5318 | 0.00011018 |  |  |  |  | c_DK1_LargeDecentral | 5318 | 6.0491e-05
|  |  |  | c_DK2 | 5319 | 0.00010958 |  |  |  |  | c_DK1_LargeDecentral | 5319 | 5.4992e-05
|  |  |  | c_DK2 | 5320 | 0.00011107 |  |  |  |  | c_DK1_LargeDecentral | 5320 | 5.5825e-05
|  |  |  | c_DK2 | 5321 | 0.0001148 |  |  |  |  | c_DK1_LargeDecentral | 5321 | 5.7658e-05
|  |  |  | c_DK2 | 5322 | 0.00011361 |  |  |  |  | c_DK1_LargeDecentral | 5322 | 5.9158e-05
|  |  |  | c_DK2 | 5323 | 0.00010906 |  |  |  |  | c_DK1_LargeDecentral | 5323 | 6.2491e-05
|  |  |  | c_DK2 | 5324 | 0.00010429 |  |  |  |  | c_DK1_LargeDecentral | 5324 | 6.4657e-05
|  |  |  | c_DK2 | 5325 | 0.0001019 |  |  |  |  | c_DK1_LargeDecentral | 5325 | 6.1658e-05
|  |  |  | c_DK2 | 5326 | 9.7058e-05 |  |  |  |  | c_DK1_LargeDecentral | 5326 | 4.9159e-05
|  |  |  | c_DK2 | 5327 | 9.1244e-05 |  |  |  |  | c_DK1_LargeDecentral | 5327 | 3.2662e-05
|  |  |  | c_DK2 | 5328 | 8.6846e-05 |  |  |  |  | c_DK1_LargeDecentral | 5328 | 2.7329e-05
|  |  |  | c_DK2 | 5329 | 8.297e-05 |  |  |  |  | c_DK1_LargeDecentral | 5329 | 3.0995e-05
|  |  |  | c_DK2 | 5330 | 7.9765e-05 |  |  |  |  | c_DK1_LargeDecentral | 5330 | 3.2662e-05
|  |  |  | c_DK2 | 5331 | 7.805e-05 |  |  |  |  | c_DK1_LargeDecentral | 5331 | 4.1327e-05
|  |  |  | c_DK2 | 5332 | 7.7454e-05 |  |  |  |  | c_DK1_LargeDecentral | 5332 | 5.9325e-05
|  |  |  | c_DK2 | 5333 | 7.6858e-05 |  |  |  |  | c_DK1_LargeDecentral | 5333 | 8.882e-05
|  |  |  | c_DK2 | 5334 | 7.969e-05 |  |  |  |  | c_DK1_LargeDecentral | 5334 | 9.2153e-05
|  |  |  | c_DK2 | 5335 | 8.6772e-05 |  |  |  |  | c_DK1_LargeDecentral | 5335 | 9.4486e-05
|  |  |  | c_DK2 | 5336 | 9.8847e-05 |  |  |  |  | c_DK1_LargeDecentral | 5336 | 7.4656e-05
|  |  |  | c_DK2 | 5337 | 0.00010869 |  |  |  |  | c_DK1_LargeDecentral | 5337 | 7.1156e-05
|  |  |  | c_DK2 | 5338 | 0.00011428 |  |  |  |  | c_DK1_LargeDecentral | 5338 | 6.7323e-05
|  |  |  | c_DK2 | 5339 | 0.00011681 |  |  |  |  | c_DK1_LargeDecentral | 5339 | 6.3991e-05
|  |  |  | c_DK2 | 5340 | 0.00011547 |  |  |  |  | c_DK1_LargeDecentral | 5340 | 6.3157e-05
|  |  |  | c_DK2 | 5341 | 0.00011234 |  |  |  |  | c_DK1_LargeDecentral | 5341 | 5.5325e-05
|  |  |  | c_DK2 | 5342 | 0.00011107 |  |  |  |  | c_DK1_LargeDecentral | 5342 | 5.3825e-05
|  |  |  | c_DK2 | 5343 | 0.00011003 |  |  |  |  | c_DK1_LargeDecentral | 5343 | 4.9993e-05
|  |  |  | c_DK2 | 5344 | 0.00011189 |  |  |  |  | c_DK1_LargeDecentral | 5344 | 5.1992e-05
|  |  |  | c_DK2 | 5345 | 0.00011718 |  |  |  |  | c_DK1_LargeDecentral | 5345 | 5.6992e-05
|  |  |  | c_DK2 | 5346 | 0.00011905 |  |  |  |  | c_DK1_LargeDecentral | 5346 | 5.9325e-05
|  |  |  | c_DK2 | 5347 | 0.0001148 |  |  |  |  | c_DK1_LargeDecentral | 5347 | 6.3324e-05
|  |  |  | c_DK2 | 5348 | 0.00011062 |  |  |  |  | c_DK1_LargeDecentral | 5348 | 6.6157e-05
|  |  |  | c_DK2 | 5349 | 0.00010734 |  |  |  |  | c_DK1_LargeDecentral | 5349 | 6.4324e-05
|  |  |  | c_DK2 | 5350 | 0.00010101 |  |  |  |  | c_DK1_LargeDecentral | 5350 | 5.0659e-05
|  |  |  | c_DK2 | 5351 | 9.4673e-05 |  |  |  |  | c_DK1_LargeDecentral | 5351 | 3.4995e-05
|  |  |  | c_DK2 | 5352 | 8.6175e-05 |  |  |  |  | c_DK1_LargeDecentral | 5352 | 2.7163e-05
|  |  |  | c_DK2 | 5353 | 8.1256e-05 |  |  |  |  | c_DK1_LargeDecentral | 5353 | 3.0496e-05
|  |  |  | c_DK2 | 5354 | 8.0063e-05 |  |  |  |  | c_DK1_LargeDecentral | 5354 | 2.9996e-05
|  |  |  | c_DK2 | 5355 | 8.1405e-05 |  |  |  |  | c_DK1_LargeDecentral | 5355 | 3.2662e-05
|  |  |  | c_DK2 | 5356 | 8.2895e-05 |  |  |  |  | c_DK1_LargeDecentral | 5356 | 5.0326e-05
|  |  |  | c_DK2 | 5357 | 8.8411e-05 |  |  |  |  | c_DK1_LargeDecentral | 5357 | 8.932e-05
|  |  |  | c_DK2 | 5358 | 0.00010146 |  |  |  |  | c_DK1_LargeDecentral | 5358 | 0.00010532
|  |  |  | c_DK2 | 5359 | 0.00011748 |  |  |  |  | c_DK1_LargeDecentral | 5359 | 0.00010365
|  |  |  | c_DK2 | 5360 | 0.0001262 |  |  |  |  | c_DK1_LargeDecentral | 5360 | 8.2155e-05
|  |  |  | c_DK2 | 5361 | 0.00012978 |  |  |  |  | c_DK1_LargeDecentral | 5361 | 7.9155e-05
|  |  |  | c_DK2 | 5362 | 0.00013299 |  |  |  |  | c_DK1_LargeDecentral | 5362 | 7.3656e-05
|  |  |  | c_DK2 | 5363 | 0.00013433 |  |  |  |  | c_DK1_LargeDecentral | 5363 | 7.1156e-05
|  |  |  | c_DK2 | 5364 | 0.0001341 |  |  |  |  | c_DK1_LargeDecentral | 5364 | 6.899e-05
|  |  |  | c_DK2 | 5365 | 0.00013247 |  |  |  |  | c_DK1_LargeDecentral | 5365 | 5.8991e-05
|  |  |  | c_DK2 | 5366 | 0.00013135 |  |  |  |  | c_DK1_LargeDecentral | 5366 | 5.7492e-05
|  |  |  | c_DK2 | 5367 | 0.00012784 |  |  |  |  | c_DK1_LargeDecentral | 5367 | 5.3159e-05
|  |  |  | c_DK2 | 5368 | 0.0001265 |  |  |  |  | c_DK1_LargeDecentral | 5368 | 5.4659e-05
|  |  |  | c_DK2 | 5369 | 0.00013135 |  |  |  |  | c_DK1_LargeDecentral | 5369 | 5.9658e-05
|  |  |  | c_DK2 | 5370 | 0.00012799 |  |  |  |  | c_DK1_LargeDecentral | 5370 | 6.1491e-05
|  |  |  | c_DK2 | 5371 | 0.00012203 |  |  |  |  | c_DK1_LargeDecentral | 5371 | 6.6157e-05
|  |  |  | c_DK2 | 5372 | 0.00011562 |  |  |  |  | c_DK1_LargeDecentral | 5372 | 7.0156e-05
|  |  |  | c_DK2 | 5373 | 0.00011048 |  |  |  |  | c_DK1_LargeDecentral | 5373 | 6.4491e-05
|  |  |  | c_DK2 | 5374 | 0.0001031 |  |  |  |  | c_DK1_LargeDecentral | 5374 | 5.2159e-05
|  |  |  | c_DK2 | 5375 | 9.6015e-05 |  |  |  |  | c_DK1_LargeDecentral | 5375 | 3.5328e-05
|  |  |  | c_DK2 | 5376 | 8.8635e-05 |  |  |  |  | c_DK1_LargeDecentral | 5376 | 2.8496e-05
|  |  |  | c_DK2 | 5377 | 8.3268e-05 |  |  |  |  | c_DK1_LargeDecentral | 5377 | 3.2329e-05
|  |  |  | c_DK2 | 5378 | 8.1777e-05 |  |  |  |  | c_DK1_LargeDecentral | 5378 | 3.1995e-05
|  |  |  | c_DK2 | 5379 | 8.4163e-05 |  |  |  |  | c_DK1_LargeDecentral | 5379 | 3.4662e-05
|  |  |  | c_DK2 | 5380 | 8.4834e-05 |  |  |  |  | c_DK1_LargeDecentral | 5380 | 5.3992e-05
|  |  |  | c_DK2 | 5381 | 8.6772e-05 |  |  |  |  | c_DK1_LargeDecentral | 5381 | 9.4486e-05
|  |  |  | c_DK2 | 5382 | 0.00010041 |  |  |  |  | c_DK1_LargeDecentral | 5382 | 0.00011382
|  |  |  | c_DK2 | 5383 | 0.00011636 |  |  |  |  | c_DK1_LargeDecentral | 5383 | 0.00011182
|  |  |  | c_DK2 | 5384 | 0.0001262 |  |  |  |  | c_DK1_LargeDecentral | 5384 | 9.0487e-05
|  |  |  | c_DK2 | 5385 | 0.0001315 |  |  |  |  | c_DK1_LargeDecentral | 5385 | 8.6987e-05
|  |  |  | c_DK2 | 5386 | 0.00013448 |  |  |  |  | c_DK1_LargeDecentral | 5386 | 8.1155e-05
|  |  |  | c_DK2 | 5387 | 0.0001356 |  |  |  |  | c_DK1_LargeDecentral | 5387 | 7.7822e-05
|  |  |  | c_DK2 | 5388 | 0.00013604 |  |  |  |  | c_DK1_LargeDecentral | 5388 | 7.5822e-05
|  |  |  | c_DK2 | 5389 | 0.00013537 |  |  |  |  | c_DK1_LargeDecentral | 5389 | 6.4824e-05
|  |  |  | c_DK2 | 5390 | 0.00013366 |  |  |  |  | c_DK1_LargeDecentral | 5390 | 6.2324e-05
|  |  |  | c_DK2 | 5391 | 0.00012933 |  |  |  |  | c_DK1_LargeDecentral | 5391 | 5.7658e-05
|  |  |  | c_DK2 | 5392 | 0.00012687 |  |  |  |  | c_DK1_LargeDecentral | 5392 | 5.8825e-05
|  |  |  | c_DK2 | 5393 | 0.00013209 |  |  |  |  | c_DK1_LargeDecentral | 5393 | 6.4157e-05
|  |  |  | c_DK2 | 5394 | 0.00012874 |  |  |  |  | c_DK1_LargeDecentral | 5394 | 6.6157e-05
|  |  |  | c_DK2 | 5395 | 0.00012359 |  |  |  |  | c_DK1_LargeDecentral | 5395 | 7.1323e-05
|  |  |  | c_DK2 | 5396 | 0.00011897 |  |  |  |  | c_DK1_LargeDecentral | 5396 | 7.4822e-05
|  |  |  | c_DK2 | 5397 | 0.00011622 |  |  |  |  | c_DK1_LargeDecentral | 5397 | 6.8823e-05
|  |  |  | c_DK2 | 5398 | 0.00010802 |  |  |  |  | c_DK1_LargeDecentral | 5398 | 5.5658e-05
|  |  |  | c_DK2 | 5399 | 9.9444e-05 |  |  |  |  | c_DK1_LargeDecentral | 5399 | 3.7328e-05
|  |  |  | c_DK2 | 5400 | 8.7517e-05 |  |  |  |  | c_DK1_LargeDecentral | 5400 | 3.0829e-05
|  |  |  | c_DK2 | 5401 | 8.3939e-05 |  |  |  |  | c_DK1_LargeDecentral | 5401 | 3.4328e-05
|  |  |  | c_DK2 | 5402 | 8.0361e-05 |  |  |  |  | c_DK1_LargeDecentral | 5402 | 3.3995e-05
|  |  |  | c_DK2 | 5403 | 8.1032e-05 |  |  |  |  | c_DK1_LargeDecentral | 5403 | 3.7161e-05
|  |  |  | c_DK2 | 5404 | 8.297e-05 |  |  |  |  | c_DK1_LargeDecentral | 5404 | 5.7492e-05
|  |  |  | c_DK2 | 5405 | 8.7144e-05 |  |  |  |  | c_DK1_LargeDecentral | 5405 | 9.8985e-05
|  |  |  | c_DK2 | 5406 | 9.8773e-05 |  |  |  |  | c_DK1_LargeDecentral | 5406 | 0.00011932
|  |  |  | c_DK2 | 5407 | 0.00011614 |  |  |  |  | c_DK1_LargeDecentral | 5407 | 0.00011748
|  |  |  | c_DK2 | 5408 | 0.0001268 |  |  |  |  | c_DK1_LargeDecentral | 5408 | 9.5986e-05
|  |  |  | c_DK2 | 5409 | 0.00013053 |  |  |  |  | c_DK1_LargeDecentral | 5409 | 9.232e-05
|  |  |  | c_DK2 | 5410 | 0.00013187 |  |  |  |  | c_DK1_LargeDecentral | 5410 | 8.5821e-05
|  |  |  | c_DK2 | 5411 | 0.00013366 |  |  |  |  | c_DK1_LargeDecentral | 5411 | 8.2155e-05
|  |  |  | c_DK2 | 5412 | 0.00013165 |  |  |  |  | c_DK1_LargeDecentral | 5412 | 7.9655e-05
|  |  |  | c_DK2 | 5413 | 0.00013068 |  |  |  |  | c_DK1_LargeDecentral | 5413 | 6.9156e-05
|  |  |  | c_DK2 | 5414 | 0.00012919 |  |  |  |  | c_DK1_LargeDecentral | 5414 | 6.6324e-05
|  |  |  | c_DK2 | 5415 | 0.00012538 |  |  |  |  | c_DK1_LargeDecentral | 5415 | 6.1824e-05
|  |  |  | c_DK2 | 5416 | 0.00012263 |  |  |  |  | c_DK1_LargeDecentral | 5416 | 6.3324e-05
|  |  |  | c_DK2 | 5417 | 0.00012769 |  |  |  |  | c_DK1_LargeDecentral | 5417 | 6.8823e-05
|  |  |  | c_DK2 | 5418 | 0.00012635 |  |  |  |  | c_DK1_LargeDecentral | 5418 | 7.1323e-05
|  |  |  | c_DK2 | 5419 | 0.00012076 |  |  |  |  | c_DK1_LargeDecentral | 5419 | 7.6655e-05
|  |  |  | c_DK2 | 5420 | 0.0001151 |  |  |  |  | c_DK1_LargeDecentral | 5420 | 7.9988e-05
|  |  |  | c_DK2 | 5421 | 0.00011249 |  |  |  |  | c_DK1_LargeDecentral | 5421 | 7.3489e-05
|  |  |  | c_DK2 | 5422 | 0.00010488 |  |  |  |  | c_DK1_LargeDecentral | 5422 | 5.9325e-05
|  |  |  | c_DK2 | 5423 | 9.6686e-05 |  |  |  |  | c_DK1_LargeDecentral | 5423 | 3.9661e-05
|  |  |  | c_DK2 | 5424 | 8.4535e-05 |  |  |  |  | c_DK1_LargeDecentral | 5424 | 3.0496e-05
|  |  |  | c_DK2 | 5425 | 7.9318e-05 |  |  |  |  | c_DK1_LargeDecentral | 5425 | 3.4162e-05
|  |  |  | c_DK2 | 5426 | 7.7529e-05 |  |  |  |  | c_DK1_LargeDecentral | 5426 | 3.3828e-05
|  |  |  | c_DK2 | 5427 | 7.887e-05 |  |  |  |  | c_DK1_LargeDecentral | 5427 | 3.6995e-05
|  |  |  | c_DK2 | 5428 | 8.1628e-05 |  |  |  |  | c_DK1_LargeDecentral | 5428 | 5.7158e-05
|  |  |  | c_DK2 | 5429 | 8.7293e-05 |  |  |  |  | c_DK1_LargeDecentral | 5429 | 9.8652e-05
|  |  |  | c_DK2 | 5430 | 9.9667e-05 |  |  |  |  | c_DK1_LargeDecentral | 5430 | 0.00011898
|  |  |  | c_DK2 | 5431 | 0.00011905 |  |  |  |  | c_DK1_LargeDecentral | 5431 | 0.00011698
|  |  |  | c_DK2 | 5432 | 0.00012859 |  |  |  |  | c_DK1_LargeDecentral | 5432 | 9.5319e-05
|  |  |  | c_DK2 | 5433 | 0.00013083 |  |  |  |  | c_DK1_LargeDecentral | 5433 | 9.1653e-05
|  |  |  | c_DK2 | 5434 | 0.00013306 |  |  |  |  | c_DK1_LargeDecentral | 5434 | 8.5321e-05
|  |  |  | c_DK2 | 5435 | 0.00013321 |  |  |  |  | c_DK1_LargeDecentral | 5435 | 8.1821e-05
|  |  |  | c_DK2 | 5436 | 0.00012665 |  |  |  |  | c_DK1_LargeDecentral | 5436 | 7.8988e-05
|  |  |  | c_DK2 | 5437 | 0.00012874 |  |  |  |  | c_DK1_LargeDecentral | 5437 | 6.8657e-05
|  |  |  | c_DK2 | 5438 | 0.00012874 |  |  |  |  | c_DK1_LargeDecentral | 5438 | 6.6157e-05
|  |  |  | c_DK2 | 5439 | 0.00012658 |  |  |  |  | c_DK1_LargeDecentral | 5439 | 6.1491e-05
|  |  |  | c_DK2 | 5440 | 0.00012702 |  |  |  |  | c_DK1_LargeDecentral | 5440 | 6.2824e-05
|  |  |  | c_DK2 | 5441 | 0.00013351 |  |  |  |  | c_DK1_LargeDecentral | 5441 | 6.8157e-05
|  |  |  | c_DK2 | 5442 | 0.00013142 |  |  |  |  | c_DK1_LargeDecentral | 5442 | 7.0656e-05
|  |  |  | c_DK2 | 5443 | 0.00012449 |  |  |  |  | c_DK1_LargeDecentral | 5443 | 7.5822e-05
|  |  |  | c_DK2 | 5444 | 0.00011875 |  |  |  |  | c_DK1_LargeDecentral | 5444 | 7.9488e-05
|  |  |  | c_DK2 | 5445 | 0.00011577 |  |  |  |  | c_DK1_LargeDecentral | 5445 | 7.2989e-05
|  |  |  | c_DK2 | 5446 | 0.00010869 |  |  |  |  | c_DK1_LargeDecentral | 5446 | 5.8658e-05
|  |  |  | c_DK2 | 5447 | 0.00010108 |  |  |  |  | c_DK1_LargeDecentral | 5447 | 3.9494e-05
|  |  |  | c_DK2 | 5448 | 8.9977e-05 |  |  |  |  | c_DK1_LargeDecentral | 5448 | 2.9996e-05
|  |  |  | c_DK2 | 5449 | 8.4535e-05 |  |  |  |  | c_DK1_LargeDecentral | 5449 | 3.2662e-05
|  |  |  | c_DK2 | 5450 | 8.2076e-05 |  |  |  |  | c_DK1_LargeDecentral | 5450 | 3.2162e-05
|  |  |  | c_DK2 | 5451 | 8.3492e-05 |  |  |  |  | c_DK1_LargeDecentral | 5451 | 3.4662e-05
|  |  |  | c_DK2 | 5452 | 8.5057e-05 |  |  |  |  | c_DK1_LargeDecentral | 5452 | 5.3492e-05
|  |  |  | c_DK2 | 5453 | 8.8262e-05 |  |  |  |  | c_DK1_LargeDecentral | 5453 | 9.3986e-05
|  |  |  | c_DK2 | 5454 | 9.8624e-05 |  |  |  |  | c_DK1_LargeDecentral | 5454 | 0.00011232
|  |  |  | c_DK2 | 5455 | 0.00011629 |  |  |  |  | c_DK1_LargeDecentral | 5455 | 0.00011282
|  |  |  | c_DK2 | 5456 | 0.0001265 |  |  |  |  | c_DK1_LargeDecentral | 5456 | 9.282e-05
|  |  |  | c_DK2 | 5457 | 0.00013038 |  |  |  |  | c_DK1_LargeDecentral | 5457 | 8.9154e-05
|  |  |  | c_DK2 | 5458 | 0.00013299 |  |  |  |  | c_DK1_LargeDecentral | 5458 | 8.1821e-05
|  |  |  | c_DK2 | 5459 | 0.00013299 |  |  |  |  | c_DK1_LargeDecentral | 5459 | 7.8322e-05
|  |  |  | c_DK2 | 5460 | 0.00013038 |  |  |  |  | c_DK1_LargeDecentral | 5460 | 7.6155e-05
|  |  |  | c_DK2 | 5461 | 0.00012851 |  |  |  |  | c_DK1_LargeDecentral | 5461 | 6.649e-05
|  |  |  | c_DK2 | 5462 | 0.00012583 |  |  |  |  | c_DK1_LargeDecentral | 5462 | 6.2657e-05
|  |  |  | c_DK2 | 5463 | 0.00012337 |  |  |  |  | c_DK1_LargeDecentral | 5463 | 5.7991e-05
|  |  |  | c_DK2 | 5464 | 0.00012292 |  |  |  |  | c_DK1_LargeDecentral | 5464 | 5.9158e-05
|  |  |  | c_DK2 | 5465 | 0.00012635 |  |  |  |  | c_DK1_LargeDecentral | 5465 | 6.5324e-05
|  |  |  | c_DK2 | 5466 | 0.00012307 |  |  |  |  | c_DK1_LargeDecentral | 5466 | 6.7657e-05
|  |  |  | c_DK2 | 5467 | 0.00011651 |  |  |  |  | c_DK1_LargeDecentral | 5467 | 7.4156e-05
|  |  |  | c_DK2 | 5468 | 0.00011085 |  |  |  |  | c_DK1_LargeDecentral | 5468 | 7.6655e-05
|  |  |  | c_DK2 | 5469 | 0.00010816 |  |  |  |  | c_DK1_LargeDecentral | 5469 | 7.1489e-05
|  |  |  | c_DK2 | 5470 | 0.00010101 |  |  |  |  | c_DK1_LargeDecentral | 5470 | 5.6658e-05
|  |  |  | c_DK2 | 5471 | 9.3331e-05 |  |  |  |  | c_DK1_LargeDecentral | 5471 | 3.7994e-05
|  |  |  | c_DK2 | 5472 | 8.5728e-05 |  |  |  |  | c_DK1_LargeDecentral | 5472 | 3.0995e-05
|  |  |  | c_DK2 | 5473 | 7.969e-05 |  |  |  |  | c_DK1_LargeDecentral | 5473 | 3.1829e-05
|  |  |  | c_DK2 | 5474 | 7.6187e-05 |  |  |  |  | c_DK1_LargeDecentral | 5474 | 2.8662e-05
|  |  |  | c_DK2 | 5475 | 7.4771e-05 |  |  |  |  | c_DK1_LargeDecentral | 5475 | 3.3162e-05
|  |  |  | c_DK2 | 5476 | 7.4249e-05 |  |  |  |  | c_DK1_LargeDecentral | 5476 | 5.0493e-05
|  |  |  | c_DK2 | 5477 | 7.4845e-05 |  |  |  |  | c_DK1_LargeDecentral | 5477 | 8.2988e-05
|  |  |  | c_DK2 | 5478 | 7.8423e-05 |  |  |  |  | c_DK1_LargeDecentral | 5478 | 0.00010648
|  |  |  | c_DK2 | 5479 | 9.1691e-05 |  |  |  |  | c_DK1_LargeDecentral | 5479 | 0.00010615
|  |  |  | c_DK2 | 5480 | 0.00010272 |  |  |  |  | c_DK1_LargeDecentral | 5480 | 8.6987e-05
|  |  |  | c_DK2 | 5481 | 0.0001113 |  |  |  |  | c_DK1_LargeDecentral | 5481 | 8.2488e-05
|  |  |  | c_DK2 | 5482 | 0.00011584 |  |  |  |  | c_DK1_LargeDecentral | 5482 | 7.9988e-05
|  |  |  | c_DK2 | 5483 | 0.00011629 |  |  |  |  | c_DK1_LargeDecentral | 5483 | 7.2656e-05
|  |  |  | c_DK2 | 5484 | 0.00011554 |  |  |  |  | c_DK1_LargeDecentral | 5484 | 7.099e-05
|  |  |  | c_DK2 | 5485 | 0.00011532 |  |  |  |  | c_DK1_LargeDecentral | 5485 | 6.0824e-05
|  |  |  | c_DK2 | 5486 | 0.00011301 |  |  |  |  | c_DK1_LargeDecentral | 5486 | 6.4657e-05
|  |  |  | c_DK2 | 5487 | 0.00011144 |  |  |  |  | c_DK1_LargeDecentral | 5487 | 5.9158e-05
|  |  |  | c_DK2 | 5488 | 0.00011122 |  |  |  |  | c_DK1_LargeDecentral | 5488 | 5.9991e-05
|  |  |  | c_DK2 | 5489 | 0.00011532 |  |  |  |  | c_DK1_LargeDecentral | 5489 | 6.1991e-05
|  |  |  | c_DK2 | 5490 | 0.00011957 |  |  |  |  | c_DK1_LargeDecentral | 5490 | 6.3824e-05
|  |  |  | c_DK2 | 5491 | 0.00011413 |  |  |  |  | c_DK1_LargeDecentral | 5491 | 6.749e-05
|  |  |  | c_DK2 | 5492 | 0.00010876 |  |  |  |  | c_DK1_LargeDecentral | 5492 | 6.999e-05
|  |  |  | c_DK2 | 5493 | 0.00010563 |  |  |  |  | c_DK1_LargeDecentral | 5493 | 6.699e-05
|  |  |  | c_DK2 | 5494 | 9.8996e-05 |  |  |  |  | c_DK1_LargeDecentral | 5494 | 5.3325e-05
|  |  |  | c_DK2 | 5495 | 9.184e-05 |  |  |  |  | c_DK1_LargeDecentral | 5495 | 3.5495e-05
|  |  |  | c_DK2 | 5496 | 8.6548e-05 |  |  |  |  | c_DK1_LargeDecentral | 5496 | 3.0162e-05
|  |  |  | c_DK2 | 5497 | 8.1926e-05 |  |  |  |  | c_DK1_LargeDecentral | 5497 | 3.4162e-05
|  |  |  | c_DK2 | 5498 | 7.9616e-05 |  |  |  |  | c_DK1_LargeDecentral | 5498 | 3.5661e-05
|  |  |  | c_DK2 | 5499 | 7.9168e-05 |  |  |  |  | c_DK1_LargeDecentral | 5499 | 4.416e-05
|  |  |  | c_DK2 | 5500 | 7.9019e-05 |  |  |  |  | c_DK1_LargeDecentral | 5500 | 6.4491e-05
|  |  |  | c_DK2 | 5501 | 7.9839e-05 |  |  |  |  | c_DK1_LargeDecentral | 5501 | 9.7486e-05
|  |  |  | c_DK2 | 5502 | 8.1032e-05 |  |  |  |  | c_DK1_LargeDecentral | 5502 | 0.00010165
|  |  |  | c_DK2 | 5503 | 8.7517e-05 |  |  |  |  | c_DK1_LargeDecentral | 5503 | 0.00010365
|  |  |  | c_DK2 | 5504 | 9.8176e-05 |  |  |  |  | c_DK1_LargeDecentral | 5504 | 8.2155e-05
|  |  |  | c_DK2 | 5505 | 0.00010638 |  |  |  |  | c_DK1_LargeDecentral | 5505 | 7.8988e-05
|  |  |  | c_DK2 | 5506 | 0.00011144 |  |  |  |  | c_DK1_LargeDecentral | 5506 | 7.4156e-05
|  |  |  | c_DK2 | 5507 | 0.0001154 |  |  |  |  | c_DK1_LargeDecentral | 5507 | 7.049e-05
|  |  |  | c_DK2 | 5508 | 0.00011562 |  |  |  |  | c_DK1_LargeDecentral | 5508 | 6.949e-05
|  |  |  | c_DK2 | 5509 | 0.00011338 |  |  |  |  | c_DK1_LargeDecentral | 5509 | 6.1158e-05
|  |  |  | c_DK2 | 5510 | 0.00011174 |  |  |  |  | c_DK1_LargeDecentral | 5510 | 5.9325e-05
|  |  |  | c_DK2 | 5511 | 0.00011174 |  |  |  |  | c_DK1_LargeDecentral | 5511 | 5.5492e-05
|  |  |  | c_DK2 | 5512 | 0.00011398 |  |  |  |  | c_DK1_LargeDecentral | 5512 | 5.7658e-05
|  |  |  | c_DK2 | 5513 | 0.00011942 |  |  |  |  | c_DK1_LargeDecentral | 5513 | 6.2991e-05
|  |  |  | c_DK2 | 5514 | 0.00012091 |  |  |  |  | c_DK1_LargeDecentral | 5514 | 6.5824e-05
|  |  |  | c_DK2 | 5515 | 0.00011868 |  |  |  |  | c_DK1_LargeDecentral | 5515 | 6.999e-05
|  |  |  | c_DK2 | 5516 | 0.00011294 |  |  |  |  | c_DK1_LargeDecentral | 5516 | 7.3656e-05
|  |  |  | c_DK2 | 5517 | 0.00010988 |  |  |  |  | c_DK1_LargeDecentral | 5517 | 7.099e-05
|  |  |  | c_DK2 | 5518 | 0.00010198 |  |  |  |  | c_DK1_LargeDecentral | 5518 | 5.5825e-05
|  |  |  | c_DK2 | 5519 | 9.4524e-05 |  |  |  |  | c_DK1_LargeDecentral | 5519 | 3.8661e-05
|  |  |  | c_DK2 | 5520 | 8.5355e-05 |  |  |  |  | c_DK1_LargeDecentral | 5520 | 2.9496e-05
|  |  |  | c_DK2 | 5521 | 8.1405e-05 |  |  |  |  | c_DK1_LargeDecentral | 5521 | 3.3162e-05
|  |  |  | c_DK2 | 5522 | 7.9914e-05 |  |  |  |  | c_DK1_LargeDecentral | 5522 | 3.2662e-05
|  |  |  | c_DK2 | 5523 | 8.0957e-05 |  |  |  |  | c_DK1_LargeDecentral | 5523 | 3.5661e-05
|  |  |  | c_DK2 | 5524 | 8.2448e-05 |  |  |  |  | c_DK1_LargeDecentral | 5524 | 5.4659e-05
|  |  |  | c_DK2 | 5525 | 8.789e-05 |  |  |  |  | c_DK1_LargeDecentral | 5525 | 9.5653e-05
|  |  |  | c_DK2 | 5526 | 9.9891e-05 |  |  |  |  | c_DK1_LargeDecentral | 5526 | 0.00011382
|  |  |  | c_DK2 | 5527 | 0.00011786 |  |  |  |  | c_DK1_LargeDecentral | 5527 | 0.00011232
|  |  |  | c_DK2 | 5528 | 0.0001274 |  |  |  |  | c_DK1_LargeDecentral | 5528 | 8.932e-05
|  |  |  | c_DK2 | 5529 | 0.00013083 |  |  |  |  | c_DK1_LargeDecentral | 5529 | 8.6154e-05
|  |  |  | c_DK2 | 5530 | 0.00013299 |  |  |  |  | c_DK1_LargeDecentral | 5530 | 8.0155e-05
|  |  |  | c_DK2 | 5531 | 0.00013023 |  |  |  |  | c_DK1_LargeDecentral | 5531 | 7.6822e-05
|  |  |  | c_DK2 | 5532 | 0.00013001 |  |  |  |  | c_DK1_LargeDecentral | 5532 | 7.4989e-05
|  |  |  | c_DK2 | 5533 | 0.00013045 |  |  |  |  | c_DK1_LargeDecentral | 5533 | 6.4324e-05
|  |  |  | c_DK2 | 5534 | 0.00012755 |  |  |  |  | c_DK1_LargeDecentral | 5534 | 6.2657e-05
|  |  |  | c_DK2 | 5535 | 0.00012643 |  |  |  |  | c_DK1_LargeDecentral | 5535 | 5.8325e-05
|  |  |  | c_DK2 | 5536 | 0.00012486 |  |  |  |  | c_DK1_LargeDecentral | 5536 | 5.9825e-05
|  |  |  | c_DK2 | 5537 | 0.0001309 |  |  |  |  | c_DK1_LargeDecentral | 5537 | 6.499e-05
|  |  |  | c_DK2 | 5538 | 0.0001303 |  |  |  |  | c_DK1_LargeDecentral | 5538 | 6.7157e-05
|  |  |  | c_DK2 | 5539 | 0.00012464 |  |  |  |  | c_DK1_LargeDecentral | 5539 | 7.2489e-05
|  |  |  | c_DK2 | 5540 | 0.00011748 |  |  |  |  | c_DK1_LargeDecentral | 5540 | 7.6655e-05
|  |  |  | c_DK2 | 5541 | 0.00011241 |  |  |  |  | c_DK1_LargeDecentral | 5541 | 7.049e-05
|  |  |  | c_DK2 | 5542 | 0.00010429 |  |  |  |  | c_DK1_LargeDecentral | 5542 | 5.7158e-05
|  |  |  | c_DK2 | 5543 | 9.6536e-05 |  |  |  |  | c_DK1_LargeDecentral | 5543 | 3.8328e-05
|  |  |  | c_DK2 | 5544 | 8.5579e-05 |  |  |  |  | c_DK1_LargeDecentral | 5544 | 2.8996e-05
|  |  |  | c_DK2 | 5545 | 8.0361e-05 |  |  |  |  | c_DK1_LargeDecentral | 5545 | 3.2662e-05
|  |  |  | c_DK2 | 5546 | 7.9467e-05 |  |  |  |  | c_DK1_LargeDecentral | 5546 | 3.2329e-05
|  |  |  | c_DK2 | 5547 | 8.133e-05 |  |  |  |  | c_DK1_LargeDecentral | 5547 | 3.5328e-05
|  |  |  | c_DK2 | 5548 | 8.3194e-05 |  |  |  |  | c_DK1_LargeDecentral | 5548 | 5.5159e-05
|  |  |  | c_DK2 | 5549 | 8.7741e-05 |  |  |  |  | c_DK1_LargeDecentral | 5549 | 9.5653e-05
|  |  |  | c_DK2 | 5550 | 9.9593e-05 |  |  |  |  | c_DK1_LargeDecentral | 5550 | 0.00011548
|  |  |  | c_DK2 | 5551 | 0.00011853 |  |  |  |  | c_DK1_LargeDecentral | 5551 | 0.00011315
|  |  |  | c_DK2 | 5552 | 0.00012807 |  |  |  |  | c_DK1_LargeDecentral | 5552 | 9.1986e-05
|  |  |  | c_DK2 | 5553 | 0.00013135 |  |  |  |  | c_DK1_LargeDecentral | 5553 | 8.8487e-05
|  |  |  | c_DK2 | 5554 | 0.00013306 |  |  |  |  | c_DK1_LargeDecentral | 5554 | 8.2488e-05
|  |  |  | c_DK2 | 5555 | 0.00013187 |  |  |  |  | c_DK1_LargeDecentral | 5555 | 7.8988e-05
|  |  |  | c_DK2 | 5556 | 0.00013015 |  |  |  |  | c_DK1_LargeDecentral | 5556 | 7.6655e-05
|  |  |  | c_DK2 | 5557 | 0.00013425 |  |  |  |  | c_DK1_LargeDecentral | 5557 | 6.5824e-05
|  |  |  | c_DK2 | 5558 | 0.00013053 |  |  |  |  | c_DK1_LargeDecentral | 5558 | 6.3491e-05
|  |  |  | c_DK2 | 5559 | 0.00012568 |  |  |  |  | c_DK1_LargeDecentral | 5559 | 5.8658e-05
|  |  |  | c_DK2 | 5560 | 0.00012523 |  |  |  |  | c_DK1_LargeDecentral | 5560 | 5.9991e-05
|  |  |  | c_DK2 | 5561 | 0.00012963 |  |  |  |  | c_DK1_LargeDecentral | 5561 | 6.5324e-05
|  |  |  | c_DK2 | 5562 | 0.00012658 |  |  |  |  | c_DK1_LargeDecentral | 5562 | 6.7323e-05
|  |  |  | c_DK2 | 5563 | 0.00012188 |  |  |  |  | c_DK1_LargeDecentral | 5563 | 7.2489e-05
|  |  |  | c_DK2 | 5564 | 0.00011696 |  |  |  |  | c_DK1_LargeDecentral | 5564 | 7.5989e-05
|  |  |  | c_DK2 | 5565 | 0.00011338 |  |  |  |  | c_DK1_LargeDecentral | 5565 | 6.999e-05
|  |  |  | c_DK2 | 5566 | 0.00010466 |  |  |  |  | c_DK1_LargeDecentral | 5566 | 5.6658e-05
|  |  |  | c_DK2 | 5567 | 9.6015e-05 |  |  |  |  | c_DK1_LargeDecentral | 5567 | 3.7994e-05
|  |  |  | c_DK2 | 5568 | 8.5355e-05 |  |  |  |  | c_DK1_LargeDecentral | 5568 | 3.0162e-05
|  |  |  | c_DK2 | 5569 | 8.051e-05 |  |  |  |  | c_DK1_LargeDecentral | 5569 | 3.3828e-05
|  |  |  | c_DK2 | 5570 | 8.0137e-05 |  |  |  |  | c_DK1_LargeDecentral | 5570 | 3.3495e-05
|  |  |  | c_DK2 | 5571 | 8.1628e-05 |  |  |  |  | c_DK1_LargeDecentral | 5571 | 3.6495e-05
|  |  |  | c_DK2 | 5572 | 8.3045e-05 |  |  |  |  | c_DK1_LargeDecentral | 5572 | 5.6658e-05
|  |  |  | c_DK2 | 5573 | 8.8411e-05 |  |  |  |  | c_DK1_LargeDecentral | 5573 | 9.7986e-05
|  |  |  | c_DK2 | 5574 | 0.00010138 |  |  |  |  | c_DK1_LargeDecentral | 5574 | 0.00011798
|  |  |  | c_DK2 | 5575 | 0.00011868 |  |  |  |  | c_DK1_LargeDecentral | 5575 | 0.00011582
|  |  |  | c_DK2 | 5576 | 0.00012732 |  |  |  |  | c_DK1_LargeDecentral | 5576 | 9.4486e-05
|  |  |  | c_DK2 | 5577 | 0.00013053 |  |  |  |  | c_DK1_LargeDecentral | 5577 | 9.082e-05
|  |  |  | c_DK2 | 5578 | 0.00013366 |  |  |  |  | c_DK1_LargeDecentral | 5578 | 8.4654e-05
|  |  |  | c_DK2 | 5579 | 0.00013314 |  |  |  |  | c_DK1_LargeDecentral | 5579 | 8.0988e-05
|  |  |  | c_DK2 | 5580 | 0.00013239 |  |  |  |  | c_DK1_LargeDecentral | 5580 | 7.8655e-05
|  |  |  | c_DK2 | 5581 | 0.00013015 |  |  |  |  | c_DK1_LargeDecentral | 5581 | 6.7823e-05
|  |  |  | c_DK2 | 5582 | 0.00012926 |  |  |  |  | c_DK1_LargeDecentral | 5582 | 6.549e-05
|  |  |  | c_DK2 | 5583 | 0.00012591 |  |  |  |  | c_DK1_LargeDecentral | 5583 | 6.0658e-05
|  |  |  | c_DK2 | 5584 | 0.00012434 |  |  |  |  | c_DK1_LargeDecentral | 5584 | 6.1991e-05
|  |  |  | c_DK2 | 5585 | 0.00012926 |  |  |  |  | c_DK1_LargeDecentral | 5585 | 6.749e-05
|  |  |  | c_DK2 | 5586 | 0.00012702 |  |  |  |  | c_DK1_LargeDecentral | 5586 | 6.9823e-05
|  |  |  | c_DK2 | 5587 | 0.00012128 |  |  |  |  | c_DK1_LargeDecentral | 5587 | 7.5322e-05
|  |  |  | c_DK2 | 5588 | 0.00011726 |  |  |  |  | c_DK1_LargeDecentral | 5588 | 7.8488e-05
|  |  |  | c_DK2 | 5589 | 0.00011443 |  |  |  |  | c_DK1_LargeDecentral | 5589 | 7.2323e-05
|  |  |  | c_DK2 | 5590 | 0.00010593 |  |  |  |  | c_DK1_LargeDecentral | 5590 | 5.8491e-05
|  |  |  | c_DK2 | 5591 | 9.7356e-05 |  |  |  |  | c_DK1_LargeDecentral | 5591 | 3.9161e-05
|  |  |  | c_DK2 | 5592 | 8.5057e-05 |  |  |  |  | c_DK1_LargeDecentral | 5592 | 2.8496e-05
|  |  |  | c_DK2 | 5593 | 7.9616e-05 |  |  |  |  | c_DK1_LargeDecentral | 5593 | 3.2329e-05
|  |  |  | c_DK2 | 5594 | 7.7529e-05 |  |  |  |  | c_DK1_LargeDecentral | 5594 | 3.1995e-05
|  |  |  | c_DK2 | 5595 | 7.9318e-05 |  |  |  |  | c_DK1_LargeDecentral | 5595 | 3.4828e-05
|  |  |  | c_DK2 | 5596 | 8.1479e-05 |  |  |  |  | c_DK1_LargeDecentral | 5596 | 5.4325e-05
|  |  |  | c_DK2 | 5597 | 8.7219e-05 |  |  |  |  | c_DK1_LargeDecentral | 5597 | 9.4653e-05
|  |  |  | c_DK2 | 5598 | 0.00010064 |  |  |  |  | c_DK1_LargeDecentral | 5598 | 0.00011398
|  |  |  | c_DK2 | 5599 | 0.00011823 |  |  |  |  | c_DK1_LargeDecentral | 5599 | 0.00011198
|  |  |  | c_DK2 | 5600 | 0.0001268 |  |  |  |  | c_DK1_LargeDecentral | 5600 | 9.0653e-05
|  |  |  | c_DK2 | 5601 | 0.00012948 |  |  |  |  | c_DK1_LargeDecentral | 5601 | 8.732e-05
|  |  |  | c_DK2 | 5602 | 0.00013001 |  |  |  |  | c_DK1_LargeDecentral | 5602 | 8.1321e-05
|  |  |  | c_DK2 | 5603 | 0.00013023 |  |  |  |  | c_DK1_LargeDecentral | 5603 | 7.7989e-05
|  |  |  | c_DK2 | 5604 | 0.00013053 |  |  |  |  | c_DK1_LargeDecentral | 5604 | 7.5822e-05
|  |  |  | c_DK2 | 5605 | 0.0001309 |  |  |  |  | c_DK1_LargeDecentral | 5605 | 6.4824e-05
|  |  |  | c_DK2 | 5606 | 0.00012926 |  |  |  |  | c_DK1_LargeDecentral | 5606 | 6.2324e-05
|  |  |  | c_DK2 | 5607 | 0.00012576 |  |  |  |  | c_DK1_LargeDecentral | 5607 | 5.7658e-05
|  |  |  | c_DK2 | 5608 | 0.00012464 |  |  |  |  | c_DK1_LargeDecentral | 5608 | 5.8825e-05
|  |  |  | c_DK2 | 5609 | 0.00012919 |  |  |  |  | c_DK1_LargeDecentral | 5609 | 6.4157e-05
|  |  |  | c_DK2 | 5610 | 0.00012523 |  |  |  |  | c_DK1_LargeDecentral | 5610 | 6.6157e-05
|  |  |  | c_DK2 | 5611 | 0.00012031 |  |  |  |  | c_DK1_LargeDecentral | 5611 | 7.1489e-05
|  |  |  | c_DK2 | 5612 | 0.00011502 |  |  |  |  | c_DK1_LargeDecentral | 5612 | 7.4989e-05
|  |  |  | c_DK2 | 5613 | 0.00011137 |  |  |  |  | c_DK1_LargeDecentral | 5613 | 6.8823e-05
|  |  |  | c_DK2 | 5614 | 0.00010287 |  |  |  |  | c_DK1_LargeDecentral | 5614 | 5.5992e-05
|  |  |  | c_DK2 | 5615 | 9.43e-05 |  |  |  |  | c_DK1_LargeDecentral | 5615 | 3.7328e-05
|  |  |  | c_DK2 | 5616 | 8.2225e-05 |  |  |  |  | c_DK1_LargeDecentral | 5616 | 2.7829e-05
|  |  |  | c_DK2 | 5617 | 7.6932e-05 |  |  |  |  | c_DK1_LargeDecentral | 5617 | 3.0496e-05
|  |  |  | c_DK2 | 5618 | 7.5292e-05 |  |  |  |  | c_DK1_LargeDecentral | 5618 | 2.9829e-05
|  |  |  | c_DK2 | 5619 | 7.6932e-05 |  |  |  |  | c_DK1_LargeDecentral | 5619 | 3.2329e-05
|  |  |  | c_DK2 | 5620 | 7.9168e-05 |  |  |  |  | c_DK1_LargeDecentral | 5620 | 4.9659e-05
|  |  |  | c_DK2 | 5621 | 8.4684e-05 |  |  |  |  | c_DK1_LargeDecentral | 5621 | 8.882e-05
|  |  |  | c_DK2 | 5622 | 9.7655e-05 |  |  |  |  | c_DK1_LargeDecentral | 5622 | 0.00010448
|  |  |  | c_DK2 | 5623 | 0.00011495 |  |  |  |  | c_DK1_LargeDecentral | 5623 | 0.00010515
|  |  |  | c_DK2 | 5624 | 0.00012285 |  |  |  |  | c_DK1_LargeDecentral | 5624 | 8.6154e-05
|  |  |  | c_DK2 | 5625 | 0.0001262 |  |  |  |  | c_DK1_LargeDecentral | 5625 | 8.2988e-05
|  |  |  | c_DK2 | 5626 | 0.00012926 |  |  |  |  | c_DK1_LargeDecentral | 5626 | 7.6322e-05
|  |  |  | c_DK2 | 5627 | 0.00012933 |  |  |  |  | c_DK1_LargeDecentral | 5627 | 7.2989e-05
|  |  |  | c_DK2 | 5628 | 0.00012769 |  |  |  |  | c_DK1_LargeDecentral | 5628 | 7.0656e-05
|  |  |  | c_DK2 | 5629 | 0.00012591 |  |  |  |  | c_DK1_LargeDecentral | 5629 | 6.1824e-05
|  |  |  | c_DK2 | 5630 | 0.00012337 |  |  |  |  | c_DK1_LargeDecentral | 5630 | 5.8158e-05
|  |  |  | c_DK2 | 5631 | 0.00012084 |  |  |  |  | c_DK1_LargeDecentral | 5631 | 5.3992e-05
|  |  |  | c_DK2 | 5632 | 0.00011979 |  |  |  |  | c_DK1_LargeDecentral | 5632 | 5.4825e-05
|  |  |  | c_DK2 | 5633 | 0.00012255 |  |  |  |  | c_DK1_LargeDecentral | 5633 | 6.0658e-05
|  |  |  | c_DK2 | 5634 | 0.0001192 |  |  |  |  | c_DK1_LargeDecentral | 5634 | 6.2991e-05
|  |  |  | c_DK2 | 5635 | 0.00011174 |  |  |  |  | c_DK1_LargeDecentral | 5635 | 6.849e-05
|  |  |  | c_DK2 | 5636 | 0.00010608 |  |  |  |  | c_DK1_LargeDecentral | 5636 | 7.099e-05
|  |  |  | c_DK2 | 5637 | 0.00010175 |  |  |  |  | c_DK1_LargeDecentral | 5637 | 6.6157e-05
|  |  |  | c_DK2 | 5638 | 9.4375e-05 |  |  |  |  | c_DK1_LargeDecentral | 5638 | 5.2659e-05
|  |  |  | c_DK2 | 5639 | 8.7219e-05 |  |  |  |  | c_DK1_LargeDecentral | 5639 | 3.4995e-05
|  |  |  | c_DK2 | 5640 | 8.3119e-05 |  |  |  |  | c_DK1_LargeDecentral | 5640 | 2.9496e-05
|  |  |  | c_DK2 | 5641 | 7.8498e-05 |  |  |  |  | c_DK1_LargeDecentral | 5641 | 3.0329e-05
|  |  |  | c_DK2 | 5642 | 7.7678e-05 |  |  |  |  | c_DK1_LargeDecentral | 5642 | 2.7163e-05
|  |  |  | c_DK2 | 5643 | 7.7007e-05 |  |  |  |  | c_DK1_LargeDecentral | 5643 | 3.1495e-05
|  |  |  | c_DK2 | 5644 | 7.6187e-05 |  |  |  |  | c_DK1_LargeDecentral | 5644 | 4.7493e-05
|  |  |  | c_DK2 | 5645 | 7.6858e-05 |  |  |  |  | c_DK1_LargeDecentral | 5645 | 7.8155e-05
|  |  |  | c_DK2 | 5646 | 7.9168e-05 |  |  |  |  | c_DK1_LargeDecentral | 5646 | 0.00010082
|  |  |  | c_DK2 | 5647 | 8.7442e-05 |  |  |  |  | c_DK1_LargeDecentral | 5647 | 0.00010049
|  |  |  | c_DK2 | 5648 | 9.9071e-05 |  |  |  |  | c_DK1_LargeDecentral | 5648 | 8.1821e-05
|  |  |  | c_DK2 | 5649 | 0.00010749 |  |  |  |  | c_DK1_LargeDecentral | 5649 | 7.7655e-05
|  |  |  | c_DK2 | 5650 | 0.00011197 |  |  |  |  | c_DK1_LargeDecentral | 5650 | 7.5322e-05
|  |  |  | c_DK2 | 5651 | 0.00011279 |  |  |  |  | c_DK1_LargeDecentral | 5651 | 6.8657e-05
|  |  |  | c_DK2 | 5652 | 0.00011174 |  |  |  |  | c_DK1_LargeDecentral | 5652 | 6.699e-05
|  |  |  | c_DK2 | 5653 | 0.00010988 |  |  |  |  | c_DK1_LargeDecentral | 5653 | 5.7325e-05
|  |  |  | c_DK2 | 5654 | 0.00010787 |  |  |  |  | c_DK1_LargeDecentral | 5654 | 6.0991e-05
|  |  |  | c_DK2 | 5655 | 0.00010623 |  |  |  |  | c_DK1_LargeDecentral | 5655 | 5.5992e-05
|  |  |  | c_DK2 | 5656 | 0.00010809 |  |  |  |  | c_DK1_LargeDecentral | 5656 | 5.6658e-05
|  |  |  | c_DK2 | 5657 | 0.00011249 |  |  |  |  | c_DK1_LargeDecentral | 5657 | 5.8491e-05
|  |  |  | c_DK2 | 5658 | 0.00011152 |  |  |  |  | c_DK1_LargeDecentral | 5658 | 6.0324e-05
|  |  |  | c_DK2 | 5659 | 0.0001069 |  |  |  |  | c_DK1_LargeDecentral | 5659 | 6.3491e-05
|  |  |  | c_DK2 | 5660 | 0.00010384 |  |  |  |  | c_DK1_LargeDecentral | 5660 | 6.5657e-05
|  |  |  | c_DK2 | 5661 | 0.00010093 |  |  |  |  | c_DK1_LargeDecentral | 5661 | 6.2824e-05
|  |  |  | c_DK2 | 5662 | 9.4449e-05 |  |  |  |  | c_DK1_LargeDecentral | 5662 | 5.0159e-05
|  |  |  | c_DK2 | 5663 | 8.7666e-05 |  |  |  |  | c_DK1_LargeDecentral | 5663 | 3.3162e-05
|  |  |  | c_DK2 | 5664 | 8.2448e-05 |  |  |  |  | c_DK1_LargeDecentral | 5664 | 2.6829e-05
|  |  |  | c_DK2 | 5665 | 7.805e-05 |  |  |  |  | c_DK1_LargeDecentral | 5665 | 3.0995e-05
|  |  |  | c_DK2 | 5666 | 7.5889e-05 |  |  |  |  | c_DK1_LargeDecentral | 5666 | 3.2495e-05
|  |  |  | c_DK2 | 5667 | 7.492e-05 |  |  |  |  | c_DK1_LargeDecentral | 5667 | 4.1327e-05
|  |  |  | c_DK2 | 5668 | 7.5069e-05 |  |  |  |  | c_DK1_LargeDecentral | 5668 | 5.9158e-05
|  |  |  | c_DK2 | 5669 | 7.6187e-05 |  |  |  |  | c_DK1_LargeDecentral | 5669 | 8.7487e-05
|  |  |  | c_DK2 | 5670 | 7.7603e-05 |  |  |  |  | c_DK1_LargeDecentral | 5670 | 9.082e-05
|  |  |  | c_DK2 | 5671 | 8.379e-05 |  |  |  |  | c_DK1_LargeDecentral | 5671 | 9.3153e-05
|  |  |  | c_DK2 | 5672 | 9.4747e-05 |  |  |  |  | c_DK1_LargeDecentral | 5672 | 7.3323e-05
|  |  |  | c_DK2 | 5673 | 0.00010407 |  |  |  |  | c_DK1_LargeDecentral | 5673 | 7.0156e-05
|  |  |  | c_DK2 | 5674 | 0.0001098 |  |  |  |  | c_DK1_LargeDecentral | 5674 | 6.6324e-05
|  |  |  | c_DK2 | 5675 | 0.00011204 |  |  |  |  | c_DK1_LargeDecentral | 5675 | 6.3157e-05
|  |  |  | c_DK2 | 5676 | 0.00011182 |  |  |  |  | c_DK1_LargeDecentral | 5676 | 6.1991e-05
|  |  |  | c_DK2 | 5677 | 0.00011018 |  |  |  |  | c_DK1_LargeDecentral | 5677 | 5.4492e-05
|  |  |  | c_DK2 | 5678 | 0.00010876 |  |  |  |  | c_DK1_LargeDecentral | 5678 | 5.3159e-05
|  |  |  | c_DK2 | 5679 | 0.00010749 |  |  |  |  | c_DK1_LargeDecentral | 5679 | 4.9326e-05
|  |  |  | c_DK2 | 5680 | 0.00011018 |  |  |  |  | c_DK1_LargeDecentral | 5680 | 5.1326e-05
|  |  |  | c_DK2 | 5681 | 0.00011756 |  |  |  |  | c_DK1_LargeDecentral | 5681 | 5.6325e-05
|  |  |  | c_DK2 | 5682 | 0.00011659 |  |  |  |  | c_DK1_LargeDecentral | 5682 | 5.8325e-05
|  |  |  | c_DK2 | 5683 | 0.00010936 |  |  |  |  | c_DK1_LargeDecentral | 5683 | 6.2158e-05
|  |  |  | c_DK2 | 5684 | 0.00010623 |  |  |  |  | c_DK1_LargeDecentral | 5684 | 6.5324e-05
|  |  |  | c_DK2 | 5685 | 0.0001019 |  |  |  |  | c_DK1_LargeDecentral | 5685 | 6.3157e-05
|  |  |  | c_DK2 | 5686 | 9.3331e-05 |  |  |  |  | c_DK1_LargeDecentral | 5686 | 4.9659e-05
|  |  |  | c_DK2 | 5687 | 8.5803e-05 |  |  |  |  | c_DK1_LargeDecentral | 5687 | 3.4495e-05
|  |  |  | c_DK2 | 5688 | 8.0361e-05 |  |  |  |  | c_DK1_LargeDecentral | 5688 | 2.5163e-05
|  |  |  | c_DK2 | 5689 | 7.6559e-05 |  |  |  |  | c_DK1_LargeDecentral | 5689 | 2.9162e-05
|  |  |  | c_DK2 | 5690 | 7.6709e-05 |  |  |  |  | c_DK1_LargeDecentral | 5690 | 2.8662e-05
|  |  |  | c_DK2 | 5691 | 7.7454e-05 |  |  |  |  | c_DK1_LargeDecentral | 5691 | 3.0329e-05
|  |  |  | c_DK2 | 5692 | 7.8572e-05 |  |  |  |  | c_DK1_LargeDecentral | 5692 | 4.716e-05
|  |  |  | c_DK2 | 5693 | 8.3864e-05 |  |  |  |  | c_DK1_LargeDecentral | 5693 | 8.4488e-05
|  |  |  | c_DK2 | 5694 | 9.6611e-05 |  |  |  |  | c_DK1_LargeDecentral | 5694 | 9.9652e-05
|  |  |  | c_DK2 | 5695 | 0.00011458 |  |  |  |  | c_DK1_LargeDecentral | 5695 | 9.8985e-05
|  |  |  | c_DK2 | 5696 | 0.00012322 |  |  |  |  | c_DK1_LargeDecentral | 5696 | 7.7155e-05
|  |  |  | c_DK2 | 5697 | 0.00012807 |  |  |  |  | c_DK1_LargeDecentral | 5697 | 7.4489e-05
|  |  |  | c_DK2 | 5698 | 0.0001309 |  |  |  |  | c_DK1_LargeDecentral | 5698 | 6.999e-05
|  |  |  | c_DK2 | 5699 | 0.00013187 |  |  |  |  | c_DK1_LargeDecentral | 5699 | 6.799e-05
|  |  |  | c_DK2 | 5700 | 0.00013276 |  |  |  |  | c_DK1_LargeDecentral | 5700 | 6.6157e-05
|  |  |  | c_DK2 | 5701 | 0.00013336 |  |  |  |  | c_DK1_LargeDecentral | 5701 | 5.5825e-05
|  |  |  | c_DK2 | 5702 | 0.00013165 |  |  |  |  | c_DK1_LargeDecentral | 5702 | 5.4659e-05
|  |  |  | c_DK2 | 5703 | 0.00012851 |  |  |  |  | c_DK1_LargeDecentral | 5703 | 5.0493e-05
|  |  |  | c_DK2 | 5704 | 0.00012695 |  |  |  |  | c_DK1_LargeDecentral | 5704 | 5.1826e-05
|  |  |  | c_DK2 | 5705 | 0.0001312 |  |  |  |  | c_DK1_LargeDecentral | 5705 | 5.6825e-05
|  |  |  | c_DK2 | 5706 | 0.00012799 |  |  |  |  | c_DK1_LargeDecentral | 5706 | 5.7825e-05
|  |  |  | c_DK2 | 5707 | 0.00012225 |  |  |  |  | c_DK1_LargeDecentral | 5707 | 6.2158e-05
|  |  |  | c_DK2 | 5708 | 0.00011696 |  |  |  |  | c_DK1_LargeDecentral | 5708 | 6.649e-05
|  |  |  | c_DK2 | 5709 | 0.00011316 |  |  |  |  | c_DK1_LargeDecentral | 5709 | 6.0491e-05
|  |  |  | c_DK2 | 5710 | 0.00010474 |  |  |  |  | c_DK1_LargeDecentral | 5710 | 4.8993e-05
|  |  |  | c_DK2 | 5711 | 9.6462e-05 |  |  |  |  | c_DK1_LargeDecentral | 5711 | 3.2995e-05
|  |  |  | c_DK2 | 5712 | 8.3268e-05 |  |  |  |  | c_DK1_LargeDecentral | 5712 | 2.4496e-05
|  |  |  | c_DK2 | 5713 | 7.8348e-05 |  |  |  |  | c_DK1_LargeDecentral | 5713 | 2.7996e-05
|  |  |  | c_DK2 | 5714 | 7.7081e-05 |  |  |  |  | c_DK1_LargeDecentral | 5714 | 2.7663e-05
|  |  |  | c_DK2 | 5715 | 7.8199e-05 |  |  |  |  | c_DK1_LargeDecentral | 5715 | 2.9496e-05
|  |  |  | c_DK2 | 5716 | 8.0137e-05 |  |  |  |  | c_DK1_LargeDecentral | 5716 | 4.616e-05
|  |  |  | c_DK2 | 5717 | 8.5728e-05 |  |  |  |  | c_DK1_LargeDecentral | 5717 | 8.2988e-05
|  |  |  | c_DK2 | 5718 | 9.8698e-05 |  |  |  |  | c_DK1_LargeDecentral | 5718 | 9.8486e-05
|  |  |  | c_DK2 | 5719 | 0.00011681 |  |  |  |  | c_DK1_LargeDecentral | 5719 | 9.7819e-05
|  |  |  | c_DK2 | 5720 | 0.00012605 |  |  |  |  | c_DK1_LargeDecentral | 5720 | 7.7822e-05
|  |  |  | c_DK2 | 5721 | 0.00013068 |  |  |  |  | c_DK1_LargeDecentral | 5721 | 7.4989e-05
|  |  |  | c_DK2 | 5722 | 0.00013343 |  |  |  |  | c_DK1_LargeDecentral | 5722 | 7.0656e-05
|  |  |  | c_DK2 | 5723 | 0.00013299 |  |  |  |  | c_DK1_LargeDecentral | 5723 | 6.8823e-05
|  |  |  | c_DK2 | 5724 | 0.00013314 |  |  |  |  | c_DK1_LargeDecentral | 5724 | 6.649e-05
|  |  |  | c_DK2 | 5725 | 0.00013373 |  |  |  |  | c_DK1_LargeDecentral | 5725 | 5.5825e-05
|  |  |  | c_DK2 | 5726 | 0.00013329 |  |  |  |  | c_DK1_LargeDecentral | 5726 | 5.3825e-05
|  |  |  | c_DK2 | 5727 | 0.0001303 |  |  |  |  | c_DK1_LargeDecentral | 5727 | 4.9659e-05
|  |  |  | c_DK2 | 5728 | 0.00012889 |  |  |  |  | c_DK1_LargeDecentral | 5728 | 5.0159e-05
|  |  |  | c_DK2 | 5729 | 0.0001315 |  |  |  |  | c_DK1_LargeDecentral | 5729 | 5.5492e-05
|  |  |  | c_DK2 | 5730 | 0.00012732 |  |  |  |  | c_DK1_LargeDecentral | 5730 | 5.6492e-05
|  |  |  | c_DK2 | 5731 | 0.00012151 |  |  |  |  | c_DK1_LargeDecentral | 5731 | 6.0824e-05
|  |  |  | c_DK2 | 5732 | 0.00011808 |  |  |  |  | c_DK1_LargeDecentral | 5732 | 6.4157e-05
|  |  |  | c_DK2 | 5733 | 0.00011249 |  |  |  |  | c_DK1_LargeDecentral | 5733 | 5.8658e-05
|  |  |  | c_DK2 | 5734 | 0.00010302 |  |  |  |  | c_DK1_LargeDecentral | 5734 | 4.766e-05
|  |  |  | c_DK2 | 5735 | 9.4226e-05 |  |  |  |  | c_DK1_LargeDecentral | 5735 | 3.1995e-05
|  |  |  | c_DK2 | 5736 | 8.6324e-05 |  |  |  |  | c_DK1_LargeDecentral | 5736 | 2.3996e-05
|  |  |  | c_DK2 | 5737 | 8.1106e-05 |  |  |  |  | c_DK1_LargeDecentral | 5737 | 2.7829e-05
|  |  |  | c_DK2 | 5738 | 7.8423e-05 |  |  |  |  | c_DK1_LargeDecentral | 5738 | 2.7163e-05
|  |  |  | c_DK2 | 5739 | 7.9914e-05 |  |  |  |  | c_DK1_LargeDecentral | 5739 | 2.8829e-05
|  |  |  | c_DK2 | 5740 | 8.2076e-05 |  |  |  |  | c_DK1_LargeDecentral | 5740 | 4.5327e-05
|  |  |  | c_DK2 | 5741 | 8.871e-05 |  |  |  |  | c_DK1_LargeDecentral | 5741 | 8.1655e-05
|  |  |  | c_DK2 | 5742 | 0.00010198 |  |  |  |  | c_DK1_LargeDecentral | 5742 | 9.6986e-05
|  |  |  | c_DK2 | 5743 | 0.00011987 |  |  |  |  | c_DK1_LargeDecentral | 5743 | 9.6319e-05
|  |  |  | c_DK2 | 5744 | 0.00012881 |  |  |  |  | c_DK1_LargeDecentral | 5744 | 7.6489e-05
|  |  |  | c_DK2 | 5745 | 0.00013209 |  |  |  |  | c_DK1_LargeDecentral | 5745 | 7.3489e-05
|  |  |  | c_DK2 | 5746 | 0.00013649 |  |  |  |  | c_DK1_LargeDecentral | 5746 | 6.9656e-05
|  |  |  | c_DK2 | 5747 | 0.00013612 |  |  |  |  | c_DK1_LargeDecentral | 5747 | 6.7657e-05
|  |  |  | c_DK2 | 5748 | 0.00013694 |  |  |  |  | c_DK1_LargeDecentral | 5748 | 6.5657e-05
|  |  |  | c_DK2 | 5749 | 0.00013709 |  |  |  |  | c_DK1_LargeDecentral | 5749 | 5.5159e-05
|  |  |  | c_DK2 | 5750 | 0.00013358 |  |  |  |  | c_DK1_LargeDecentral | 5750 | 5.3159e-05
|  |  |  | c_DK2 | 5751 | 0.00012933 |  |  |  |  | c_DK1_LargeDecentral | 5751 | 4.866e-05
|  |  |  | c_DK2 | 5752 | 0.00012822 |  |  |  |  | c_DK1_LargeDecentral | 5752 | 4.9493e-05
|  |  |  | c_DK2 | 5753 | 0.00013366 |  |  |  |  | c_DK1_LargeDecentral | 5753 | 5.4492e-05
|  |  |  | c_DK2 | 5754 | 0.00012993 |  |  |  |  | c_DK1_LargeDecentral | 5754 | 5.5658e-05
|  |  |  | c_DK2 | 5755 | 0.00012382 |  |  |  |  | c_DK1_LargeDecentral | 5755 | 5.9825e-05
|  |  |  | c_DK2 | 5756 | 0.00012009 |  |  |  |  | c_DK1_LargeDecentral | 5756 | 6.3157e-05
|  |  |  | c_DK2 | 5757 | 0.00011361 |  |  |  |  | c_DK1_LargeDecentral | 5757 | 5.7658e-05
|  |  |  | c_DK2 | 5758 | 0.00010503 |  |  |  |  | c_DK1_LargeDecentral | 5758 | 4.716e-05
|  |  |  | c_DK2 | 5759 | 9.7058e-05 |  |  |  |  | c_DK1_LargeDecentral | 5759 | 3.1329e-05
|  |  |  | c_DK2 | 5760 | 8.5653e-05 |  |  |  |  | c_DK1_LargeDecentral | 5760 | 2.483e-05
|  |  |  | c_DK2 | 5761 | 8.133e-05 |  |  |  |  | c_DK1_LargeDecentral | 5761 | 2.8496e-05
|  |  |  | c_DK2 | 5762 | 8.0883e-05 |  |  |  |  | c_DK1_LargeDecentral | 5762 | 2.7996e-05
|  |  |  | c_DK2 | 5763 | 8.1479e-05 |  |  |  |  | c_DK1_LargeDecentral | 5763 | 2.9829e-05
|  |  |  | c_DK2 | 5764 | 8.3417e-05 |  |  |  |  | c_DK1_LargeDecentral | 5764 | 4.666e-05
|  |  |  | c_DK2 | 5765 | 8.8859e-05 |  |  |  |  | c_DK1_LargeDecentral | 5765 | 8.3988e-05
|  |  |  | c_DK2 | 5766 | 0.00010161 |  |  |  |  | c_DK1_LargeDecentral | 5766 | 9.9652e-05
|  |  |  | c_DK2 | 5767 | 0.00011882 |  |  |  |  | c_DK1_LargeDecentral | 5767 | 9.8652e-05
|  |  |  | c_DK2 | 5768 | 0.00012866 |  |  |  |  | c_DK1_LargeDecentral | 5768 | 7.8822e-05
|  |  |  | c_DK2 | 5769 | 0.00013329 |  |  |  |  | c_DK1_LargeDecentral | 5769 | 7.5989e-05
|  |  |  | c_DK2 | 5770 | 0.00013552 |  |  |  |  | c_DK1_LargeDecentral | 5770 | 7.1323e-05
|  |  |  | c_DK2 | 5771 | 0.00013545 |  |  |  |  | c_DK1_LargeDecentral | 5771 | 6.9156e-05
|  |  |  | c_DK2 | 5772 | 0.00013433 |  |  |  |  | c_DK1_LargeDecentral | 5772 | 6.7157e-05
|  |  |  | c_DK2 | 5773 | 0.00013373 |  |  |  |  | c_DK1_LargeDecentral | 5773 | 5.6658e-05
|  |  |  | c_DK2 | 5774 | 0.00013165 |  |  |  |  | c_DK1_LargeDecentral | 5774 | 5.4659e-05
|  |  |  | c_DK2 | 5775 | 0.00012799 |  |  |  |  | c_DK1_LargeDecentral | 5775 | 5.0159e-05
|  |  |  | c_DK2 | 5776 | 0.0001265 |  |  |  |  | c_DK1_LargeDecentral | 5776 | 5.0992e-05
|  |  |  | c_DK2 | 5777 | 0.00013053 |  |  |  |  | c_DK1_LargeDecentral | 5777 | 5.6158e-05
|  |  |  | c_DK2 | 5778 | 0.0001265 |  |  |  |  | c_DK1_LargeDecentral | 5778 | 5.7492e-05
|  |  |  | c_DK2 | 5779 | 0.00012091 |  |  |  |  | c_DK1_LargeDecentral | 5779 | 6.1491e-05
|  |  |  | c_DK2 | 5780 | 0.00012158 |  |  |  |  | c_DK1_LargeDecentral | 5780 | 6.5324e-05
|  |  |  | c_DK2 | 5781 | 0.00011704 |  |  |  |  | c_DK1_LargeDecentral | 5781 | 5.9658e-05
|  |  |  | c_DK2 | 5782 | 0.00010779 |  |  |  |  | c_DK1_LargeDecentral | 5782 | 4.816e-05
|  |  |  | c_DK2 | 5783 | 9.8624e-05 |  |  |  |  | c_DK1_LargeDecentral | 5783 | 3.2162e-05
|  |  |  | c_DK2 | 5784 | 8.4014e-05 |  |  |  |  | c_DK1_LargeDecentral | 5784 | 2.6829e-05
|  |  |  | c_DK2 | 5785 | 7.9914e-05 |  |  |  |  | c_DK1_LargeDecentral | 5785 | 2.8996e-05
|  |  |  | c_DK2 | 5786 | 7.9839e-05 |  |  |  |  | c_DK1_LargeDecentral | 5786 | 2.8829e-05
|  |  |  | c_DK2 | 5787 | 8.0957e-05 |  |  |  |  | c_DK1_LargeDecentral | 5787 | 3.0829e-05
|  |  |  | c_DK2 | 5788 | 8.2895e-05 |  |  |  |  | c_DK1_LargeDecentral | 5788 | 4.7326e-05
|  |  |  | c_DK2 | 5789 | 8.8411e-05 |  |  |  |  | c_DK1_LargeDecentral | 5789 | 8.4488e-05
|  |  |  | c_DK2 | 5790 | 0.00010019 |  |  |  |  | c_DK1_LargeDecentral | 5790 | 9.9985e-05
|  |  |  | c_DK2 | 5791 | 0.00011622 |  |  |  |  | c_DK1_LargeDecentral | 5791 | 0.00010099
|  |  |  | c_DK2 | 5792 | 0.00012471 |  |  |  |  | c_DK1_LargeDecentral | 5792 | 8.2655e-05
|  |  |  | c_DK2 | 5793 | 0.00012822 |  |  |  |  | c_DK1_LargeDecentral | 5793 | 7.9322e-05
|  |  |  | c_DK2 | 5794 | 0.00012919 |  |  |  |  | c_DK1_LargeDecentral | 5794 | 7.2823e-05
|  |  |  | c_DK2 | 5795 | 0.00012762 |  |  |  |  | c_DK1_LargeDecentral | 5795 | 6.9823e-05
|  |  |  | c_DK2 | 5796 | 0.00012546 |  |  |  |  | c_DK1_LargeDecentral | 5796 | 6.7657e-05
|  |  |  | c_DK2 | 5797 | 0.00012404 |  |  |  |  | c_DK1_LargeDecentral | 5797 | 5.9158e-05
|  |  |  | c_DK2 | 5798 | 0.00012158 |  |  |  |  | c_DK1_LargeDecentral | 5798 | 5.5492e-05
|  |  |  | c_DK2 | 5799 | 0.00011875 |  |  |  |  | c_DK1_LargeDecentral | 5799 | 5.1492e-05
|  |  |  | c_DK2 | 5800 | 0.00011882 |  |  |  |  | c_DK1_LargeDecentral | 5800 | 5.2159e-05
|  |  |  | c_DK2 | 5801 | 0.00012225 |  |  |  |  | c_DK1_LargeDecentral | 5801 | 5.7991e-05
|  |  |  | c_DK2 | 5802 | 0.00011979 |  |  |  |  | c_DK1_LargeDecentral | 5802 | 6.0158e-05
|  |  |  | c_DK2 | 5803 | 0.00011279 |  |  |  |  | c_DK1_LargeDecentral | 5803 | 6.549e-05
|  |  |  | c_DK2 | 5804 | 0.00010906 |  |  |  |  | c_DK1_LargeDecentral | 5804 | 6.799e-05
|  |  |  | c_DK2 | 5805 | 0.00010362 |  |  |  |  | c_DK1_LargeDecentral | 5805 | 6.2991e-05
|  |  |  | c_DK2 | 5806 | 9.5716e-05 |  |  |  |  | c_DK1_LargeDecentral | 5806 | 4.9993e-05
|  |  |  | c_DK2 | 5807 | 8.8113e-05 |  |  |  |  | c_DK1_LargeDecentral | 5807 | 3.3495e-05
|  |  |  | c_DK2 | 5808 | 8.461e-05 |  |  |  |  | c_DK1_LargeDecentral | 5808 | 2.9162e-05
|  |  |  | c_DK2 | 5809 | 8.0659e-05 |  |  |  |  | c_DK1_LargeDecentral | 5809 | 2.9829e-05
|  |  |  | c_DK2 | 5810 | 7.9765e-05 |  |  |  |  | c_DK1_LargeDecentral | 5810 | 2.5663e-05
|  |  |  | c_DK2 | 5811 | 7.887e-05 |  |  |  |  | c_DK1_LargeDecentral | 5811 | 2.9662e-05
|  |  |  | c_DK2 | 5812 | 7.8348e-05 |  |  |  |  | c_DK1_LargeDecentral | 5812 | 4.4827e-05
|  |  |  | c_DK2 | 5813 | 7.9541e-05 |  |  |  |  | c_DK1_LargeDecentral | 5813 | 7.3989e-05
|  |  |  | c_DK2 | 5814 | 8.133e-05 |  |  |  |  | c_DK1_LargeDecentral | 5814 | 9.5986e-05
|  |  |  | c_DK2 | 5815 | 8.9157e-05 |  |  |  |  | c_DK1_LargeDecentral | 5815 | 9.6652e-05
|  |  |  | c_DK2 | 5816 | 0.00010041 |  |  |  |  | c_DK1_LargeDecentral | 5816 | 7.7989e-05
|  |  |  | c_DK2 | 5817 | 0.00010928 |  |  |  |  | c_DK1_LargeDecentral | 5817 | 7.3989e-05
|  |  |  | c_DK2 | 5818 | 0.00011458 |  |  |  |  | c_DK1_LargeDecentral | 5818 | 7.2156e-05
|  |  |  | c_DK2 | 5819 | 0.00011465 |  |  |  |  | c_DK1_LargeDecentral | 5819 | 6.5324e-05
|  |  |  | c_DK2 | 5820 | 0.00011294 |  |  |  |  | c_DK1_LargeDecentral | 5820 | 6.4157e-05
|  |  |  | c_DK2 | 5821 | 0.00011286 |  |  |  |  | c_DK1_LargeDecentral | 5821 | 5.4825e-05
|  |  |  | c_DK2 | 5822 | 0.00011241 |  |  |  |  | c_DK1_LargeDecentral | 5822 | 5.9325e-05
|  |  |  | c_DK2 | 5823 | 0.00011115 |  |  |  |  | c_DK1_LargeDecentral | 5823 | 5.4159e-05
|  |  |  | c_DK2 | 5824 | 0.00011182 |  |  |  |  | c_DK1_LargeDecentral | 5824 | 5.4159e-05
|  |  |  | c_DK2 | 5825 | 0.00011547 |  |  |  |  | c_DK1_LargeDecentral | 5825 | 5.5992e-05
|  |  |  | c_DK2 | 5826 | 0.0001145 |  |  |  |  | c_DK1_LargeDecentral | 5826 | 5.7325e-05
|  |  |  | c_DK2 | 5827 | 0.0001104 |  |  |  |  | c_DK1_LargeDecentral | 5827 | 6.0158e-05
|  |  |  | c_DK2 | 5828 | 0.00010787 |  |  |  |  | c_DK1_LargeDecentral | 5828 | 6.2324e-05
|  |  |  | c_DK2 | 5829 | 0.00010339 |  |  |  |  | c_DK1_LargeDecentral | 5829 | 5.9825e-05
|  |  |  | c_DK2 | 5830 | 9.6313e-05 |  |  |  |  | c_DK1_LargeDecentral | 5830 | 4.7326e-05
|  |  |  | c_DK2 | 5831 | 8.9604e-05 |  |  |  |  | c_DK1_LargeDecentral | 5831 | 3.1495e-05
|  |  |  | c_DK2 | 5832 | 8.5355e-05 |  |  |  |  | c_DK1_LargeDecentral | 5832 | 2.7663e-05
|  |  |  | c_DK2 | 5833 | 8.2597e-05 |  |  |  |  | c_DK1_LargeDecentral | 5833 | 3.1495e-05
|  |  |  | c_DK2 | 5834 | 8.0957e-05 |  |  |  |  | c_DK1_LargeDecentral | 5834 | 3.3162e-05
|  |  |  | c_DK2 | 5835 | 7.8274e-05 |  |  |  |  | c_DK1_LargeDecentral | 5835 | 4.1661e-05
|  |  |  | c_DK2 | 5836 | 7.6858e-05 |  |  |  |  | c_DK1_LargeDecentral | 5836 | 5.9825e-05
|  |  |  | c_DK2 | 5837 | 7.7529e-05 |  |  |  |  | c_DK1_LargeDecentral | 5837 | 8.9653e-05
|  |  |  | c_DK2 | 5838 | 7.9318e-05 |  |  |  |  | c_DK1_LargeDecentral | 5838 | 9.3153e-05
|  |  |  | c_DK2 | 5839 | 8.6175e-05 |  |  |  |  | c_DK1_LargeDecentral | 5839 | 9.5819e-05
|  |  |  | c_DK2 | 5840 | 9.7058e-05 |  |  |  |  | c_DK1_LargeDecentral | 5840 | 7.5322e-05
|  |  |  | c_DK2 | 5841 | 0.00010638 |  |  |  |  | c_DK1_LargeDecentral | 5841 | 7.1989e-05
|  |  |  | c_DK2 | 5842 | 0.00011234 |  |  |  |  | c_DK1_LargeDecentral | 5842 | 6.8157e-05
|  |  |  | c_DK2 | 5843 | 0.00011465 |  |  |  |  | c_DK1_LargeDecentral | 5843 | 6.499e-05
|  |  |  | c_DK2 | 5844 | 0.00011435 |  |  |  |  | c_DK1_LargeDecentral | 5844 | 6.3657e-05
|  |  |  | c_DK2 | 5845 | 0.00011338 |  |  |  |  | c_DK1_LargeDecentral | 5845 | 5.5992e-05
|  |  |  | c_DK2 | 5846 | 0.00011279 |  |  |  |  | c_DK1_LargeDecentral | 5846 | 5.4659e-05
|  |  |  | c_DK2 | 5847 | 0.00010824 |  |  |  |  | c_DK1_LargeDecentral | 5847 | 5.0826e-05
|  |  |  | c_DK2 | 5848 | 0.00011092 |  |  |  |  | c_DK1_LargeDecentral | 5848 | 5.2659e-05
|  |  |  | c_DK2 | 5849 | 0.00011815 |  |  |  |  | c_DK1_LargeDecentral | 5849 | 5.7825e-05
|  |  |  | c_DK2 | 5850 | 0.00012024 |  |  |  |  | c_DK1_LargeDecentral | 5850 | 5.9991e-05
|  |  |  | c_DK2 | 5851 | 0.0001151 |  |  |  |  | c_DK1_LargeDecentral | 5851 | 6.3991e-05
|  |  |  | c_DK2 | 5852 | 0.00011182 |  |  |  |  | c_DK1_LargeDecentral | 5852 | 6.7323e-05
|  |  |  | c_DK2 | 5853 | 0.00010541 |  |  |  |  | c_DK1_LargeDecentral | 5853 | 6.499e-05
|  |  |  | c_DK2 | 5854 | 9.6536e-05 |  |  |  |  | c_DK1_LargeDecentral | 5854 | 5.0992e-05
|  |  |  | c_DK2 | 5855 | 8.9008e-05 |  |  |  |  | c_DK1_LargeDecentral | 5855 | 3.5495e-05
|  |  |  | c_DK2 | 5856 | 7.8348e-05 |  |  |  |  | c_DK1_LargeDecentral | 5856 | 2.9829e-05
|  |  |  | c_DK2 | 5857 | 7.4771e-05 |  |  |  |  | c_DK1_LargeDecentral | 5857 | 3.3662e-05
|  |  |  | c_DK2 | 5858 | 7.4249e-05 |  |  |  |  | c_DK1_LargeDecentral | 5858 | 3.3328e-05
|  |  |  | c_DK2 | 5859 | 7.5218e-05 |  |  |  |  | c_DK1_LargeDecentral | 5859 | 3.6161e-05
|  |  |  | c_DK2 | 5860 | 7.6709e-05 |  |  |  |  | c_DK1_LargeDecentral | 5860 | 5.5159e-05
|  |  |  | c_DK2 | 5861 | 8.2746e-05 |  |  |  |  | c_DK1_LargeDecentral | 5861 | 9.5819e-05
|  |  |  | c_DK2 | 5862 | 9.7133e-05 |  |  |  |  | c_DK1_LargeDecentral | 5862 | 0.00011432
|  |  |  | c_DK2 | 5863 | 0.00011428 |  |  |  |  | c_DK1_LargeDecentral | 5863 | 0.00011265
|  |  |  | c_DK2 | 5864 | 0.00012441 |  |  |  |  | c_DK1_LargeDecentral | 5864 | 9.0153e-05
|  |  |  | c_DK2 | 5865 | 0.00012911 |  |  |  |  | c_DK1_LargeDecentral | 5865 | 8.6821e-05
|  |  |  | c_DK2 | 5866 | 0.00013261 |  |  |  |  | c_DK1_LargeDecentral | 5866 | 8.0655e-05
|  |  |  | c_DK2 | 5867 | 0.00013038 |  |  |  |  | c_DK1_LargeDecentral | 5867 | 7.7322e-05
|  |  |  | c_DK2 | 5868 | 0.0001274 |  |  |  |  | c_DK1_LargeDecentral | 5868 | 7.5322e-05
|  |  |  | c_DK2 | 5869 | 0.00012851 |  |  |  |  | c_DK1_LargeDecentral | 5869 | 6.5157e-05
|  |  |  | c_DK2 | 5870 | 0.00012717 |  |  |  |  | c_DK1_LargeDecentral | 5870 | 6.3324e-05
|  |  |  | c_DK2 | 5871 | 0.00012285 |  |  |  |  | c_DK1_LargeDecentral | 5871 | 5.9158e-05
|  |  |  | c_DK2 | 5872 | 0.00012099 |  |  |  |  | c_DK1_LargeDecentral | 5872 | 6.0824e-05
|  |  |  | c_DK2 | 5873 | 0.00012643 |  |  |  |  | c_DK1_LargeDecentral | 5873 | 6.6157e-05
|  |  |  | c_DK2 | 5874 | 0.00012292 |  |  |  |  | c_DK1_LargeDecentral | 5874 | 6.8323e-05
|  |  |  | c_DK2 | 5875 | 0.00011949 |  |  |  |  | c_DK1_LargeDecentral | 5875 | 7.3489e-05
|  |  |  | c_DK2 | 5876 | 0.00011569 |  |  |  |  | c_DK1_LargeDecentral | 5876 | 7.7655e-05
|  |  |  | c_DK2 | 5877 | 0.00010846 |  |  |  |  | c_DK1_LargeDecentral | 5877 | 7.1323e-05
|  |  |  | c_DK2 | 5878 | 9.9369e-05 |  |  |  |  | c_DK1_LargeDecentral | 5878 | 5.7658e-05
|  |  |  | c_DK2 | 5879 | 9.1244e-05 |  |  |  |  | c_DK1_LargeDecentral | 5879 | 3.8661e-05
|  |  |  | c_DK2 | 5880 | 7.9988e-05 |  |  |  |  | c_DK1_LargeDecentral | 5880 | 3.0329e-05
|  |  |  | c_DK2 | 5881 | 7.4771e-05 |  |  |  |  | c_DK1_LargeDecentral | 5881 | 3.3828e-05
|  |  |  | c_DK2 | 5882 | 7.2982e-05 |  |  |  |  | c_DK1_LargeDecentral | 5882 | 3.3495e-05
|  |  |  | c_DK2 | 5883 | 7.3951e-05 |  |  |  |  | c_DK1_LargeDecentral | 5883 | 3.6661e-05
|  |  |  | c_DK2 | 5884 | 7.6112e-05 |  |  |  |  | c_DK1_LargeDecentral | 5884 | 5.6492e-05
|  |  |  | c_DK2 | 5885 | 8.2672e-05 |  |  |  |  | c_DK1_LargeDecentral | 5885 | 9.7486e-05
|  |  |  | c_DK2 | 5886 | 9.5344e-05 |  |  |  |  | c_DK1_LargeDecentral | 5886 | 0.00011782
|  |  |  | c_DK2 | 5887 | 0.00011398 |  |  |  |  | c_DK1_LargeDecentral | 5887 | 0.00011548
|  |  |  | c_DK2 | 5888 | 0.00012427 |  |  |  |  | c_DK1_LargeDecentral | 5888 | 9.4319e-05
|  |  |  | c_DK2 | 5889 | 0.0001274 |  |  |  |  | c_DK1_LargeDecentral | 5889 | 9.0487e-05
|  |  |  | c_DK2 | 5890 | 0.00013068 |  |  |  |  | c_DK1_LargeDecentral | 5890 | 8.4321e-05
|  |  |  | c_DK2 | 5891 | 0.00013015 |  |  |  |  | c_DK1_LargeDecentral | 5891 | 8.1155e-05
|  |  |  | c_DK2 | 5892 | 0.00012859 |  |  |  |  | c_DK1_LargeDecentral | 5892 | 7.8488e-05
|  |  |  | c_DK2 | 5893 | 0.00012732 |  |  |  |  | c_DK1_LargeDecentral | 5893 | 6.799e-05
|  |  |  | c_DK2 | 5894 | 0.00012665 |  |  |  |  | c_DK1_LargeDecentral | 5894 | 6.5324e-05
|  |  |  | c_DK2 | 5895 | 0.00012509 |  |  |  |  | c_DK1_LargeDecentral | 5895 | 6.0491e-05
|  |  |  | c_DK2 | 5896 | 0.00012441 |  |  |  |  | c_DK1_LargeDecentral | 5896 | 6.1991e-05
|  |  |  | c_DK2 | 5897 | 0.00012874 |  |  |  |  | c_DK1_LargeDecentral | 5897 | 6.7657e-05
|  |  |  | c_DK2 | 5898 | 0.00012717 |  |  |  |  | c_DK1_LargeDecentral | 5898 | 6.949e-05
|  |  |  | c_DK2 | 5899 | 0.00012084 |  |  |  |  | c_DK1_LargeDecentral | 5899 | 7.5156e-05
|  |  |  | c_DK2 | 5900 | 0.00011554 |  |  |  |  | c_DK1_LargeDecentral | 5900 | 7.8322e-05
|  |  |  | c_DK2 | 5901 | 0.00010824 |  |  |  |  | c_DK1_LargeDecentral | 5901 | 7.2323e-05
|  |  |  | c_DK2 | 5902 | 9.7878e-05 |  |  |  |  | c_DK1_LargeDecentral | 5902 | 5.8158e-05
|  |  |  | c_DK2 | 5903 | 8.9381e-05 |  |  |  |  | c_DK1_LargeDecentral | 5903 | 3.9161e-05
|  |  |  | c_DK2 | 5904 | 8.215e-05 |  |  |  |  | c_DK1_LargeDecentral | 5904 | 3.0162e-05
|  |  |  | c_DK2 | 5905 | 7.6932e-05 |  |  |  |  | c_DK1_LargeDecentral | 5905 | 3.3828e-05
|  |  |  | c_DK2 | 5906 | 7.4472e-05 |  |  |  |  | c_DK1_LargeDecentral | 5906 | 3.3495e-05
|  |  |  | c_DK2 | 5907 | 7.5069e-05 |  |  |  |  | c_DK1_LargeDecentral | 5907 | 3.6661e-05
|  |  |  | c_DK2 | 5908 | 7.7379e-05 |  |  |  |  | c_DK1_LargeDecentral | 5908 | 5.6325e-05
|  |  |  | c_DK2 | 5909 | 8.5281e-05 |  |  |  |  | c_DK1_LargeDecentral | 5909 | 9.7652e-05
|  |  |  | c_DK2 | 5910 | 9.9816e-05 |  |  |  |  | c_DK1_LargeDecentral | 5910 | 0.00011782
|  |  |  | c_DK2 | 5911 | 0.00011547 |  |  |  |  | c_DK1_LargeDecentral | 5911 | 0.00011548
|  |  |  | c_DK2 | 5912 | 0.00012419 |  |  |  |  | c_DK1_LargeDecentral | 5912 | 9.4653e-05
|  |  |  | c_DK2 | 5913 | 0.00012792 |  |  |  |  | c_DK1_LargeDecentral | 5913 | 9.0487e-05
|  |  |  | c_DK2 | 5914 | 0.00012874 |  |  |  |  | c_DK1_LargeDecentral | 5914 | 8.4488e-05
|  |  |  | c_DK2 | 5915 | 0.00012948 |  |  |  |  | c_DK1_LargeDecentral | 5915 | 8.0821e-05
|  |  |  | c_DK2 | 5916 | 0.00012851 |  |  |  |  | c_DK1_LargeDecentral | 5916 | 7.8322e-05
|  |  |  | c_DK2 | 5917 | 0.00012822 |  |  |  |  | c_DK1_LargeDecentral | 5917 | 6.7823e-05
|  |  |  | c_DK2 | 5918 | 0.00012576 |  |  |  |  | c_DK1_LargeDecentral | 5918 | 6.549e-05
|  |  |  | c_DK2 | 5919 | 0.00012233 |  |  |  |  | c_DK1_LargeDecentral | 5919 | 6.0824e-05
|  |  |  | c_DK2 | 5920 | 0.00012181 |  |  |  |  | c_DK1_LargeDecentral | 5920 | 6.2158e-05
|  |  |  | c_DK2 | 5921 | 0.00012717 |  |  |  |  | c_DK1_LargeDecentral | 5921 | 6.7657e-05
|  |  |  | c_DK2 | 5922 | 0.00012412 |  |  |  |  | c_DK1_LargeDecentral | 5922 | 6.9656e-05
|  |  |  | c_DK2 | 5923 | 0.0001186 |  |  |  |  | c_DK1_LargeDecentral | 5923 | 7.5322e-05
|  |  |  | c_DK2 | 5924 | 0.00011674 |  |  |  |  | c_DK1_LargeDecentral | 5924 | 7.8488e-05
|  |  |  | c_DK2 | 5925 | 0.00011092 |  |  |  |  | c_DK1_LargeDecentral | 5925 | 7.2489e-05
|  |  |  | c_DK2 | 5926 | 0.00010049 |  |  |  |  | c_DK1_LargeDecentral | 5926 | 5.8325e-05
|  |  |  | c_DK2 | 5927 | 9.1542e-05 |  |  |  |  | c_DK1_LargeDecentral | 5927 | 3.9161e-05
|  |  |  | c_DK2 | 5928 | 8.1703e-05 |  |  |  |  | c_DK1_LargeDecentral | 5928 | 3.3995e-05
|  |  |  | c_DK2 | 5929 | 7.5889e-05 |  |  |  |  | c_DK1_LargeDecentral | 5929 | 3.7661e-05
|  |  |  | c_DK2 | 5930 | 7.3205e-05 |  |  |  |  | c_DK1_LargeDecentral | 5930 | 3.7661e-05
|  |  |  | c_DK2 | 5931 | 7.3727e-05 |  |  |  |  | c_DK1_LargeDecentral | 5931 | 4.0994e-05
|  |  |  | c_DK2 | 5932 | 7.7529e-05 |  |  |  |  | c_DK1_LargeDecentral | 5932 | 6.1824e-05
|  |  |  | c_DK2 | 5933 | 8.6995e-05 |  |  |  |  | c_DK1_LargeDecentral | 5933 | 0.00010465
|  |  |  | c_DK2 | 5934 | 0.00010064 |  |  |  |  | c_DK1_LargeDecentral | 5934 | 0.00012665
|  |  |  | c_DK2 | 5935 | 0.00011465 |  |  |  |  | c_DK1_LargeDecentral | 5935 | 0.00012432
|  |  |  | c_DK2 | 5936 | 0.00012285 |  |  |  |  | c_DK1_LargeDecentral | 5936 | 0.00010332
|  |  |  | c_DK2 | 5937 | 0.00012509 |  |  |  |  | c_DK1_LargeDecentral | 5937 | 9.8486e-05
|  |  |  | c_DK2 | 5938 | 0.00012866 |  |  |  |  | c_DK1_LargeDecentral | 5938 | 9.1653e-05
|  |  |  | c_DK2 | 5939 | 0.00013015 |  |  |  |  | c_DK1_LargeDecentral | 5939 | 8.7654e-05
|  |  |  | c_DK2 | 5940 | 0.00012889 |  |  |  |  | c_DK1_LargeDecentral | 5940 | 8.4321e-05
|  |  |  | c_DK2 | 5941 | 0.00013135 |  |  |  |  | c_DK1_LargeDecentral | 5941 | 7.4489e-05
|  |  |  | c_DK2 | 5942 | 0.00012702 |  |  |  |  | c_DK1_LargeDecentral | 5942 | 7.1823e-05
|  |  |  | c_DK2 | 5943 | 0.000123 |  |  |  |  | c_DK1_LargeDecentral | 5943 | 6.799e-05
|  |  |  | c_DK2 | 5944 | 0.00012248 |  |  |  |  | c_DK1_LargeDecentral | 5944 | 6.949e-05
|  |  |  | c_DK2 | 5945 | 0.00012732 |  |  |  |  | c_DK1_LargeDecentral | 5945 | 7.5489e-05
|  |  |  | c_DK2 | 5946 | 0.00012389 |  |  |  |  | c_DK1_LargeDecentral | 5946 | 7.7989e-05
|  |  |  | c_DK2 | 5947 | 0.00011853 |  |  |  |  | c_DK1_LargeDecentral | 5947 | 8.3654e-05
|  |  |  | c_DK2 | 5948 | 0.00011607 |  |  |  |  | c_DK1_LargeDecentral | 5948 | 8.6487e-05
|  |  |  | c_DK2 | 5949 | 0.00010928 |  |  |  |  | c_DK1_LargeDecentral | 5949 | 7.9822e-05
|  |  |  | c_DK2 | 5950 | 9.922e-05 |  |  |  |  | c_DK1_LargeDecentral | 5950 | 6.3491e-05
|  |  |  | c_DK2 | 5951 | 9.035e-05 |  |  |  |  | c_DK1_LargeDecentral | 5951 | 4.2994e-05
|  |  |  | c_DK2 | 5952 | 8.0585e-05 |  |  |  |  | c_DK1_LargeDecentral | 5952 | 3.6995e-05
|  |  |  | c_DK2 | 5953 | 7.5889e-05 |  |  |  |  | c_DK1_LargeDecentral | 5953 | 3.9994e-05
|  |  |  | c_DK2 | 5954 | 7.4621e-05 |  |  |  |  | c_DK1_LargeDecentral | 5954 | 3.9661e-05
|  |  |  | c_DK2 | 5955 | 7.4994e-05 |  |  |  |  | c_DK1_LargeDecentral | 5955 | 4.2994e-05
|  |  |  | c_DK2 | 5956 | 7.723e-05 |  |  |  |  | c_DK1_LargeDecentral | 5956 | 6.3157e-05
|  |  |  | c_DK2 | 5957 | 8.4834e-05 |  |  |  |  | c_DK1_LargeDecentral | 5957 | 0.00010648
|  |  |  | c_DK2 | 5958 | 0.00010004 |  |  |  |  | c_DK1_LargeDecentral | 5958 | 0.00012898
|  |  |  | c_DK2 | 5959 | 0.00011502 |  |  |  |  | c_DK1_LargeDecentral | 5959 | 0.00012881
|  |  |  | c_DK2 | 5960 | 0.00012188 |  |  |  |  | c_DK1_LargeDecentral | 5960 | 0.00010915
|  |  |  | c_DK2 | 5961 | 0.00012427 |  |  |  |  | c_DK1_LargeDecentral | 5961 | 0.00010332
|  |  |  | c_DK2 | 5962 | 0.0001265 |  |  |  |  | c_DK1_LargeDecentral | 5962 | 9.5486e-05
|  |  |  | c_DK2 | 5963 | 0.00012695 |  |  |  |  | c_DK1_LargeDecentral | 5963 | 9.0653e-05
|  |  |  | c_DK2 | 5964 | 0.00012419 |  |  |  |  | c_DK1_LargeDecentral | 5964 | 8.7987e-05
|  |  |  | c_DK2 | 5965 | 0.00012352 |  |  |  |  | c_DK1_LargeDecentral | 5965 | 7.8822e-05
|  |  |  | c_DK2 | 5966 | 0.00012061 |  |  |  |  | c_DK1_LargeDecentral | 5966 | 7.4822e-05
|  |  |  | c_DK2 | 5967 | 0.00011823 |  |  |  |  | c_DK1_LargeDecentral | 5967 | 7.1489e-05
|  |  |  | c_DK2 | 5968 | 0.00011845 |  |  |  |  | c_DK1_LargeDecentral | 5968 | 7.2989e-05
|  |  |  | c_DK2 | 5969 | 0.00012367 |  |  |  |  | c_DK1_LargeDecentral | 5969 | 7.9988e-05
|  |  |  | c_DK2 | 5970 | 0.00012277 |  |  |  |  | c_DK1_LargeDecentral | 5970 | 8.3154e-05
|  |  |  | c_DK2 | 5971 | 0.00011905 |  |  |  |  | c_DK1_LargeDecentral | 5971 | 8.9987e-05
|  |  |  | c_DK2 | 5972 | 0.00011413 |  |  |  |  | c_DK1_LargeDecentral | 5972 | 9.182e-05
|  |  |  | c_DK2 | 5973 | 0.00010556 |  |  |  |  | c_DK1_LargeDecentral | 5973 | 8.5487e-05
|  |  |  | c_DK2 | 5974 | 9.7207e-05 |  |  |  |  | c_DK1_LargeDecentral | 5974 | 6.7157e-05
|  |  |  | c_DK2 | 5975 | 9.0126e-05 |  |  |  |  | c_DK1_LargeDecentral | 5975 | 4.516e-05
|  |  |  | c_DK2 | 5976 | 8.543e-05 |  |  |  |  | c_DK1_LargeDecentral | 5976 | 3.9161e-05
|  |  |  | c_DK2 | 5977 | 8.0436e-05 |  |  |  |  | c_DK1_LargeDecentral | 5977 | 3.9328e-05
|  |  |  | c_DK2 | 5978 | 7.7827e-05 |  |  |  |  | c_DK1_LargeDecentral | 5978 | 3.6828e-05
|  |  |  | c_DK2 | 5979 | 7.7007e-05 |  |  |  |  | c_DK1_LargeDecentral | 5979 | 4.1661e-05
|  |  |  | c_DK2 | 5980 | 7.6858e-05 |  |  |  |  | c_DK1_LargeDecentral | 5980 | 6.1491e-05
|  |  |  | c_DK2 | 5981 | 7.8721e-05 |  |  |  |  | c_DK1_LargeDecentral | 5981 | 9.7986e-05
|  |  |  | c_DK2 | 5982 | 8.0957e-05 |  |  |  |  | c_DK1_LargeDecentral | 5982 | 0.00012481
|  |  |  | c_DK2 | 5983 | 8.7442e-05 |  |  |  |  | c_DK1_LargeDecentral | 5983 | 0.00012432
|  |  |  | c_DK2 | 5984 | 9.8027e-05 |  |  |  |  | c_DK1_LargeDecentral | 5984 | 0.00010432
|  |  |  | c_DK2 | 5985 | 0.00010548 |  |  |  |  | c_DK1_LargeDecentral | 5985 | 9.7652e-05
|  |  |  | c_DK2 | 5986 | 0.00011077 |  |  |  |  | c_DK1_LargeDecentral | 5986 | 9.4319e-05
|  |  |  | c_DK2 | 5987 | 0.00010951 |  |  |  |  | c_DK1_LargeDecentral | 5987 | 8.6321e-05
|  |  |  | c_DK2 | 5988 | 0.00010928 |  |  |  |  | c_DK1_LargeDecentral | 5988 | 8.3654e-05
|  |  |  | c_DK2 | 5989 | 0.0001098 |  |  |  |  | c_DK1_LargeDecentral | 5989 | 7.3989e-05
|  |  |  | c_DK2 | 5990 | 0.00010884 |  |  |  |  | c_DK1_LargeDecentral | 5990 | 7.7322e-05
|  |  |  | c_DK2 | 5991 | 0.00010369 |  |  |  |  | c_DK1_LargeDecentral | 5991 | 7.2656e-05
|  |  |  | c_DK2 | 5992 | 0.00010533 |  |  |  |  | c_DK1_LargeDecentral | 5992 | 7.3822e-05
|  |  |  | c_DK2 | 5993 | 0.00011025 |  |  |  |  | c_DK1_LargeDecentral | 5993 | 7.6989e-05
|  |  |  | c_DK2 | 5994 | 0.00010951 |  |  |  |  | c_DK1_LargeDecentral | 5994 | 8.0488e-05
|  |  |  | c_DK2 | 5995 | 0.00010585 |  |  |  |  | c_DK1_LargeDecentral | 5995 | 8.4654e-05
|  |  |  | c_DK2 | 5996 | 0.00010407 |  |  |  |  | c_DK1_LargeDecentral | 5996 | 8.6321e-05
|  |  |  | c_DK2 | 5997 | 9.8474e-05 |  |  |  |  | c_DK1_LargeDecentral | 5997 | 8.2321e-05
|  |  |  | c_DK2 | 5998 | 9.1542e-05 |  |  |  |  | c_DK1_LargeDecentral | 5998 | 6.4824e-05
|  |  |  | c_DK2 | 5999 | 8.4983e-05 |  |  |  |  | c_DK1_LargeDecentral | 5999 | 4.3827e-05
|  |  |  | c_DK2 | 6000 | 8.2821e-05 |  |  |  |  | c_DK1_LargeDecentral | 6000 | 3.7661e-05
|  |  |  | c_DK2 | 6001 | 7.7678e-05 |  |  |  |  | c_DK1_LargeDecentral | 6001 | 4.1827e-05
|  |  |  | c_DK2 | 6002 | 7.4771e-05 |  |  |  |  | c_DK1_LargeDecentral | 6002 | 4.2994e-05
|  |  |  | c_DK2 | 6003 | 7.4323e-05 |  |  |  |  | c_DK1_LargeDecentral | 6003 | 5.2826e-05
|  |  |  | c_DK2 | 6004 | 7.4472e-05 |  |  |  |  | c_DK1_LargeDecentral | 6004 | 7.6489e-05
|  |  |  | c_DK2 | 6005 | 7.5516e-05 |  |  |  |  | c_DK1_LargeDecentral | 6005 | 0.00011382
|  |  |  | c_DK2 | 6006 | 7.805e-05 |  |  |  |  | c_DK1_LargeDecentral | 6006 | 0.00011932
|  |  |  | c_DK2 | 6007 | 8.4312e-05 |  |  |  |  | c_DK1_LargeDecentral | 6007 | 0.00012182
|  |  |  | c_DK2 | 6008 | 9.4822e-05 |  |  |  |  | c_DK1_LargeDecentral | 6008 | 9.9819e-05
|  |  |  | c_DK2 | 6009 | 0.00010414 |  |  |  |  | c_DK1_LargeDecentral | 6009 | 9.3653e-05
|  |  |  | c_DK2 | 6010 | 0.0001098 |  |  |  |  | c_DK1_LargeDecentral | 6010 | 8.8654e-05
|  |  |  | c_DK2 | 6011 | 0.0001104 |  |  |  |  | c_DK1_LargeDecentral | 6011 | 8.4154e-05
|  |  |  | c_DK2 | 6012 | 0.00011077 |  |  |  |  | c_DK1_LargeDecentral | 6012 | 8.2155e-05
|  |  |  | c_DK2 | 6013 | 0.00010891 |  |  |  |  | c_DK1_LargeDecentral | 6013 | 7.4156e-05
|  |  |  | c_DK2 | 6014 | 0.00010749 |  |  |  |  | c_DK1_LargeDecentral | 6014 | 7.2656e-05
|  |  |  | c_DK2 | 6015 | 0.00010675 |  |  |  |  | c_DK1_LargeDecentral | 6015 | 6.949e-05
|  |  |  | c_DK2 | 6016 | 0.00010928 |  |  |  |  | c_DK1_LargeDecentral | 6016 | 7.2323e-05
|  |  |  | c_DK2 | 6017 | 0.00011465 |  |  |  |  | c_DK1_LargeDecentral | 6017 | 7.8155e-05
|  |  |  | c_DK2 | 6018 | 0.00011569 |  |  |  |  | c_DK1_LargeDecentral | 6018 | 8.2321e-05
|  |  |  | c_DK2 | 6019 | 0.00011204 |  |  |  |  | c_DK1_LargeDecentral | 6019 | 8.7487e-05
|  |  |  | c_DK2 | 6020 | 0.00011003 |  |  |  |  | c_DK1_LargeDecentral | 6020 | 8.9987e-05
|  |  |  | c_DK2 | 6021 | 0.00010235 |  |  |  |  | c_DK1_LargeDecentral | 6021 | 8.5821e-05
|  |  |  | c_DK2 | 6022 | 9.2735e-05 |  |  |  |  | c_DK1_LargeDecentral | 6022 | 6.7323e-05
|  |  |  | c_DK2 | 6023 | 8.4684e-05 |  |  |  |  | c_DK1_LargeDecentral | 6023 | 4.6993e-05
|  |  |  | c_DK2 | 6024 | 7.6709e-05 |  |  |  |  | c_DK1_LargeDecentral | 6024 | 3.6161e-05
|  |  |  | c_DK2 | 6025 | 7.1416e-05 |  |  |  |  | c_DK1_LargeDecentral | 6025 | 3.9994e-05
|  |  |  | c_DK2 | 6026 | 6.9105e-05 |  |  |  |  | c_DK1_LargeDecentral | 6026 | 4.0161e-05
|  |  |  | c_DK2 | 6027 | 7.328e-05 |  |  |  |  | c_DK1_LargeDecentral | 6027 | 4.3994e-05
|  |  |  | c_DK2 | 6028 | 7.7603e-05 |  |  |  |  | c_DK1_LargeDecentral | 6028 | 6.4824e-05
|  |  |  | c_DK2 | 6029 | 8.3268e-05 |  |  |  |  | c_DK1_LargeDecentral | 6029 | 0.00010865
|  |  |  | c_DK2 | 6030 | 9.7655e-05 |  |  |  |  | c_DK1_LargeDecentral | 6030 | 0.00013065
|  |  |  | c_DK2 | 6031 | 0.00011435 |  |  |  |  | c_DK1_LargeDecentral | 6031 | 0.00012848
|  |  |  | c_DK2 | 6032 | 0.00012531 |  |  |  |  | c_DK1_LargeDecentral | 6032 | 0.00010532
|  |  |  | c_DK2 | 6033 | 0.00012956 |  |  |  |  | c_DK1_LargeDecentral | 6033 | 0.00010049
|  |  |  | c_DK2 | 6034 | 0.00013172 |  |  |  |  | c_DK1_LargeDecentral | 6034 | 9.3653e-05
|  |  |  | c_DK2 | 6035 | 0.00013299 |  |  |  |  | c_DK1_LargeDecentral | 6035 | 8.9154e-05
|  |  |  | c_DK2 | 6036 | 0.00013306 |  |  |  |  | c_DK1_LargeDecentral | 6036 | 8.5987e-05
|  |  |  | c_DK2 | 6037 | 0.00013217 |  |  |  |  | c_DK1_LargeDecentral | 6037 | 7.6655e-05
|  |  |  | c_DK2 | 6038 | 0.00012665 |  |  |  |  | c_DK1_LargeDecentral | 6038 | 7.4322e-05
|  |  |  | c_DK2 | 6039 | 0.00012292 |  |  |  |  | c_DK1_LargeDecentral | 6039 | 7.1489e-05
|  |  |  | c_DK2 | 6040 | 0.00012188 |  |  |  |  | c_DK1_LargeDecentral | 6040 | 7.3156e-05
|  |  |  | c_DK2 | 6041 | 0.0001271 |  |  |  |  | c_DK1_LargeDecentral | 6041 | 7.9155e-05
|  |  |  | c_DK2 | 6042 | 0.00012449 |  |  |  |  | c_DK1_LargeDecentral | 6042 | 8.1988e-05
|  |  |  | c_DK2 | 6043 | 0.00012143 |  |  |  |  | c_DK1_LargeDecentral | 6043 | 8.8154e-05
|  |  |  | c_DK2 | 6044 | 0.00011979 |  |  |  |  | c_DK1_LargeDecentral | 6044 | 9.1487e-05
|  |  |  | c_DK2 | 6045 | 0.00011294 |  |  |  |  | c_DK1_LargeDecentral | 6045 | 8.4488e-05
|  |  |  | c_DK2 | 6046 | 0.00010287 |  |  |  |  | c_DK1_LargeDecentral | 6046 | 6.749e-05
|  |  |  | c_DK2 | 6047 | 9.3927e-05 |  |  |  |  | c_DK1_LargeDecentral | 6047 | 4.5827e-05
|  |  |  | c_DK2 | 6048 | 8.2001e-05 |  |  |  |  | c_DK1_LargeDecentral | 6048 | 3.3828e-05
|  |  |  | c_DK2 | 6049 | 7.7752e-05 |  |  |  |  | c_DK1_LargeDecentral | 6049 | 3.7161e-05
|  |  |  | c_DK2 | 6050 | 7.7379e-05 |  |  |  |  | c_DK1_LargeDecentral | 6050 | 3.7328e-05
|  |  |  | c_DK2 | 6051 | 7.9168e-05 |  |  |  |  | c_DK1_LargeDecentral | 6051 | 4.0827e-05
|  |  |  | c_DK2 | 6052 | 8.2374e-05 |  |  |  |  | c_DK1_LargeDecentral | 6052 | 6.1491e-05
|  |  |  | c_DK2 | 6053 | 9.0051e-05 |  |  |  |  | c_DK1_LargeDecentral | 6053 | 0.00010382
|  |  |  | c_DK2 | 6054 | 0.00010444 |  |  |  |  | c_DK1_LargeDecentral | 6054 | 0.00012565
|  |  |  | c_DK2 | 6055 | 0.00012091 |  |  |  |  | c_DK1_LargeDecentral | 6055 | 0.00012332
|  |  |  | c_DK2 | 6056 | 0.00013105 |  |  |  |  | c_DK1_LargeDecentral | 6056 | 0.00010248
|  |  |  | c_DK2 | 6057 | 0.00013388 |  |  |  |  | c_DK1_LargeDecentral | 6057 | 9.7819e-05
|  |  |  | c_DK2 | 6058 | 0.00013515 |  |  |  |  | c_DK1_LargeDecentral | 6058 | 9.0987e-05
|  |  |  | c_DK2 | 6059 | 0.00013522 |  |  |  |  | c_DK1_LargeDecentral | 6059 | 8.6987e-05
|  |  |  | c_DK2 | 6060 | 0.0001353 |  |  |  |  | c_DK1_LargeDecentral | 6060 | 8.3821e-05
|  |  |  | c_DK2 | 6061 | 0.00013582 |  |  |  |  | c_DK1_LargeDecentral | 6061 | 7.4156e-05
|  |  |  | c_DK2 | 6062 | 0.00013448 |  |  |  |  | c_DK1_LargeDecentral | 6062 | 7.1323e-05
|  |  |  | c_DK2 | 6063 | 0.0001315 |  |  |  |  | c_DK1_LargeDecentral | 6063 | 6.749e-05
|  |  |  | c_DK2 | 6064 | 0.00013008 |  |  |  |  | c_DK1_LargeDecentral | 6064 | 6.899e-05
|  |  |  | c_DK2 | 6065 | 0.0001344 |  |  |  |  | c_DK1_LargeDecentral | 6065 | 7.4822e-05
|  |  |  | c_DK2 | 6066 | 0.00013165 |  |  |  |  | c_DK1_LargeDecentral | 6066 | 7.7489e-05
|  |  |  | c_DK2 | 6067 | 0.00012673 |  |  |  |  | c_DK1_LargeDecentral | 6067 | 8.3154e-05
|  |  |  | c_DK2 | 6068 | 0.00012345 |  |  |  |  | c_DK1_LargeDecentral | 6068 | 8.5821e-05
|  |  |  | c_DK2 | 6069 | 0.00011532 |  |  |  |  | c_DK1_LargeDecentral | 6069 | 7.9155e-05
|  |  |  | c_DK2 | 6070 | 0.00010466 |  |  |  |  | c_DK1_LargeDecentral | 6070 | 6.3324e-05
|  |  |  | c_DK2 | 6071 | 9.5716e-05 |  |  |  |  | c_DK1_LargeDecentral | 6071 | 4.2827e-05
|  |  |  | c_DK2 | 6072 | 8.4088e-05 |  |  |  |  | c_DK1_LargeDecentral | 6072 | 3.3162e-05
|  |  |  | c_DK2 | 6073 | 8.051e-05 |  |  |  |  | c_DK1_LargeDecentral | 6073 | 3.6828e-05
|  |  |  | c_DK2 | 6074 | 7.6559e-05 |  |  |  |  | c_DK1_LargeDecentral | 6074 | 3.6828e-05
|  |  |  | c_DK2 | 6075 | 7.723e-05 |  |  |  |  | c_DK1_LargeDecentral | 6075 | 4.0161e-05
|  |  |  | c_DK2 | 6076 | 7.887e-05 |  |  |  |  | c_DK1_LargeDecentral | 6076 | 6.0991e-05
|  |  |  | c_DK2 | 6077 | 8.543e-05 |  |  |  |  | c_DK1_LargeDecentral | 6077 | 0.00010348
|  |  |  | c_DK2 | 6078 | 0.00010116 |  |  |  |  | c_DK1_LargeDecentral | 6078 | 0.00012498
|  |  |  | c_DK2 | 6079 | 0.00011644 |  |  |  |  | c_DK1_LargeDecentral | 6079 | 0.00012265
|  |  |  | c_DK2 | 6080 | 0.00012374 |  |  |  |  | c_DK1_LargeDecentral | 6080 | 0.00010165
|  |  |  | c_DK2 | 6081 | 0.00012628 |  |  |  |  | c_DK1_LargeDecentral | 6081 | 9.6986e-05
|  |  |  | c_DK2 | 6082 | 0.00012889 |  |  |  |  | c_DK1_LargeDecentral | 6082 | 9.032e-05
|  |  |  | c_DK2 | 6083 | 0.00012889 |  |  |  |  | c_DK1_LargeDecentral | 6083 | 8.6321e-05
|  |  |  | c_DK2 | 6084 | 0.00012695 |  |  |  |  | c_DK1_LargeDecentral | 6084 | 8.3321e-05
|  |  |  | c_DK2 | 6085 | 0.0001274 |  |  |  |  | c_DK1_LargeDecentral | 6085 | 7.3323e-05
|  |  |  | c_DK2 | 6086 | 0.00012516 |  |  |  |  | c_DK1_LargeDecentral | 6086 | 7.0656e-05
|  |  |  | c_DK2 | 6087 | 0.00012128 |  |  |  |  | c_DK1_LargeDecentral | 6087 | 6.6657e-05
|  |  |  | c_DK2 | 6088 | 0.00012143 |  |  |  |  | c_DK1_LargeDecentral | 6088 | 6.799e-05
|  |  |  | c_DK2 | 6089 | 0.0001274 |  |  |  |  | c_DK1_LargeDecentral | 6089 | 7.3822e-05
|  |  |  | c_DK2 | 6090 | 0.00012844 |  |  |  |  | c_DK1_LargeDecentral | 6090 | 7.6822e-05
|  |  |  | c_DK2 | 6091 | 0.00012434 |  |  |  |  | c_DK1_LargeDecentral | 6091 | 8.2321e-05
|  |  |  | c_DK2 | 6092 | 0.00012002 |  |  |  |  | c_DK1_LargeDecentral | 6092 | 8.5154e-05
|  |  |  | c_DK2 | 6093 | 0.00011077 |  |  |  |  | c_DK1_LargeDecentral | 6093 | 7.8488e-05
|  |  |  | c_DK2 | 6094 | 9.9965e-05 |  |  |  |  | c_DK1_LargeDecentral | 6094 | 6.2824e-05
|  |  |  | c_DK2 | 6095 | 9.1169e-05 |  |  |  |  | c_DK1_LargeDecentral | 6095 | 4.2327e-05
|  |  |  | c_DK2 | 6096 | 8.5355e-05 |  |  |  |  | c_DK1_LargeDecentral | 6096 | 3.1829e-05
|  |  |  | c_DK2 | 6097 | 8.0734e-05 |  |  |  |  | c_DK1_LargeDecentral | 6097 | 3.5161e-05
|  |  |  | c_DK2 | 6098 | 7.8125e-05 |  |  |  |  | c_DK1_LargeDecentral | 6098 | 3.5161e-05
|  |  |  | c_DK2 | 6099 | 7.7976e-05 |  |  |  |  | c_DK1_LargeDecentral | 6099 | 3.8328e-05
|  |  |  | c_DK2 | 6100 | 7.9765e-05 |  |  |  |  | c_DK1_LargeDecentral | 6100 | 5.8825e-05
|  |  |  | c_DK2 | 6101 | 8.871e-05 |  |  |  |  | c_DK1_LargeDecentral | 6101 | 0.00010082
|  |  |  | c_DK2 | 6102 | 0.00010354 |  |  |  |  | c_DK1_LargeDecentral | 6102 | 0.00012165
|  |  |  | c_DK2 | 6103 | 0.00011771 |  |  |  |  | c_DK1_LargeDecentral | 6103 | 0.00011965
|  |  |  | c_DK2 | 6104 | 0.00012389 |  |  |  |  | c_DK1_LargeDecentral | 6104 | 9.8152e-05
|  |  |  | c_DK2 | 6105 | 0.00012643 |  |  |  |  | c_DK1_LargeDecentral | 6105 | 9.4153e-05
|  |  |  | c_DK2 | 6106 | 0.00012837 |  |  |  |  | c_DK1_LargeDecentral | 6106 | 8.7654e-05
|  |  |  | c_DK2 | 6107 | 0.00012822 |  |  |  |  | c_DK1_LargeDecentral | 6107 | 8.3821e-05
|  |  |  | c_DK2 | 6108 | 0.00012628 |  |  |  |  | c_DK1_LargeDecentral | 6108 | 8.0821e-05
|  |  |  | c_DK2 | 6109 | 0.00012658 |  |  |  |  | c_DK1_LargeDecentral | 6109 | 7.0656e-05
|  |  |  | c_DK2 | 6110 | 0.00012419 |  |  |  |  | c_DK1_LargeDecentral | 6110 | 6.799e-05
|  |  |  | c_DK2 | 6111 | 0.00012225 |  |  |  |  | c_DK1_LargeDecentral | 6111 | 6.3491e-05
|  |  |  | c_DK2 | 6112 | 0.00011964 |  |  |  |  | c_DK1_LargeDecentral | 6112 | 6.499e-05
|  |  |  | c_DK2 | 6113 | 0.00012486 |  |  |  |  | c_DK1_LargeDecentral | 6113 | 7.0656e-05
|  |  |  | c_DK2 | 6114 | 0.00012292 |  |  |  |  | c_DK1_LargeDecentral | 6114 | 7.3156e-05
|  |  |  | c_DK2 | 6115 | 0.00011905 |  |  |  |  | c_DK1_LargeDecentral | 6115 | 7.8655e-05
|  |  |  | c_DK2 | 6116 | 0.00011614 |  |  |  |  | c_DK1_LargeDecentral | 6116 | 8.1655e-05
|  |  |  | c_DK2 | 6117 | 0.00010764 |  |  |  |  | c_DK1_LargeDecentral | 6117 | 7.5489e-05
|  |  |  | c_DK2 | 6118 | 9.7207e-05 |  |  |  |  | c_DK1_LargeDecentral | 6118 | 6.0491e-05
|  |  |  | c_DK2 | 6119 | 8.8561e-05 |  |  |  |  | c_DK1_LargeDecentral | 6119 | 4.0827e-05
|  |  |  | c_DK2 | 6120 | 8.1181e-05 |  |  |  |  | c_DK1_LargeDecentral | 6120 | 3.3328e-05
|  |  |  | c_DK2 | 6121 | 7.9168e-05 |  |  |  |  | c_DK1_LargeDecentral | 6121 | 3.6328e-05
|  |  |  | c_DK2 | 6122 | 7.7529e-05 |  |  |  |  | c_DK1_LargeDecentral | 6122 | 3.5828e-05
|  |  |  | c_DK2 | 6123 | 7.9392e-05 |  |  |  |  | c_DK1_LargeDecentral | 6123 | 3.8661e-05
|  |  |  | c_DK2 | 6124 | 8.0137e-05 |  |  |  |  | c_DK1_LargeDecentral | 6124 | 5.8325e-05
|  |  |  | c_DK2 | 6125 | 8.6101e-05 |  |  |  |  | c_DK1_LargeDecentral | 6125 | 0.00010015
|  |  |  | c_DK2 | 6126 | 0.0001022 |  |  |  |  | c_DK1_LargeDecentral | 6126 | 0.00012065
|  |  |  | c_DK2 | 6127 | 0.00011748 |  |  |  |  | c_DK1_LargeDecentral | 6127 | 0.00012065
|  |  |  | c_DK2 | 6128 | 0.00012427 |  |  |  |  | c_DK1_LargeDecentral | 6128 | 0.00010082
|  |  |  | c_DK2 | 6129 | 0.0001265 |  |  |  |  | c_DK1_LargeDecentral | 6129 | 9.6153e-05
|  |  |  | c_DK2 | 6130 | 0.00012822 |  |  |  |  | c_DK1_LargeDecentral | 6130 | 8.8654e-05
|  |  |  | c_DK2 | 6131 | 0.00012837 |  |  |  |  | c_DK1_LargeDecentral | 6131 | 8.4488e-05
|  |  |  | c_DK2 | 6132 | 0.00012509 |  |  |  |  | c_DK1_LargeDecentral | 6132 | 8.1988e-05
|  |  |  | c_DK2 | 6133 | 0.00012345 |  |  |  |  | c_DK1_LargeDecentral | 6133 | 7.2656e-05
|  |  |  | c_DK2 | 6134 | 0.00011994 |  |  |  |  | c_DK1_LargeDecentral | 6134 | 6.8823e-05
|  |  |  | c_DK2 | 6135 | 0.00011622 |  |  |  |  | c_DK1_LargeDecentral | 6135 | 6.499e-05
|  |  |  | c_DK2 | 6136 | 0.00011659 |  |  |  |  | c_DK1_LargeDecentral | 6136 | 6.6157e-05
|  |  |  | c_DK2 | 6137 | 0.00012166 |  |  |  |  | c_DK1_LargeDecentral | 6137 | 7.2823e-05
|  |  |  | c_DK2 | 6138 | 0.00012002 |  |  |  |  | c_DK1_LargeDecentral | 6138 | 7.5822e-05
|  |  |  | c_DK2 | 6139 | 0.00011517 |  |  |  |  | c_DK1_LargeDecentral | 6139 | 8.2155e-05
|  |  |  | c_DK2 | 6140 | 0.00010839 |  |  |  |  | c_DK1_LargeDecentral | 6140 | 8.4321e-05
|  |  |  | c_DK2 | 6141 | 0.00010041 |  |  |  |  | c_DK1_LargeDecentral | 6141 | 7.8488e-05
|  |  |  | c_DK2 | 6142 | 9.2288e-05 |  |  |  |  | c_DK1_LargeDecentral | 6142 | 6.1991e-05
|  |  |  | c_DK2 | 6143 | 8.5132e-05 |  |  |  |  | c_DK1_LargeDecentral | 6143 | 4.1661e-05
|  |  |  | c_DK2 | 6144 | 8.3268e-05 |  |  |  |  | c_DK1_LargeDecentral | 6144 | 3.7828e-05
|  |  |  | c_DK2 | 6145 | 7.9839e-05 |  |  |  |  | c_DK1_LargeDecentral | 6145 | 3.8328e-05
|  |  |  | c_DK2 | 6146 | 7.6709e-05 |  |  |  |  | c_DK1_LargeDecentral | 6146 | 3.5495e-05
|  |  |  | c_DK2 | 6147 | 7.5516e-05 |  |  |  |  | c_DK1_LargeDecentral | 6147 | 4.0494e-05
|  |  |  | c_DK2 | 6148 | 7.574e-05 |  |  |  |  | c_DK1_LargeDecentral | 6148 | 5.9825e-05
|  |  |  | c_DK2 | 6149 | 7.7827e-05 |  |  |  |  | c_DK1_LargeDecentral | 6149 | 9.5486e-05
|  |  |  | c_DK2 | 6150 | 8.1479e-05 |  |  |  |  | c_DK1_LargeDecentral | 6150 | 0.00012182
|  |  |  | c_DK2 | 6151 | 8.7592e-05 |  |  |  |  | c_DK1_LargeDecentral | 6151 | 0.00012132
|  |  |  | c_DK2 | 6152 | 9.9593e-05 |  |  |  |  | c_DK1_LargeDecentral | 6152 | 0.00010149
|  |  |  | c_DK2 | 6153 | 0.00010802 |  |  |  |  | c_DK1_LargeDecentral | 6153 | 9.5319e-05
|  |  |  | c_DK2 | 6154 | 0.00011159 |  |  |  |  | c_DK1_LargeDecentral | 6154 | 9.1986e-05
|  |  |  | c_DK2 | 6155 | 0.00011048 |  |  |  |  | c_DK1_LargeDecentral | 6155 | 8.4321e-05
|  |  |  | c_DK2 | 6156 | 0.00011018 |  |  |  |  | c_DK1_LargeDecentral | 6156 | 8.1655e-05
|  |  |  | c_DK2 | 6157 | 0.00010831 |  |  |  |  | c_DK1_LargeDecentral | 6157 | 7.1989e-05
|  |  |  | c_DK2 | 6158 | 0.00010548 |  |  |  |  | c_DK1_LargeDecentral | 6158 | 7.5489e-05
|  |  |  | c_DK2 | 6159 | 0.00010496 |  |  |  |  | c_DK1_LargeDecentral | 6159 | 7.0823e-05
|  |  |  | c_DK2 | 6160 | 0.00010623 |  |  |  |  | c_DK1_LargeDecentral | 6160 | 7.1989e-05
|  |  |  | c_DK2 | 6161 | 0.00010958 |  |  |  |  | c_DK1_LargeDecentral | 6161 | 7.4822e-05
|  |  |  | c_DK2 | 6162 | 0.00011152 |  |  |  |  | c_DK1_LargeDecentral | 6162 | 7.8322e-05
|  |  |  | c_DK2 | 6163 | 0.00010742 |  |  |  |  | c_DK1_LargeDecentral | 6163 | 8.2155e-05
|  |  |  | c_DK2 | 6164 | 0.0001063 |  |  |  |  | c_DK1_LargeDecentral | 6164 | 8.3988e-05
|  |  |  | c_DK2 | 6165 | 0.00010056 |  |  |  |  | c_DK1_LargeDecentral | 6165 | 8.0155e-05
|  |  |  | c_DK2 | 6166 | 9.3704e-05 |  |  |  |  | c_DK1_LargeDecentral | 6166 | 6.2991e-05
|  |  |  | c_DK2 | 6167 | 8.7219e-05 |  |  |  |  | c_DK1_LargeDecentral | 6167 | 4.2827e-05
|  |  |  | c_DK2 | 6168 | 8.1703e-05 |  |  |  |  | c_DK1_LargeDecentral | 6168 | 3.5995e-05
|  |  |  | c_DK2 | 6169 | 7.7529e-05 |  |  |  |  | c_DK1_LargeDecentral | 6169 | 4.0161e-05
|  |  |  | c_DK2 | 6170 | 7.4621e-05 |  |  |  |  | c_DK1_LargeDecentral | 6170 | 4.1327e-05
|  |  |  | c_DK2 | 6171 | 7.3652e-05 |  |  |  |  | c_DK1_LargeDecentral | 6171 | 5.0659e-05
|  |  |  | c_DK2 | 6172 | 7.3354e-05 |  |  |  |  | c_DK1_LargeDecentral | 6172 | 7.3489e-05
|  |  |  | c_DK2 | 6173 | 7.4696e-05 |  |  |  |  | c_DK1_LargeDecentral | 6173 | 0.00010948
|  |  |  | c_DK2 | 6174 | 7.7752e-05 |  |  |  |  | c_DK1_LargeDecentral | 6174 | 0.00011498
|  |  |  | c_DK2 | 6175 | 8.3939e-05 |  |  |  |  | c_DK1_LargeDecentral | 6175 | 0.00011748
|  |  |  | c_DK2 | 6176 | 9.4822e-05 |  |  |  |  | c_DK1_LargeDecentral | 6176 | 9.6153e-05
|  |  |  | c_DK2 | 6177 | 0.00010325 |  |  |  |  | c_DK1_LargeDecentral | 6177 | 9.0153e-05
|  |  |  | c_DK2 | 6178 | 0.00010839 |  |  |  |  | c_DK1_LargeDecentral | 6178 | 8.5321e-05
|  |  |  | c_DK2 | 6179 | 0.00011085 |  |  |  |  | c_DK1_LargeDecentral | 6179 | 8.1155e-05
|  |  |  | c_DK2 | 6180 | 0.00011219 |  |  |  |  | c_DK1_LargeDecentral | 6180 | 7.9155e-05
|  |  |  | c_DK2 | 6181 | 0.00011264 |  |  |  |  | c_DK1_LargeDecentral | 6181 | 7.1489e-05
|  |  |  | c_DK2 | 6182 | 0.00011092 |  |  |  |  | c_DK1_LargeDecentral | 6182 | 6.9656e-05
|  |  |  | c_DK2 | 6183 | 0.00010966 |  |  |  |  | c_DK1_LargeDecentral | 6183 | 6.6657e-05
|  |  |  | c_DK2 | 6184 | 0.0001104 |  |  |  |  | c_DK1_LargeDecentral | 6184 | 6.9323e-05
|  |  |  | c_DK2 | 6185 | 0.00011666 |  |  |  |  | c_DK1_LargeDecentral | 6185 | 7.5156e-05
|  |  |  | c_DK2 | 6186 | 0.00012143 |  |  |  |  | c_DK1_LargeDecentral | 6186 | 7.9155e-05
|  |  |  | c_DK2 | 6187 | 0.00011569 |  |  |  |  | c_DK1_LargeDecentral | 6187 | 8.4154e-05
|  |  |  | c_DK2 | 6188 | 0.00011115 |  |  |  |  | c_DK1_LargeDecentral | 6188 | 8.6487e-05
|  |  |  | c_DK2 | 6189 | 0.00010347 |  |  |  |  | c_DK1_LargeDecentral | 6189 | 8.2488e-05
|  |  |  | c_DK2 | 6190 | 9.4226e-05 |  |  |  |  | c_DK1_LargeDecentral | 6190 | 6.4657e-05
|  |  |  | c_DK2 | 6191 | 8.6772e-05 |  |  |  |  | c_DK1_LargeDecentral | 6191 | 4.5327e-05
|  |  |  | c_DK2 | 6192 | 7.9094e-05 |  |  |  |  | c_DK1_LargeDecentral | 6192 | 3.8328e-05
|  |  |  | c_DK2 | 6193 | 7.4845e-05 |  |  |  |  | c_DK1_LargeDecentral | 6193 | 4.2327e-05
|  |  |  | c_DK2 | 6194 | 7.3205e-05 |  |  |  |  | c_DK1_LargeDecentral | 6194 | 4.266e-05
|  |  |  | c_DK2 | 6195 | 7.4547e-05 |  |  |  |  | c_DK1_LargeDecentral | 6195 | 4.666e-05
|  |  |  | c_DK2 | 6196 | 7.7454e-05 |  |  |  |  | c_DK1_LargeDecentral | 6196 | 6.799e-05
|  |  |  | c_DK2 | 6197 | 8.4983e-05 |  |  |  |  | c_DK1_LargeDecentral | 6197 | 0.00011348
|  |  |  | c_DK2 | 6198 | 9.9369e-05 |  |  |  |  | c_DK1_LargeDecentral | 6198 | 0.00013631
|  |  |  | c_DK2 | 6199 | 0.00011569 |  |  |  |  | c_DK1_LargeDecentral | 6199 | 0.00013398
|  |  |  | c_DK2 | 6200 | 0.0001224 |  |  |  |  | c_DK1_LargeDecentral | 6200 | 0.00011082
|  |  |  | c_DK2 | 6201 | 0.00012509 |  |  |  |  | c_DK1_LargeDecentral | 6201 | 0.00010532
|  |  |  | c_DK2 | 6202 | 0.00012546 |  |  |  |  | c_DK1_LargeDecentral | 6202 | 9.8152e-05
|  |  |  | c_DK2 | 6203 | 0.00012613 |  |  |  |  | c_DK1_LargeDecentral | 6203 | 9.332e-05
|  |  |  | c_DK2 | 6204 | 0.00012613 |  |  |  |  | c_DK1_LargeDecentral | 6204 | 8.9987e-05
|  |  |  | c_DK2 | 6205 | 0.00012628 |  |  |  |  | c_DK1_LargeDecentral | 6205 | 8.0821e-05
|  |  |  | c_DK2 | 6206 | 0.00012501 |  |  |  |  | c_DK1_LargeDecentral | 6206 | 7.8322e-05
|  |  |  | c_DK2 | 6207 | 0.00012195 |  |  |  |  | c_DK1_LargeDecentral | 6207 | 7.5656e-05
|  |  |  | c_DK2 | 6208 | 0.00012002 |  |  |  |  | c_DK1_LargeDecentral | 6208 | 7.7655e-05
|  |  |  | c_DK2 | 6209 | 0.00012605 |  |  |  |  | c_DK1_LargeDecentral | 6209 | 8.3821e-05
|  |  |  | c_DK2 | 6210 | 0.00012456 |  |  |  |  | c_DK1_LargeDecentral | 6210 | 8.6987e-05
|  |  |  | c_DK2 | 6211 | 0.00012277 |  |  |  |  | c_DK1_LargeDecentral | 6211 | 9.332e-05
|  |  |  | c_DK2 | 6212 | 0.00011972 |  |  |  |  | c_DK1_LargeDecentral | 6212 | 9.6319e-05
|  |  |  | c_DK2 | 6213 | 0.00011219 |  |  |  |  | c_DK1_LargeDecentral | 6213 | 8.9154e-05
|  |  |  | c_DK2 | 6214 | 0.00010205 |  |  |  |  | c_DK1_LargeDecentral | 6214 | 7.1156e-05
|  |  |  | c_DK2 | 6215 | 9.3108e-05 |  |  |  |  | c_DK1_LargeDecentral | 6215 | 4.816e-05
|  |  |  | c_DK2 | 6216 | 8.1554e-05 |  |  |  |  | c_DK1_LargeDecentral | 6216 | 4.3327e-05
|  |  |  | c_DK2 | 6217 | 7.6559e-05 |  |  |  |  | c_DK1_LargeDecentral | 6217 | 4.716e-05
|  |  |  | c_DK2 | 6218 | 7.492e-05 |  |  |  |  | c_DK1_LargeDecentral | 6218 | 4.7993e-05
|  |  |  | c_DK2 | 6219 | 7.6187e-05 |  |  |  |  | c_DK1_LargeDecentral | 6219 | 5.2326e-05
|  |  |  | c_DK2 | 6220 | 7.8498e-05 |  |  |  |  | c_DK1_LargeDecentral | 6220 | 7.6489e-05
|  |  |  | c_DK2 | 6221 | 8.6101e-05 |  |  |  |  | c_DK1_LargeDecentral | 6221 | 0.00012598
|  |  |  | c_DK2 | 6222 | 0.00010354 |  |  |  |  | c_DK1_LargeDecentral | 6222 | 0.00015264
|  |  |  | c_DK2 | 6223 | 0.00011972 |  |  |  |  | c_DK1_LargeDecentral | 6223 | 0.00014981
|  |  |  | c_DK2 | 6224 | 0.00012583 |  |  |  |  | c_DK1_LargeDecentral | 6224 | 0.00012698
|  |  |  | c_DK2 | 6225 | 0.00012576 |  |  |  |  | c_DK1_LargeDecentral | 6225 | 0.00012015
|  |  |  | c_DK2 | 6226 | 0.00012829 |  |  |  |  | c_DK1_LargeDecentral | 6226 | 0.00011165
|  |  |  | c_DK2 | 6227 | 0.00012881 |  |  |  |  | c_DK1_LargeDecentral | 6227 | 0.00010615
|  |  |  | c_DK2 | 6228 | 0.00012904 |  |  |  |  | c_DK1_LargeDecentral | 6228 | 0.00010165
|  |  |  | c_DK2 | 6229 | 0.00012911 |  |  |  |  | c_DK1_LargeDecentral | 6229 | 9.182e-05
|  |  |  | c_DK2 | 6230 | 0.00012553 |  |  |  |  | c_DK1_LargeDecentral | 6230 | 8.8487e-05
|  |  |  | c_DK2 | 6231 | 0.0001224 |  |  |  |  | c_DK1_LargeDecentral | 6231 | 8.5154e-05
|  |  |  | c_DK2 | 6232 | 0.00012248 |  |  |  |  | c_DK1_LargeDecentral | 6232 | 8.6987e-05
|  |  |  | c_DK2 | 6233 | 0.00012628 |  |  |  |  | c_DK1_LargeDecentral | 6233 | 9.3653e-05
|  |  |  | c_DK2 | 6234 | 0.00012382 |  |  |  |  | c_DK1_LargeDecentral | 6234 | 9.7486e-05
|  |  |  | c_DK2 | 6235 | 0.00012412 |  |  |  |  | c_DK1_LargeDecentral | 6235 | 0.00010448
|  |  |  | c_DK2 | 6236 | 0.00012203 |  |  |  |  | c_DK1_LargeDecentral | 6236 | 0.00010682
|  |  |  | c_DK2 | 6237 | 0.00011346 |  |  |  |  | c_DK1_LargeDecentral | 6237 | 9.8985e-05
|  |  |  | c_DK2 | 6238 | 0.00010295 |  |  |  |  | c_DK1_LargeDecentral | 6238 | 7.8488e-05
|  |  |  | c_DK2 | 6239 | 9.4151e-05 |  |  |  |  | c_DK1_LargeDecentral | 6239 | 5.3325e-05
|  |  |  | c_DK2 | 6240 | 8.3566e-05 |  |  |  |  | c_DK1_LargeDecentral | 6240 | 4.516e-05
|  |  |  | c_DK2 | 6241 | 7.7827e-05 |  |  |  |  | c_DK1_LargeDecentral | 6241 | 4.8993e-05
|  |  |  | c_DK2 | 6242 | 7.5143e-05 |  |  |  |  | c_DK1_LargeDecentral | 6242 | 4.9993e-05
|  |  |  | c_DK2 | 6243 | 7.5889e-05 |  |  |  |  | c_DK1_LargeDecentral | 6243 | 5.4492e-05
|  |  |  | c_DK2 | 6244 | 7.8199e-05 |  |  |  |  | c_DK1_LargeDecentral | 6244 | 7.9822e-05
|  |  |  | c_DK2 | 6245 | 8.7964e-05 |  |  |  |  | c_DK1_LargeDecentral | 6245 | 0.00013031
|  |  |  | c_DK2 | 6246 | 0.00010541 |  |  |  |  | c_DK1_LargeDecentral | 6246 | 0.00015831
|  |  |  | c_DK2 | 6247 | 0.00012128 |  |  |  |  | c_DK1_LargeDecentral | 6247 | 0.00015531
|  |  |  | c_DK2 | 6248 | 0.00012844 |  |  |  |  | c_DK1_LargeDecentral | 6248 | 0.00013215
|  |  |  | c_DK2 | 6249 | 0.00012919 |  |  |  |  | c_DK1_LargeDecentral | 6249 | 0.00012465
|  |  |  | c_DK2 | 6250 | 0.00013023 |  |  |  |  | c_DK1_LargeDecentral | 6250 | 0.00011598
|  |  |  | c_DK2 | 6251 | 0.00013112 |  |  |  |  | c_DK1_LargeDecentral | 6251 | 0.00010982
|  |  |  | c_DK2 | 6252 | 0.00013023 |  |  |  |  | c_DK1_LargeDecentral | 6252 | 0.00010532
|  |  |  | c_DK2 | 6253 | 0.00012881 |  |  |  |  | c_DK1_LargeDecentral | 6253 | 9.5319e-05
|  |  |  | c_DK2 | 6254 | 0.00012784 |  |  |  |  | c_DK1_LargeDecentral | 6254 | 9.182e-05
|  |  |  | c_DK2 | 6255 | 0.00012479 |  |  |  |  | c_DK1_LargeDecentral | 6255 | 8.8654e-05
|  |  |  | c_DK2 | 6256 | 0.00012158 |  |  |  |  | c_DK1_LargeDecentral | 6256 | 9.0487e-05
|  |  |  | c_DK2 | 6257 | 0.00012792 |  |  |  |  | c_DK1_LargeDecentral | 6257 | 9.7319e-05
|  |  |  | c_DK2 | 6258 | 0.00012851 |  |  |  |  | c_DK1_LargeDecentral | 6258 | 0.00010165
|  |  |  | c_DK2 | 6259 | 0.00012561 |  |  |  |  | c_DK1_LargeDecentral | 6259 | 0.00010865
|  |  |  | c_DK2 | 6260 | 0.00012084 |  |  |  |  | c_DK1_LargeDecentral | 6260 | 0.00011098
|  |  |  | c_DK2 | 6261 | 0.00011271 |  |  |  |  | c_DK1_LargeDecentral | 6261 | 0.00010282
|  |  |  | c_DK2 | 6262 | 0.00010257 |  |  |  |  | c_DK1_LargeDecentral | 6262 | 8.1821e-05
|  |  |  | c_DK2 | 6263 | 9.3629e-05 |  |  |  |  | c_DK1_LargeDecentral | 6263 | 5.5492e-05
|  |  |  | c_DK2 | 6264 | 8.6101e-05 |  |  |  |  | c_DK1_LargeDecentral | 6264 | 4.6826e-05
|  |  |  | c_DK2 | 6265 | 8.0063e-05 |  |  |  |  | c_DK1_LargeDecentral | 6265 | 5.0992e-05
|  |  |  | c_DK2 | 6266 | 7.7305e-05 |  |  |  |  | c_DK1_LargeDecentral | 6266 | 5.1659e-05
|  |  |  | c_DK2 | 6267 | 7.8125e-05 |  |  |  |  | c_DK1_LargeDecentral | 6267 | 5.6658e-05
|  |  |  | c_DK2 | 6268 | 8.0361e-05 |  |  |  |  | c_DK1_LargeDecentral | 6268 | 8.2155e-05
|  |  |  | c_DK2 | 6269 | 8.7666e-05 |  |  |  |  | c_DK1_LargeDecentral | 6269 | 0.00013415
|  |  |  | c_DK2 | 6270 | 0.00010474 |  |  |  |  | c_DK1_LargeDecentral | 6270 | 0.00016248
|  |  |  | c_DK2 | 6271 | 0.00012143 |  |  |  |  | c_DK1_LargeDecentral | 6271 | 0.00015948
|  |  |  | c_DK2 | 6272 | 0.00012851 |  |  |  |  | c_DK1_LargeDecentral | 6272 | 0.00013598
|  |  |  | c_DK2 | 6273 | 0.00013075 |  |  |  |  | c_DK1_LargeDecentral | 6273 | 0.00012831
|  |  |  | c_DK2 | 6274 | 0.00013179 |  |  |  |  | c_DK1_LargeDecentral | 6274 | 0.00011915
|  |  |  | c_DK2 | 6275 | 0.00012986 |  |  |  |  | c_DK1_LargeDecentral | 6275 | 0.00011298
|  |  |  | c_DK2 | 6276 | 0.00012941 |  |  |  |  | c_DK1_LargeDecentral | 6276 | 0.00010815
|  |  |  | c_DK2 | 6277 | 0.00012814 |  |  |  |  | c_DK1_LargeDecentral | 6277 | 9.8319e-05
|  |  |  | c_DK2 | 6278 | 0.00012591 |  |  |  |  | c_DK1_LargeDecentral | 6278 | 9.4486e-05
|  |  |  | c_DK2 | 6279 | 0.00012337 |  |  |  |  | c_DK1_LargeDecentral | 6279 | 9.1487e-05
|  |  |  | c_DK2 | 6280 | 0.00012188 |  |  |  |  | c_DK1_LargeDecentral | 6280 | 9.3486e-05
|  |  |  | c_DK2 | 6281 | 0.00012755 |  |  |  |  | c_DK1_LargeDecentral | 6281 | 0.00010032
|  |  |  | c_DK2 | 6282 | 0.00012658 |  |  |  |  | c_DK1_LargeDecentral | 6282 | 0.00010448
|  |  |  | c_DK2 | 6283 | 0.00012315 |  |  |  |  | c_DK1_LargeDecentral | 6283 | 0.00011198
|  |  |  | c_DK2 | 6284 | 0.00012039 |  |  |  |  | c_DK1_LargeDecentral | 6284 | 0.00011415
|  |  |  | c_DK2 | 6285 | 0.00011197 |  |  |  |  | c_DK1_LargeDecentral | 6285 | 0.00010598
|  |  |  | c_DK2 | 6286 | 0.00010153 |  |  |  |  | c_DK1_LargeDecentral | 6286 | 8.3821e-05
|  |  |  | c_DK2 | 6287 | 9.266e-05 |  |  |  |  | c_DK1_LargeDecentral | 6287 | 5.7158e-05
|  |  |  | c_DK2 | 6288 | 8.4535e-05 |  |  |  |  | c_DK1_LargeDecentral | 6288 | 4.366e-05
|  |  |  | c_DK2 | 6289 | 7.8348e-05 |  |  |  |  | c_DK1_LargeDecentral | 6289 | 4.6993e-05
|  |  |  | c_DK2 | 6290 | 7.559e-05 |  |  |  |  | c_DK1_LargeDecentral | 6290 | 4.6826e-05
|  |  |  | c_DK2 | 6291 | 7.8423e-05 |  |  |  |  | c_DK1_LargeDecentral | 6291 | 5.0992e-05
|  |  |  | c_DK2 | 6292 | 8.3268e-05 |  |  |  |  | c_DK1_LargeDecentral | 6292 | 7.3822e-05
|  |  |  | c_DK2 | 6293 | 9.0648e-05 |  |  |  |  | c_DK1_LargeDecentral | 6293 | 0.00012182
|  |  |  | c_DK2 | 6294 | 0.0001057 |  |  |  |  | c_DK1_LargeDecentral | 6294 | 0.00014848
|  |  |  | c_DK2 | 6295 | 0.00012039 |  |  |  |  | c_DK1_LargeDecentral | 6295 | 0.00014798
|  |  |  | c_DK2 | 6296 | 0.00012874 |  |  |  |  | c_DK1_LargeDecentral | 6296 | 0.00012665
|  |  |  | c_DK2 | 6297 | 0.00013127 |  |  |  |  | c_DK1_LargeDecentral | 6297 | 0.00011932
|  |  |  | c_DK2 | 6298 | 0.00013306 |  |  |  |  | c_DK1_LargeDecentral | 6298 | 0.00011015
|  |  |  | c_DK2 | 6299 | 0.00012933 |  |  |  |  | c_DK1_LargeDecentral | 6299 | 0.00010432
|  |  |  | c_DK2 | 6300 | 0.00012769 |  |  |  |  | c_DK1_LargeDecentral | 6300 | 0.00010115
|  |  |  | c_DK2 | 6301 | 0.0001274 |  |  |  |  | c_DK1_LargeDecentral | 6301 | 9.1487e-05
|  |  |  | c_DK2 | 6302 | 0.00012486 |  |  |  |  | c_DK1_LargeDecentral | 6302 | 8.7154e-05
|  |  |  | c_DK2 | 6303 | 0.00012113 |  |  |  |  | c_DK1_LargeDecentral | 6303 | 8.3821e-05
|  |  |  | c_DK2 | 6304 | 0.00012158 |  |  |  |  | c_DK1_LargeDecentral | 6304 | 8.5654e-05
|  |  |  | c_DK2 | 6305 | 0.00012635 |  |  |  |  | c_DK1_LargeDecentral | 6305 | 9.3153e-05
|  |  |  | c_DK2 | 6306 | 0.00012509 |  |  |  |  | c_DK1_LargeDecentral | 6306 | 9.7152e-05
|  |  |  | c_DK2 | 6307 | 0.00012195 |  |  |  |  | c_DK1_LargeDecentral | 6307 | 0.00010498
|  |  |  | c_DK2 | 6308 | 0.00011629 |  |  |  |  | c_DK1_LargeDecentral | 6308 | 0.00010665
|  |  |  | c_DK2 | 6309 | 0.00010884 |  |  |  |  | c_DK1_LargeDecentral | 6309 | 9.9485e-05
|  |  |  | c_DK2 | 6310 | 0.00010064 |  |  |  |  | c_DK1_LargeDecentral | 6310 | 7.7989e-05
|  |  |  | c_DK2 | 6311 | 9.2735e-05 |  |  |  |  | c_DK1_LargeDecentral | 6311 | 5.2826e-05
|  |  |  | c_DK2 | 6312 | 8.4908e-05 |  |  |  |  | c_DK1_LargeDecentral | 6312 | 4.3327e-05
|  |  |  | c_DK2 | 6313 | 7.8796e-05 |  |  |  |  | c_DK1_LargeDecentral | 6313 | 4.366e-05
|  |  |  | c_DK2 | 6314 | 7.5218e-05 |  |  |  |  | c_DK1_LargeDecentral | 6314 | 4.1161e-05
|  |  |  | c_DK2 | 6315 | 7.3876e-05 |  |  |  |  | c_DK1_LargeDecentral | 6315 | 4.6493e-05
|  |  |  | c_DK2 | 6316 | 7.41e-05 |  |  |  |  | c_DK1_LargeDecentral | 6316 | 6.7823e-05
|  |  |  | c_DK2 | 6317 | 7.5814e-05 |  |  |  |  | c_DK1_LargeDecentral | 6317 | 0.00010698
|  |  |  | c_DK2 | 6318 | 8.0212e-05 |  |  |  |  | c_DK1_LargeDecentral | 6318 | 0.00013548
|  |  |  | c_DK2 | 6319 | 8.9455e-05 |  |  |  |  | c_DK1_LargeDecentral | 6319 | 0.00013515
|  |  |  | c_DK2 | 6320 | 0.00010138 |  |  |  |  | c_DK1_LargeDecentral | 6320 | 0.00011448
|  |  |  | c_DK2 | 6321 | 0.00010958 |  |  |  |  | c_DK1_LargeDecentral | 6321 | 0.00010682
|  |  |  | c_DK2 | 6322 | 0.00011361 |  |  |  |  | c_DK1_LargeDecentral | 6322 | 0.00010298
|  |  |  | c_DK2 | 6323 | 0.00011428 |  |  |  |  | c_DK1_LargeDecentral | 6323 | 9.4319e-05
|  |  |  | c_DK2 | 6324 | 0.00011338 |  |  |  |  | c_DK1_LargeDecentral | 6324 | 9.1153e-05
|  |  |  | c_DK2 | 6325 | 0.00011137 |  |  |  |  | c_DK1_LargeDecentral | 6325 | 8.1155e-05
|  |  |  | c_DK2 | 6326 | 0.00010906 |  |  |  |  | c_DK1_LargeDecentral | 6326 | 8.4488e-05
|  |  |  | c_DK2 | 6327 | 0.00010764 |  |  |  |  | c_DK1_LargeDecentral | 6327 | 8.0155e-05
|  |  |  | c_DK2 | 6328 | 0.00010794 |  |  |  |  | c_DK1_LargeDecentral | 6328 | 8.1321e-05
|  |  |  | c_DK2 | 6329 | 0.00011234 |  |  |  |  | c_DK1_LargeDecentral | 6329 | 8.4821e-05
|  |  |  | c_DK2 | 6330 | 0.00011472 |  |  |  |  | c_DK1_LargeDecentral | 6330 | 8.8987e-05
|  |  |  | c_DK2 | 6331 | 0.00011361 |  |  |  |  | c_DK1_LargeDecentral | 6331 | 9.3653e-05
|  |  |  | c_DK2 | 6332 | 0.00010913 |  |  |  |  | c_DK1_LargeDecentral | 6332 | 9.4986e-05
|  |  |  | c_DK2 | 6333 | 0.00010257 |  |  |  |  | c_DK1_LargeDecentral | 6333 | 9.0653e-05
|  |  |  | c_DK2 | 6334 | 9.5642e-05 |  |  |  |  | c_DK1_LargeDecentral | 6334 | 7.1156e-05
|  |  |  | c_DK2 | 6335 | 8.9306e-05 |  |  |  |  | c_DK1_LargeDecentral | 6335 | 4.8493e-05
|  |  |  | c_DK2 | 6336 | 8.2597e-05 |  |  |  |  | c_DK1_LargeDecentral | 6336 | 3.9661e-05
|  |  |  | c_DK2 | 6337 | 7.7603e-05 |  |  |  |  | c_DK1_LargeDecentral | 6337 | 4.416e-05
|  |  |  | c_DK2 | 6338 | 7.4621e-05 |  |  |  |  | c_DK1_LargeDecentral | 6338 | 4.5327e-05
|  |  |  | c_DK2 | 6339 | 7.3429e-05 |  |  |  |  | c_DK1_LargeDecentral | 6339 | 5.5492e-05
|  |  |  | c_DK2 | 6340 | 7.3056e-05 |  |  |  |  | c_DK1_LargeDecentral | 6340 | 8.0155e-05
|  |  |  | c_DK2 | 6341 | 7.492e-05 |  |  |  |  | c_DK1_LargeDecentral | 6341 | 0.00011882
|  |  |  | c_DK2 | 6342 | 7.887e-05 |  |  |  |  | c_DK1_LargeDecentral | 6342 | 0.00012465
|  |  |  | c_DK2 | 6343 | 8.6473e-05 |  |  |  |  | c_DK1_LargeDecentral | 6343 | 0.00012698
|  |  |  | c_DK2 | 6344 | 9.7282e-05 |  |  |  |  | c_DK1_LargeDecentral | 6344 | 0.00010482
|  |  |  | c_DK2 | 6345 | 0.000106 |  |  |  |  | c_DK1_LargeDecentral | 6345 | 9.7986e-05
|  |  |  | c_DK2 | 6346 | 0.00011033 |  |  |  |  | c_DK1_LargeDecentral | 6346 | 9.282e-05
|  |  |  | c_DK2 | 6347 | 0.0001104 |  |  |  |  | c_DK1_LargeDecentral | 6347 | 8.8154e-05
|  |  |  | c_DK2 | 6348 | 0.00010966 |  |  |  |  | c_DK1_LargeDecentral | 6348 | 8.5654e-05
|  |  |  | c_DK2 | 6349 | 0.00010869 |  |  |  |  | c_DK1_LargeDecentral | 6349 | 7.7989e-05
|  |  |  | c_DK2 | 6350 | 0.00010675 |  |  |  |  | c_DK1_LargeDecentral | 6350 | 7.6322e-05
|  |  |  | c_DK2 | 6351 | 0.0001057 |  |  |  |  | c_DK1_LargeDecentral | 6351 | 7.3323e-05
|  |  |  | c_DK2 | 6352 | 0.00010891 |  |  |  |  | c_DK1_LargeDecentral | 6352 | 7.6322e-05
|  |  |  | c_DK2 | 6353 | 0.00011607 |  |  |  |  | c_DK1_LargeDecentral | 6353 | 8.2488e-05
|  |  |  | c_DK2 | 6354 | 0.00011838 |  |  |  |  | c_DK1_LargeDecentral | 6354 | 8.6821e-05
|  |  |  | c_DK2 | 6355 | 0.00011674 |  |  |  |  | c_DK1_LargeDecentral | 6355 | 9.232e-05
|  |  |  | c_DK2 | 6356 | 0.00011174 |  |  |  |  | c_DK1_LargeDecentral | 6356 | 9.4486e-05
|  |  |  | c_DK2 | 6357 | 0.00010347 |  |  |  |  | c_DK1_LargeDecentral | 6357 | 9.0153e-05
|  |  |  | c_DK2 | 6358 | 9.4375e-05 |  |  |  |  | c_DK1_LargeDecentral | 6358 | 7.0823e-05
|  |  |  | c_DK2 | 6359 | 8.6697e-05 |  |  |  |  | c_DK1_LargeDecentral | 6359 | 4.9493e-05
|  |  |  | c_DK2 | 6360 | 7.6112e-05 |  |  |  |  | c_DK1_LargeDecentral | 6360 | 3.7661e-05
|  |  |  | c_DK2 | 6361 | 7.2385e-05 |  |  |  |  | c_DK1_LargeDecentral | 6361 | 4.1661e-05
|  |  |  | c_DK2 | 6362 | 7.1416e-05 |  |  |  |  | c_DK1_LargeDecentral | 6362 | 4.1994e-05
|  |  |  | c_DK2 | 6363 | 7.2162e-05 |  |  |  |  | c_DK1_LargeDecentral | 6363 | 4.5827e-05
|  |  |  | c_DK2 | 6364 | 7.4845e-05 |  |  |  |  | c_DK1_LargeDecentral | 6364 | 6.7157e-05
|  |  |  | c_DK2 | 6365 | 8.3119e-05 |  |  |  |  | c_DK1_LargeDecentral | 6365 | 0.00011198
|  |  |  | c_DK2 | 6366 | 9.7431e-05 |  |  |  |  | c_DK1_LargeDecentral | 6366 | 0.00013481
|  |  |  | c_DK2 | 6367 | 0.00011204 |  |  |  |  | c_DK1_LargeDecentral | 6367 | 0.00013248
|  |  |  | c_DK2 | 6368 | 0.00012039 |  |  |  |  | c_DK1_LargeDecentral | 6368 | 0.00010932
|  |  |  | c_DK2 | 6369 | 0.00012449 |  |  |  |  | c_DK1_LargeDecentral | 6369 | 0.00010382
|  |  |  | c_DK2 | 6370 | 0.00012807 |  |  |  |  | c_DK1_LargeDecentral | 6370 | 9.6986e-05
|  |  |  | c_DK2 | 6371 | 0.00012919 |  |  |  |  | c_DK1_LargeDecentral | 6371 | 9.232e-05
|  |  |  | c_DK2 | 6372 | 0.00012874 |  |  |  |  | c_DK1_LargeDecentral | 6372 | 8.8987e-05
|  |  |  | c_DK2 | 6373 | 0.00012732 |  |  |  |  | c_DK1_LargeDecentral | 6373 | 7.9488e-05
|  |  |  | c_DK2 | 6374 | 0.00012427 |  |  |  |  | c_DK1_LargeDecentral | 6374 | 7.7322e-05
|  |  |  | c_DK2 | 6375 | 0.00012091 |  |  |  |  | c_DK1_LargeDecentral | 6375 | 7.4489e-05
|  |  |  | c_DK2 | 6376 | 0.00012255 |  |  |  |  | c_DK1_LargeDecentral | 6376 | 7.6155e-05
|  |  |  | c_DK2 | 6377 | 0.00013284 |  |  |  |  | c_DK1_LargeDecentral | 6377 | 8.2655e-05
|  |  |  | c_DK2 | 6378 | 0.0001303 |  |  |  |  | c_DK1_LargeDecentral | 6378 | 8.5487e-05
|  |  |  | c_DK2 | 6379 | 0.0001268 |  |  |  |  | c_DK1_LargeDecentral | 6379 | 9.182e-05
|  |  |  | c_DK2 | 6380 | 0.00012099 |  |  |  |  | c_DK1_LargeDecentral | 6380 | 9.5153e-05
|  |  |  | c_DK2 | 6381 | 0.00011174 |  |  |  |  | c_DK1_LargeDecentral | 6381 | 8.782e-05
|  |  |  | c_DK2 | 6382 | 0.00010257 |  |  |  |  | c_DK1_LargeDecentral | 6382 | 7.0156e-05
|  |  |  | c_DK2 | 6383 | 9.4524e-05 |  |  |  |  | c_DK1_LargeDecentral | 6383 | 4.766e-05
|  |  |  | c_DK2 | 6384 | 8.2672e-05 |  |  |  |  | c_DK1_LargeDecentral | 6384 | 3.7161e-05
|  |  |  | c_DK2 | 6385 | 7.805e-05 |  |  |  |  | c_DK1_LargeDecentral | 6385 | 4.0494e-05
|  |  |  | c_DK2 | 6386 | 7.6858e-05 |  |  |  |  | c_DK1_LargeDecentral | 6386 | 4.0994e-05
|  |  |  | c_DK2 | 6387 | 7.8796e-05 |  |  |  |  | c_DK1_LargeDecentral | 6387 | 4.4493e-05
|  |  |  | c_DK2 | 6388 | 8.1106e-05 |  |  |  |  | c_DK1_LargeDecentral | 6388 | 6.6324e-05
|  |  |  | c_DK2 | 6389 | 8.953e-05 |  |  |  |  | c_DK1_LargeDecentral | 6389 | 0.00011098
|  |  |  | c_DK2 | 6390 | 0.00010645 |  |  |  |  | c_DK1_LargeDecentral | 6390 | 0.00013415
|  |  |  | c_DK2 | 6391 | 0.00011897 |  |  |  |  | c_DK1_LargeDecentral | 6391 | 0.00013165
|  |  |  | c_DK2 | 6392 | 0.0001268 |  |  |  |  | c_DK1_LargeDecentral | 6392 | 0.00011048
|  |  |  | c_DK2 | 6393 | 0.00013097 |  |  |  |  | c_DK1_LargeDecentral | 6393 | 0.00010498
|  |  |  | c_DK2 | 6394 | 0.00013306 |  |  |  |  | c_DK1_LargeDecentral | 6394 | 9.7652e-05
|  |  |  | c_DK2 | 6395 | 0.00013336 |  |  |  |  | c_DK1_LargeDecentral | 6395 | 9.332e-05
|  |  |  | c_DK2 | 6396 | 0.00013239 |  |  |  |  | c_DK1_LargeDecentral | 6396 | 8.9487e-05
|  |  |  | c_DK2 | 6397 | 0.0001312 |  |  |  |  | c_DK1_LargeDecentral | 6397 | 7.9988e-05
|  |  |  | c_DK2 | 6398 | 0.00013015 |  |  |  |  | c_DK1_LargeDecentral | 6398 | 7.6989e-05
|  |  |  | c_DK2 | 6399 | 0.00012837 |  |  |  |  | c_DK1_LargeDecentral | 6399 | 7.3489e-05
|  |  |  | c_DK2 | 6400 | 0.00012673 |  |  |  |  | c_DK1_LargeDecentral | 6400 | 7.5156e-05
|  |  |  | c_DK2 | 6401 | 0.00013135 |  |  |  |  | c_DK1_LargeDecentral | 6401 | 8.1321e-05
|  |  |  | c_DK2 | 6402 | 0.00013023 |  |  |  |  | c_DK1_LargeDecentral | 6402 | 8.4488e-05
|  |  |  | c_DK2 | 6403 | 0.00012963 |  |  |  |  | c_DK1_LargeDecentral | 6403 | 9.0487e-05
|  |  |  | c_DK2 | 6404 | 0.00012345 |  |  |  |  | c_DK1_LargeDecentral | 6404 | 9.282e-05
|  |  |  | c_DK2 | 6405 | 0.00011279 |  |  |  |  | c_DK1_LargeDecentral | 6405 | 8.5987e-05
|  |  |  | c_DK2 | 6406 | 0.00010123 |  |  |  |  | c_DK1_LargeDecentral | 6406 | 6.8157e-05
|  |  |  | c_DK2 | 6407 | 9.2362e-05 |  |  |  |  | c_DK1_LargeDecentral | 6407 | 4.6327e-05
|  |  |  | c_DK2 | 6408 | 8.4163e-05 |  |  |  |  | c_DK1_LargeDecentral | 6408 | 3.6328e-05
|  |  |  | c_DK2 | 6409 | 7.9914e-05 |  |  |  |  | c_DK1_LargeDecentral | 6409 | 3.9994e-05
|  |  |  | c_DK2 | 6410 | 7.8572e-05 |  |  |  |  | c_DK1_LargeDecentral | 6410 | 4.0161e-05
|  |  |  | c_DK2 | 6411 | 8.0659e-05 |  |  |  |  | c_DK1_LargeDecentral | 6411 | 4.3827e-05
|  |  |  | c_DK2 | 6412 | 8.2523e-05 |  |  |  |  | c_DK1_LargeDecentral | 6412 | 6.5157e-05
|  |  |  | c_DK2 | 6413 | 8.9008e-05 |  |  |  |  | c_DK1_LargeDecentral | 6413 | 0.00010915
|  |  |  | c_DK2 | 6414 | 0.00010533 |  |  |  |  | c_DK1_LargeDecentral | 6414 | 0.00013215
|  |  |  | c_DK2 | 6415 | 0.00012076 |  |  |  |  | c_DK1_LargeDecentral | 6415 | 0.00012965
|  |  |  | c_DK2 | 6416 | 0.00012911 |  |  |  |  | c_DK1_LargeDecentral | 6416 | 0.00010898
|  |  |  | c_DK2 | 6417 | 0.00013306 |  |  |  |  | c_DK1_LargeDecentral | 6417 | 0.00010332
|  |  |  | c_DK2 | 6418 | 0.0001344 |  |  |  |  | c_DK1_LargeDecentral | 6418 | 9.6153e-05
|  |  |  | c_DK2 | 6419 | 0.00013314 |  |  |  |  | c_DK1_LargeDecentral | 6419 | 9.182e-05
|  |  |  | c_DK2 | 6420 | 0.00013269 |  |  |  |  | c_DK1_LargeDecentral | 6420 | 8.8154e-05
|  |  |  | c_DK2 | 6421 | 0.00013068 |  |  |  |  | c_DK1_LargeDecentral | 6421 | 7.8822e-05
|  |  |  | c_DK2 | 6422 | 0.00012807 |  |  |  |  | c_DK1_LargeDecentral | 6422 | 7.5822e-05
|  |  |  | c_DK2 | 6423 | 0.0001271 |  |  |  |  | c_DK1_LargeDecentral | 6423 | 7.2656e-05
|  |  |  | c_DK2 | 6424 | 0.00012538 |  |  |  |  | c_DK1_LargeDecentral | 6424 | 7.3989e-05
|  |  |  | c_DK2 | 6425 | 0.00012971 |  |  |  |  | c_DK1_LargeDecentral | 6425 | 8.0155e-05
|  |  |  | c_DK2 | 6426 | 0.00012933 |  |  |  |  | c_DK1_LargeDecentral | 6426 | 8.3321e-05
|  |  |  | c_DK2 | 6427 | 0.00012926 |  |  |  |  | c_DK1_LargeDecentral | 6427 | 8.9154e-05
|  |  |  | c_DK2 | 6428 | 0.00012255 |  |  |  |  | c_DK1_LargeDecentral | 6428 | 9.1487e-05
|  |  |  | c_DK2 | 6429 | 0.00011353 |  |  |  |  | c_DK1_LargeDecentral | 6429 | 8.4654e-05
|  |  |  | c_DK2 | 6430 | 0.00010317 |  |  |  |  | c_DK1_LargeDecentral | 6430 | 6.749e-05
|  |  |  | c_DK2 | 6431 | 9.4524e-05 |  |  |  |  | c_DK1_LargeDecentral | 6431 | 4.5493e-05
|  |  |  | c_DK2 | 6432 | 8.4088e-05 |  |  |  |  | c_DK1_LargeDecentral | 6432 | 3.5661e-05
|  |  |  | c_DK2 | 6433 | 7.9988e-05 |  |  |  |  | c_DK1_LargeDecentral | 6433 | 3.9328e-05
|  |  |  | c_DK2 | 6434 | 7.9094e-05 |  |  |  |  | c_DK1_LargeDecentral | 6434 | 3.9661e-05
|  |  |  | c_DK2 | 6435 | 8.0734e-05 |  |  |  |  | c_DK1_LargeDecentral | 6435 | 4.316e-05
|  |  |  | c_DK2 | 6436 | 8.3119e-05 |  |  |  |  | c_DK1_LargeDecentral | 6436 | 6.4157e-05
|  |  |  | c_DK2 | 6437 | 9.0499e-05 |  |  |  |  | c_DK1_LargeDecentral | 6437 | 0.00010765
|  |  |  | c_DK2 | 6438 | 0.00010585 |  |  |  |  | c_DK1_LargeDecentral | 6438 | 0.00013015
|  |  |  | c_DK2 | 6439 | 0.00012248 |  |  |  |  | c_DK1_LargeDecentral | 6439 | 0.00012781
|  |  |  | c_DK2 | 6440 | 0.00012986 |  |  |  |  | c_DK1_LargeDecentral | 6440 | 0.00010715
|  |  |  | c_DK2 | 6441 | 0.00013261 |  |  |  |  | c_DK1_LargeDecentral | 6441 | 0.00010165
|  |  |  | c_DK2 | 6442 | 0.00013403 |  |  |  |  | c_DK1_LargeDecentral | 6442 | 9.4653e-05
|  |  |  | c_DK2 | 6443 | 0.00013261 |  |  |  |  | c_DK1_LargeDecentral | 6443 | 9.032e-05
|  |  |  | c_DK2 | 6444 | 0.00013224 |  |  |  |  | c_DK1_LargeDecentral | 6444 | 8.6821e-05
|  |  |  | c_DK2 | 6445 | 0.00013217 |  |  |  |  | c_DK1_LargeDecentral | 6445 | 7.7655e-05
|  |  |  | c_DK2 | 6446 | 0.00013023 |  |  |  |  | c_DK1_LargeDecentral | 6446 | 7.4489e-05
|  |  |  | c_DK2 | 6447 | 0.00012725 |  |  |  |  | c_DK1_LargeDecentral | 6447 | 7.1156e-05
|  |  |  | c_DK2 | 6448 | 0.00012687 |  |  |  |  | c_DK1_LargeDecentral | 6448 | 7.2989e-05
|  |  |  | c_DK2 | 6449 | 0.00013522 |  |  |  |  | c_DK1_LargeDecentral | 6449 | 7.8988e-05
|  |  |  | c_DK2 | 6450 | 0.00013448 |  |  |  |  | c_DK1_LargeDecentral | 6450 | 8.1821e-05
|  |  |  | c_DK2 | 6451 | 0.00013254 |  |  |  |  | c_DK1_LargeDecentral | 6451 | 8.7654e-05
|  |  |  | c_DK2 | 6452 | 0.00012546 |  |  |  |  | c_DK1_LargeDecentral | 6452 | 9.0153e-05
|  |  |  | c_DK2 | 6453 | 0.00011607 |  |  |  |  | c_DK1_LargeDecentral | 6453 | 8.3154e-05
|  |  |  | c_DK2 | 6454 | 0.00010556 |  |  |  |  | c_DK1_LargeDecentral | 6454 | 6.599e-05
|  |  |  | c_DK2 | 6455 | 9.6536e-05 |  |  |  |  | c_DK1_LargeDecentral | 6455 | 4.4827e-05
|  |  |  | c_DK2 | 6456 | 8.8486e-05 |  |  |  |  | c_DK1_LargeDecentral | 6456 | 3.4995e-05
|  |  |  | c_DK2 | 6457 | 8.2523e-05 |  |  |  |  | c_DK1_LargeDecentral | 6457 | 3.7661e-05
|  |  |  | c_DK2 | 6458 | 8.1554e-05 |  |  |  |  | c_DK1_LargeDecentral | 6458 | 3.7494e-05
|  |  |  | c_DK2 | 6459 | 8.6324e-05 |  |  |  |  | c_DK1_LargeDecentral | 6459 | 4.0661e-05
|  |  |  | c_DK2 | 6460 | 8.7368e-05 |  |  |  |  | c_DK1_LargeDecentral | 6460 | 5.9825e-05
|  |  |  | c_DK2 | 6461 | 9.3927e-05 |  |  |  |  | c_DK1_LargeDecentral | 6461 | 0.00010165
|  |  |  | c_DK2 | 6462 | 0.00010898 |  |  |  |  | c_DK1_LargeDecentral | 6462 | 0.00012298
|  |  |  | c_DK2 | 6463 | 0.00012382 |  |  |  |  | c_DK1_LargeDecentral | 6463 | 0.00012298
|  |  |  | c_DK2 | 6464 | 0.00013105 |  |  |  |  | c_DK1_LargeDecentral | 6464 | 0.00010365
|  |  |  | c_DK2 | 6465 | 0.0001353 |  |  |  |  | c_DK1_LargeDecentral | 6465 | 9.8486e-05
|  |  |  | c_DK2 | 6466 | 0.00013738 |  |  |  |  | c_DK1_LargeDecentral | 6466 | 9.082e-05
|  |  |  | c_DK2 | 6467 | 0.00013574 |  |  |  |  | c_DK1_LargeDecentral | 6467 | 8.6487e-05
|  |  |  | c_DK2 | 6468 | 0.00013239 |  |  |  |  | c_DK1_LargeDecentral | 6468 | 8.3821e-05
|  |  |  | c_DK2 | 6469 | 0.00013015 |  |  |  |  | c_DK1_LargeDecentral | 6469 | 7.5156e-05
|  |  |  | c_DK2 | 6470 | 0.00012658 |  |  |  |  | c_DK1_LargeDecentral | 6470 | 7.1323e-05
|  |  |  | c_DK2 | 6471 | 0.000123 |  |  |  |  | c_DK1_LargeDecentral | 6471 | 6.799e-05
|  |  |  | c_DK2 | 6472 | 0.00012225 |  |  |  |  | c_DK1_LargeDecentral | 6472 | 6.9323e-05
|  |  |  | c_DK2 | 6473 | 0.00012598 |  |  |  |  | c_DK1_LargeDecentral | 6473 | 7.5989e-05
|  |  |  | c_DK2 | 6474 | 0.00012613 |  |  |  |  | c_DK1_LargeDecentral | 6474 | 7.8988e-05
|  |  |  | c_DK2 | 6475 | 0.00012784 |  |  |  |  | c_DK1_LargeDecentral | 6475 | 8.5321e-05
|  |  |  | c_DK2 | 6476 | 0.00012315 |  |  |  |  | c_DK1_LargeDecentral | 6476 | 8.7154e-05
|  |  |  | c_DK2 | 6477 | 0.00011756 |  |  |  |  | c_DK1_LargeDecentral | 6477 | 8.1155e-05
|  |  |  | c_DK2 | 6478 | 0.0001098 |  |  |  |  | c_DK1_LargeDecentral | 6478 | 6.3824e-05
|  |  |  | c_DK2 | 6479 | 0.00010153 |  |  |  |  | c_DK1_LargeDecentral | 6479 | 4.2994e-05
|  |  |  | c_DK2 | 6480 | 8.6623e-05 |  |  |  |  | c_DK1_LargeDecentral | 6480 | 3.8494e-05
|  |  |  | c_DK2 | 6481 | 8.1926e-05 |  |  |  |  | c_DK1_LargeDecentral | 6481 | 3.8828e-05
|  |  |  | c_DK2 | 6482 | 7.9318e-05 |  |  |  |  | c_DK1_LargeDecentral | 6482 | 3.6161e-05
|  |  |  | c_DK2 | 6483 | 8.0063e-05 |  |  |  |  | c_DK1_LargeDecentral | 6483 | 4.0994e-05
|  |  |  | c_DK2 | 6484 | 7.969e-05 |  |  |  |  | c_DK1_LargeDecentral | 6484 | 6.0491e-05
|  |  |  | c_DK2 | 6485 | 8.215e-05 |  |  |  |  | c_DK1_LargeDecentral | 6485 | 9.6153e-05
|  |  |  | c_DK2 | 6486 | 8.6175e-05 |  |  |  |  | c_DK1_LargeDecentral | 6486 | 0.00012232
|  |  |  | c_DK2 | 6487 | 9.2735e-05 |  |  |  |  | c_DK1_LargeDecentral | 6487 | 0.00012198
|  |  |  | c_DK2 | 6488 | 0.0001019 |  |  |  |  | c_DK1_LargeDecentral | 6488 | 0.00010248
|  |  |  | c_DK2 | 6489 | 0.00010973 |  |  |  |  | c_DK1_LargeDecentral | 6489 | 9.5819e-05
|  |  |  | c_DK2 | 6490 | 0.00011405 |  |  |  |  | c_DK1_LargeDecentral | 6490 | 9.2653e-05
|  |  |  | c_DK2 | 6491 | 0.00011405 |  |  |  |  | c_DK1_LargeDecentral | 6491 | 8.4821e-05
|  |  |  | c_DK2 | 6492 | 0.00011323 |  |  |  |  | c_DK1_LargeDecentral | 6492 | 8.2321e-05
|  |  |  | c_DK2 | 6493 | 0.00011271 |  |  |  |  | c_DK1_LargeDecentral | 6493 | 7.2656e-05
|  |  |  | c_DK2 | 6494 | 0.00011144 |  |  |  |  | c_DK1_LargeDecentral | 6494 | 7.6155e-05
|  |  |  | c_DK2 | 6495 | 0.00011062 |  |  |  |  | c_DK1_LargeDecentral | 6495 | 7.1823e-05
|  |  |  | c_DK2 | 6496 | 0.00011137 |  |  |  |  | c_DK1_LargeDecentral | 6496 | 7.2656e-05
|  |  |  | c_DK2 | 6497 | 0.00011629 |  |  |  |  | c_DK1_LargeDecentral | 6497 | 7.5822e-05
|  |  |  | c_DK2 | 6498 | 0.00011823 |  |  |  |  | c_DK1_LargeDecentral | 6498 | 7.9322e-05
|  |  |  | c_DK2 | 6499 | 0.00011711 |  |  |  |  | c_DK1_LargeDecentral | 6499 | 8.3488e-05
|  |  |  | c_DK2 | 6500 | 0.00011055 |  |  |  |  | c_DK1_LargeDecentral | 6500 | 8.4987e-05
|  |  |  | c_DK2 | 6501 | 0.00010354 |  |  |  |  | c_DK1_LargeDecentral | 6501 | 8.0821e-05
|  |  |  | c_DK2 | 6502 | 9.6686e-05 |  |  |  |  | c_DK1_LargeDecentral | 6502 | 6.3491e-05
|  |  |  | c_DK2 | 6503 | 9.0424e-05 |  |  |  |  | c_DK1_LargeDecentral | 6503 | 4.3327e-05
|  |  |  | c_DK2 | 6504 | 8.789e-05 |  |  |  |  | c_DK1_LargeDecentral | 6504 | 3.7828e-05
|  |  |  | c_DK2 | 6505 | 8.3939e-05 |  |  |  |  | c_DK1_LargeDecentral | 6505 | 4.1994e-05
|  |  |  | c_DK2 | 6506 | 7.9467e-05 |  |  |  |  | c_DK1_LargeDecentral | 6506 | 4.3327e-05
|  |  |  | c_DK2 | 6507 | 7.9392e-05 |  |  |  |  | c_DK1_LargeDecentral | 6507 | 5.2992e-05
|  |  |  | c_DK2 | 6508 | 7.9243e-05 |  |  |  |  | c_DK1_LargeDecentral | 6508 | 7.6655e-05
|  |  |  | c_DK2 | 6509 | 7.9318e-05 |  |  |  |  | c_DK1_LargeDecentral | 6509 | 0.00011348
|  |  |  | c_DK2 | 6510 | 8.3119e-05 |  |  |  |  | c_DK1_LargeDecentral | 6510 | 0.00011932
|  |  |  | c_DK2 | 6511 | 8.9679e-05 |  |  |  |  | c_DK1_LargeDecentral | 6511 | 0.00012182
|  |  |  | c_DK2 | 6512 | 9.8474e-05 |  |  |  |  | c_DK1_LargeDecentral | 6512 | 0.00010015
|  |  |  | c_DK2 | 6513 | 0.00010623 |  |  |  |  | c_DK1_LargeDecentral | 6513 | 9.382e-05
|  |  |  | c_DK2 | 6514 | 0.0001113 |  |  |  |  | c_DK1_LargeDecentral | 6514 | 8.882e-05
|  |  |  | c_DK2 | 6515 | 0.00011308 |  |  |  |  | c_DK1_LargeDecentral | 6515 | 8.4321e-05
|  |  |  | c_DK2 | 6516 | 0.00011346 |  |  |  |  | c_DK1_LargeDecentral | 6516 | 8.2155e-05
|  |  |  | c_DK2 | 6517 | 0.00011279 |  |  |  |  | c_DK1_LargeDecentral | 6517 | 7.4656e-05
|  |  |  | c_DK2 | 6518 | 0.0001113 |  |  |  |  | c_DK1_LargeDecentral | 6518 | 7.2823e-05
|  |  |  | c_DK2 | 6519 | 0.00011018 |  |  |  |  | c_DK1_LargeDecentral | 6519 | 6.999e-05
|  |  |  | c_DK2 | 6520 | 0.00011256 |  |  |  |  | c_DK1_LargeDecentral | 6520 | 7.2989e-05
|  |  |  | c_DK2 | 6521 | 0.00011994 |  |  |  |  | c_DK1_LargeDecentral | 6521 | 7.8822e-05
|  |  |  | c_DK2 | 6522 | 0.00012374 |  |  |  |  | c_DK1_LargeDecentral | 6522 | 8.2988e-05
|  |  |  | c_DK2 | 6523 | 0.00012181 |  |  |  |  | c_DK1_LargeDecentral | 6523 | 8.8154e-05
|  |  |  | c_DK2 | 6524 | 0.00011405 |  |  |  |  | c_DK1_LargeDecentral | 6524 | 9.032e-05
|  |  |  | c_DK2 | 6525 | 0.00010556 |  |  |  |  | c_DK1_LargeDecentral | 6525 | 8.6154e-05
|  |  |  | c_DK2 | 6526 | 9.6536e-05 |  |  |  |  | c_DK1_LargeDecentral | 6526 | 6.749e-05
|  |  |  | c_DK2 | 6527 | 8.8859e-05 |  |  |  |  | c_DK1_LargeDecentral | 6527 | 4.716e-05
|  |  |  | c_DK2 | 6528 | 8.3045e-05 |  |  |  |  | c_DK1_LargeDecentral | 6528 | 4.0494e-05
|  |  |  | c_DK2 | 6529 | 7.9765e-05 |  |  |  |  | c_DK1_LargeDecentral | 6529 | 4.4493e-05
|  |  |  | c_DK2 | 6530 | 7.887e-05 |  |  |  |  | c_DK1_LargeDecentral | 6530 | 4.516e-05
|  |  |  | c_DK2 | 6531 | 8.0883e-05 |  |  |  |  | c_DK1_LargeDecentral | 6531 | 4.9326e-05
|  |  |  | c_DK2 | 6532 | 8.3492e-05 |  |  |  |  | c_DK1_LargeDecentral | 6532 | 7.1823e-05
|  |  |  | c_DK2 | 6533 | 8.9082e-05 |  |  |  |  | c_DK1_LargeDecentral | 6533 | 0.00011865
|  |  |  | c_DK2 | 6534 | 0.00010466 |  |  |  |  | c_DK1_LargeDecentral | 6534 | 0.00014281
|  |  |  | c_DK2 | 6535 | 0.00012188 |  |  |  |  | c_DK1_LargeDecentral | 6535 | 0.00014031
|  |  |  | c_DK2 | 6536 | 0.00013202 |  |  |  |  | c_DK1_LargeDecentral | 6536 | 0.00011665
|  |  |  | c_DK2 | 6537 | 0.00013761 |  |  |  |  | c_DK1_LargeDecentral | 6537 | 0.00011048
|  |  |  | c_DK2 | 6538 | 0.00014096 |  |  |  |  | c_DK1_LargeDecentral | 6538 | 0.00010298
|  |  |  | c_DK2 | 6539 | 0.00014044 |  |  |  |  | c_DK1_LargeDecentral | 6539 | 9.7819e-05
|  |  |  | c_DK2 | 6540 | 0.00013865 |  |  |  |  | c_DK1_LargeDecentral | 6540 | 9.4153e-05
|  |  |  | c_DK2 | 6541 | 0.00013686 |  |  |  |  | c_DK1_LargeDecentral | 6541 | 8.4654e-05
|  |  |  | c_DK2 | 6542 | 0.0001341 |  |  |  |  | c_DK1_LargeDecentral | 6542 | 8.2155e-05
|  |  |  | c_DK2 | 6543 | 0.00012926 |  |  |  |  | c_DK1_LargeDecentral | 6543 | 7.9655e-05
|  |  |  | c_DK2 | 6544 | 0.0001274 |  |  |  |  | c_DK1_LargeDecentral | 6544 | 8.1488e-05
|  |  |  | c_DK2 | 6545 | 0.00013552 |  |  |  |  | c_DK1_LargeDecentral | 6545 | 8.8154e-05
|  |  |  | c_DK2 | 6546 | 0.00013895 |  |  |  |  | c_DK1_LargeDecentral | 6546 | 9.1487e-05
|  |  |  | c_DK2 | 6547 | 0.00013791 |  |  |  |  | c_DK1_LargeDecentral | 6547 | 9.7986e-05
|  |  |  | c_DK2 | 6548 | 0.0001309 |  |  |  |  | c_DK1_LargeDecentral | 6548 | 0.00010132
|  |  |  | c_DK2 | 6549 | 0.00012233 |  |  |  |  | c_DK1_LargeDecentral | 6549 | 9.3653e-05
|  |  |  | c_DK2 | 6550 | 0.00011286 |  |  |  |  | c_DK1_LargeDecentral | 6550 | 7.4656e-05
|  |  |  | c_DK2 | 6551 | 0.00010429 |  |  |  |  | c_DK1_LargeDecentral | 6551 | 5.0992e-05
|  |  |  | c_DK2 | 6552 | 8.8784e-05 |  |  |  |  | c_DK1_LargeDecentral | 6552 | 4.766e-05
|  |  |  | c_DK2 | 6553 | 8.4312e-05 |  |  |  |  | c_DK1_LargeDecentral | 6553 | 5.1826e-05
|  |  |  | c_DK2 | 6554 | 8.2597e-05 |  |  |  |  | c_DK1_LargeDecentral | 6554 | 5.2659e-05
|  |  |  | c_DK2 | 6555 | 8.379e-05 |  |  |  |  | c_DK1_LargeDecentral | 6555 | 5.7658e-05
|  |  |  | c_DK2 | 6556 | 8.5206e-05 |  |  |  |  | c_DK1_LargeDecentral | 6556 | 8.3488e-05
|  |  |  | c_DK2 | 6557 | 9.1766e-05 |  |  |  |  | c_DK1_LargeDecentral | 6557 | 0.00013581
|  |  |  | c_DK2 | 6558 | 0.00010764 |  |  |  |  | c_DK1_LargeDecentral | 6558 | 0.00016448
|  |  |  | c_DK2 | 6559 | 0.00012397 |  |  |  |  | c_DK1_LargeDecentral | 6559 | 0.00016148
|  |  |  | c_DK2 | 6560 | 0.00013142 |  |  |  |  | c_DK1_LargeDecentral | 6560 | 0.00013781
|  |  |  | c_DK2 | 6561 | 0.00013507 |  |  |  |  | c_DK1_LargeDecentral | 6561 | 0.00013015
|  |  |  | c_DK2 | 6562 | 0.00013589 |  |  |  |  | c_DK1_LargeDecentral | 6562 | 0.00012082
|  |  |  | c_DK2 | 6563 | 0.00013634 |  |  |  |  | c_DK1_LargeDecentral | 6563 | 0.00011465
|  |  |  | c_DK2 | 6564 | 0.00013515 |  |  |  |  | c_DK1_LargeDecentral | 6564 | 0.00010982
|  |  |  | c_DK2 | 6565 | 0.00013276 |  |  |  |  | c_DK1_LargeDecentral | 6565 | 9.9819e-05
|  |  |  | c_DK2 | 6566 | 0.00013269 |  |  |  |  | c_DK1_LargeDecentral | 6566 | 9.6153e-05
|  |  |  | c_DK2 | 6567 | 0.00013105 |  |  |  |  | c_DK1_LargeDecentral | 6567 | 9.2986e-05
|  |  |  | c_DK2 | 6568 | 0.00013105 |  |  |  |  | c_DK1_LargeDecentral | 6568 | 9.4986e-05
|  |  |  | c_DK2 | 6569 | 0.0001385 |  |  |  |  | c_DK1_LargeDecentral | 6569 | 0.00010215
|  |  |  | c_DK2 | 6570 | 0.00013843 |  |  |  |  | c_DK1_LargeDecentral | 6570 | 0.00010632
|  |  |  | c_DK2 | 6571 | 0.0001356 |  |  |  |  | c_DK1_LargeDecentral | 6571 | 0.00011365
|  |  |  | c_DK2 | 6572 | 0.00012919 |  |  |  |  | c_DK1_LargeDecentral | 6572 | 0.00011565
|  |  |  | c_DK2 | 6573 | 0.00012084 |  |  |  |  | c_DK1_LargeDecentral | 6573 | 0.00010748
|  |  |  | c_DK2 | 6574 | 0.0001104 |  |  |  |  | c_DK1_LargeDecentral | 6574 | 8.4987e-05
|  |  |  | c_DK2 | 6575 | 0.00010086 |  |  |  |  | c_DK1_LargeDecentral | 6575 | 5.8158e-05
|  |  |  | c_DK2 | 6576 | 9.0797e-05 |  |  |  |  | c_DK1_LargeDecentral | 6576 | 5.3659e-05
|  |  |  | c_DK2 | 6577 | 8.625e-05 |  |  |  |  | c_DK1_LargeDecentral | 6577 | 5.8491e-05
|  |  |  | c_DK2 | 6578 | 8.5653e-05 |  |  |  |  | c_DK1_LargeDecentral | 6578 | 5.8991e-05
|  |  |  | c_DK2 | 6579 | 8.7517e-05 |  |  |  |  | c_DK1_LargeDecentral | 6579 | 6.4657e-05
|  |  |  | c_DK2 | 6580 | 8.9381e-05 |  |  |  |  | c_DK1_LargeDecentral | 6580 | 9.032e-05
|  |  |  | c_DK2 | 6581 | 9.512e-05 |  |  |  |  | c_DK1_LargeDecentral | 6581 | 0.00014181
|  |  |  | c_DK2 | 6582 | 0.00011122 |  |  |  |  | c_DK1_LargeDecentral | 6582 | 0.00016881
|  |  |  | c_DK2 | 6583 | 0.00012628 |  |  |  |  | c_DK1_LargeDecentral | 6583 | 0.00016614
|  |  |  | c_DK2 | 6584 | 0.00013194 |  |  |  |  | c_DK1_LargeDecentral | 6584 | 0.00014548
|  |  |  | c_DK2 | 6585 | 0.00013373 |  |  |  |  | c_DK1_LargeDecentral | 6585 | 0.00013715
|  |  |  | c_DK2 | 6586 | 0.00013433 |  |  |  |  | c_DK1_LargeDecentral | 6586 | 0.00012831
|  |  |  | c_DK2 | 6587 | 0.00013329 |  |  |  |  | c_DK1_LargeDecentral | 6587 | 0.00012248
|  |  |  | c_DK2 | 6588 | 0.00013239 |  |  |  |  | c_DK1_LargeDecentral | 6588 | 0.00011815
|  |  |  | c_DK2 | 6589 | 0.0001309 |  |  |  |  | c_DK1_LargeDecentral | 6589 | 0.00010848
|  |  |  | c_DK2 | 6590 | 0.00012762 |  |  |  |  | c_DK1_LargeDecentral | 6590 | 0.00010615
|  |  |  | c_DK2 | 6591 | 0.00012546 |  |  |  |  | c_DK1_LargeDecentral | 6591 | 0.00010348
|  |  |  | c_DK2 | 6592 | 0.00012561 |  |  |  |  | c_DK1_LargeDecentral | 6592 | 0.00010648
|  |  |  | c_DK2 | 6593 | 0.00013671 |  |  |  |  | c_DK1_LargeDecentral | 6593 | 0.00011382
|  |  |  | c_DK2 | 6594 | 0.00014096 |  |  |  |  | c_DK1_LargeDecentral | 6594 | 0.00011698
|  |  |  | c_DK2 | 6595 | 0.00014059 |  |  |  |  | c_DK1_LargeDecentral | 6595 | 0.00012248
|  |  |  | c_DK2 | 6596 | 0.0001309 |  |  |  |  | c_DK1_LargeDecentral | 6596 | 0.00012382
|  |  |  | c_DK2 | 6597 | 0.00012277 |  |  |  |  | c_DK1_LargeDecentral | 6597 | 0.00011348
|  |  |  | c_DK2 | 6598 | 0.00011286 |  |  |  |  | c_DK1_LargeDecentral | 6598 | 9.032e-05
|  |  |  | c_DK2 | 6599 | 0.00010354 |  |  |  |  | c_DK1_LargeDecentral | 6599 | 6.4491e-05
|  |  |  | c_DK2 | 6600 | 8.9828e-05 |  |  |  |  | c_DK1_LargeDecentral | 6600 | 5.8825e-05
|  |  |  | c_DK2 | 6601 | 8.3864e-05 |  |  |  |  | c_DK1_LargeDecentral | 6601 | 6.4324e-05
|  |  |  | c_DK2 | 6602 | 8.1777e-05 |  |  |  |  | c_DK1_LargeDecentral | 6602 | 6.4657e-05
|  |  |  | c_DK2 | 6603 | 8.2821e-05 |  |  |  |  | c_DK1_LargeDecentral | 6603 | 7.099e-05
|  |  |  | c_DK2 | 6604 | 8.5281e-05 |  |  |  |  | c_DK1_LargeDecentral | 6604 | 9.7152e-05
|  |  |  | c_DK2 | 6605 | 9.2362e-05 |  |  |  |  | c_DK1_LargeDecentral | 6605 | 0.00014931
|  |  |  | c_DK2 | 6606 | 0.00010831 |  |  |  |  | c_DK1_LargeDecentral | 6606 | 0.00017631
|  |  |  | c_DK2 | 6607 | 0.00012315 |  |  |  |  | c_DK1_LargeDecentral | 6607 | 0.00017381
|  |  |  | c_DK2 | 6608 | 0.00013045 |  |  |  |  | c_DK1_LargeDecentral | 6608 | 0.00015398
|  |  |  | c_DK2 | 6609 | 0.00013463 |  |  |  |  | c_DK1_LargeDecentral | 6609 | 0.00014531
|  |  |  | c_DK2 | 6610 | 0.00013724 |  |  |  |  | c_DK1_LargeDecentral | 6610 | 0.00013615
|  |  |  | c_DK2 | 6611 | 0.00013776 |  |  |  |  | c_DK1_LargeDecentral | 6611 | 0.00013048
|  |  |  | c_DK2 | 6612 | 0.00013619 |  |  |  |  | c_DK1_LargeDecentral | 6612 | 0.00012631
|  |  |  | c_DK2 | 6613 | 0.00012941 |  |  |  |  | c_DK1_LargeDecentral | 6613 | 0.00011682
|  |  |  | c_DK2 | 6614 | 0.00012665 |  |  |  |  | c_DK1_LargeDecentral | 6614 | 0.00011498
|  |  |  | c_DK2 | 6615 | 0.00012479 |  |  |  |  | c_DK1_LargeDecentral | 6615 | 0.00011265
|  |  |  | c_DK2 | 6616 | 0.00012449 |  |  |  |  | c_DK1_LargeDecentral | 6616 | 0.00011582
|  |  |  | c_DK2 | 6617 | 0.0001312 |  |  |  |  | c_DK1_LargeDecentral | 6617 | 0.00012382
|  |  |  | c_DK2 | 6618 | 0.00013455 |  |  |  |  | c_DK1_LargeDecentral | 6618 | 0.00012631
|  |  |  | c_DK2 | 6619 | 0.00013545 |  |  |  |  | c_DK1_LargeDecentral | 6619 | 0.00013098
|  |  |  | c_DK2 | 6620 | 0.00012449 |  |  |  |  | c_DK1_LargeDecentral | 6620 | 0.00013215
|  |  |  | c_DK2 | 6621 | 0.00011398 |  |  |  |  | c_DK1_LargeDecentral | 6621 | 0.00012048
|  |  |  | c_DK2 | 6622 | 0.00010347 |  |  |  |  | c_DK1_LargeDecentral | 6622 | 9.5819e-05
|  |  |  | c_DK2 | 6623 | 9.4598e-05 |  |  |  |  | c_DK1_LargeDecentral | 6623 | 6.999e-05
|  |  |  | c_DK2 | 6624 | 8.9381e-05 |  |  |  |  | c_DK1_LargeDecentral | 6624 | 6.0991e-05
|  |  |  | c_DK2 | 6625 | 8.3492e-05 |  |  |  |  | c_DK1_LargeDecentral | 6625 | 6.5824e-05
|  |  |  | c_DK2 | 6626 | 8.0659e-05 |  |  |  |  | c_DK1_LargeDecentral | 6626 | 6.5824e-05
|  |  |  | c_DK2 | 6627 | 8.1032e-05 |  |  |  |  | c_DK1_LargeDecentral | 6627 | 7.1489e-05
|  |  |  | c_DK2 | 6628 | 8.3492e-05 |  |  |  |  | c_DK1_LargeDecentral | 6628 | 9.6819e-05
|  |  |  | c_DK2 | 6629 | 9.2139e-05 |  |  |  |  | c_DK1_LargeDecentral | 6629 | 0.00014881
|  |  |  | c_DK2 | 6630 | 0.00010936 |  |  |  |  | c_DK1_LargeDecentral | 6630 | 0.00017697
|  |  |  | c_DK2 | 6631 | 0.00012822 |  |  |  |  | c_DK1_LargeDecentral | 6631 | 0.00017681
|  |  |  | c_DK2 | 6632 | 0.0001356 |  |  |  |  | c_DK1_LargeDecentral | 6632 | 0.00015814
|  |  |  | c_DK2 | 6633 | 0.00013791 |  |  |  |  | c_DK1_LargeDecentral | 6633 | 0.00014898
|  |  |  | c_DK2 | 6634 | 0.0001388 |  |  |  |  | c_DK1_LargeDecentral | 6634 | 0.00013915
|  |  |  | c_DK2 | 6635 | 0.00013843 |  |  |  |  | c_DK1_LargeDecentral | 6635 | 0.00013281
|  |  |  | c_DK2 | 6636 | 0.00013656 |  |  |  |  | c_DK1_LargeDecentral | 6636 | 0.00012898
|  |  |  | c_DK2 | 6637 | 0.00013463 |  |  |  |  | c_DK1_LargeDecentral | 6637 | 0.00011982
|  |  |  | c_DK2 | 6638 | 0.00013075 |  |  |  |  | c_DK1_LargeDecentral | 6638 | 0.00011748
|  |  |  | c_DK2 | 6639 | 0.00012725 |  |  |  |  | c_DK1_LargeDecentral | 6639 | 0.00011532
|  |  |  | c_DK2 | 6640 | 0.00012628 |  |  |  |  | c_DK1_LargeDecentral | 6640 | 0.00011848
|  |  |  | c_DK2 | 6641 | 0.00013291 |  |  |  |  | c_DK1_LargeDecentral | 6641 | 0.00012715
|  |  |  | c_DK2 | 6642 | 0.00013746 |  |  |  |  | c_DK1_LargeDecentral | 6642 | 0.00013048
|  |  |  | c_DK2 | 6643 | 0.00013433 |  |  |  |  | c_DK1_LargeDecentral | 6643 | 0.00013548
|  |  |  | c_DK2 | 6644 | 0.00012479 |  |  |  |  | c_DK1_LargeDecentral | 6644 | 0.00013581
|  |  |  | c_DK2 | 6645 | 0.00011577 |  |  |  |  | c_DK1_LargeDecentral | 6645 | 0.00012448
|  |  |  | c_DK2 | 6646 | 0.00010749 |  |  |  |  | c_DK1_LargeDecentral | 6646 | 9.8152e-05
|  |  |  | c_DK2 | 6647 | 9.9742e-05 |  |  |  |  | c_DK1_LargeDecentral | 6647 | 7.1823e-05
|  |  |  | c_DK2 | 6648 | 9.3257e-05 |  |  |  |  | c_DK1_LargeDecentral | 6648 | 6.799e-05
|  |  |  | c_DK2 | 6649 | 8.6921e-05 |  |  |  |  | c_DK1_LargeDecentral | 6649 | 7.1489e-05
|  |  |  | c_DK2 | 6650 | 8.4014e-05 |  |  |  |  | c_DK1_LargeDecentral | 6650 | 6.8157e-05
|  |  |  | c_DK2 | 6651 | 8.461e-05 |  |  |  |  | c_DK1_LargeDecentral | 6651 | 7.7155e-05
|  |  |  | c_DK2 | 6652 | 8.4014e-05 |  |  |  |  | c_DK1_LargeDecentral | 6652 | 0.00010382
|  |  |  | c_DK2 | 6653 | 8.6026e-05 |  |  |  |  | c_DK1_LargeDecentral | 6653 | 0.00015264
|  |  |  | c_DK2 | 6654 | 9.0946e-05 |  |  |  |  | c_DK1_LargeDecentral | 6654 | 0.00018581
|  |  |  | c_DK2 | 6655 | 0.00010041 |  |  |  |  | c_DK1_LargeDecentral | 6655 | 0.00018364
|  |  |  | c_DK2 | 6656 | 0.0001107 |  |  |  |  | c_DK1_LargeDecentral | 6656 | 0.00016331
|  |  |  | c_DK2 | 6657 | 0.0001186 |  |  |  |  | c_DK1_LargeDecentral | 6657 | 0.00015298
|  |  |  | c_DK2 | 6658 | 0.000123 |  |  |  |  | c_DK1_LargeDecentral | 6658 | 0.00014631
|  |  |  | c_DK2 | 6659 | 0.00012359 |  |  |  |  | c_DK1_LargeDecentral | 6659 | 0.00013731
|  |  |  | c_DK2 | 6660 | 0.00012069 |  |  |  |  | c_DK1_LargeDecentral | 6660 | 0.00013365
|  |  |  | c_DK2 | 6661 | 0.00011875 |  |  |  |  | c_DK1_LargeDecentral | 6661 | 0.00012198
|  |  |  | c_DK2 | 6662 | 0.00011711 |  |  |  |  | c_DK1_LargeDecentral | 6662 | 0.00012581
|  |  |  | c_DK2 | 6663 | 0.0001148 |  |  |  |  | c_DK1_LargeDecentral | 6663 | 0.00012365
|  |  |  | c_DK2 | 6664 | 0.00011674 |  |  |  |  | c_DK1_LargeDecentral | 6664 | 0.00012798
|  |  |  | c_DK2 | 6665 | 0.00012292 |  |  |  |  | c_DK1_LargeDecentral | 6665 | 0.00013381
|  |  |  | c_DK2 | 6666 | 0.0001268 |  |  |  |  | c_DK1_LargeDecentral | 6666 | 0.00013815
|  |  |  | c_DK2 | 6667 | 0.00012195 |  |  |  |  | c_DK1_LargeDecentral | 6667 | 0.00013998
|  |  |  | c_DK2 | 6668 | 0.0001148 |  |  |  |  | c_DK1_LargeDecentral | 6668 | 0.00014065
|  |  |  | c_DK2 | 6669 | 0.00010861 |  |  |  |  | c_DK1_LargeDecentral | 6669 | 0.00013031
|  |  |  | c_DK2 | 6670 | 0.0001022 |  |  |  |  | c_DK1_LargeDecentral | 6670 | 0.00010448
|  |  |  | c_DK2 | 6671 | 9.5642e-05 |  |  |  |  | c_DK1_LargeDecentral | 6671 | 7.6489e-05
|  |  |  | c_DK2 | 6672 | 8.9902e-05 |  |  |  |  | c_DK1_LargeDecentral | 6672 | 7.4322e-05
|  |  |  | c_DK2 | 6673 | 8.5653e-05 |  |  |  |  | c_DK1_LargeDecentral | 6673 | 8.3154e-05
|  |  |  | c_DK2 | 6674 | 8.3641e-05 |  |  |  |  | c_DK1_LargeDecentral | 6674 | 8.1655e-05
|  |  |  | c_DK2 | 6675 | 8.3417e-05 |  |  |  |  | c_DK1_LargeDecentral | 6675 | 9.5153e-05
|  |  |  | c_DK2 | 6676 | 8.3939e-05 |  |  |  |  | c_DK1_LargeDecentral | 6676 | 0.00012615
|  |  |  | c_DK2 | 6677 | 8.5579e-05 |  |  |  |  | c_DK1_LargeDecentral | 6677 | 0.00017881
|  |  |  | c_DK2 | 6678 | 8.9977e-05 |  |  |  |  | c_DK1_LargeDecentral | 6678 | 0.00018664
|  |  |  | c_DK2 | 6679 | 9.6909e-05 |  |  |  |  | c_DK1_LargeDecentral | 6679 | 0.00018497
|  |  |  | c_DK2 | 6680 | 0.00010705 |  |  |  |  | c_DK1_LargeDecentral | 6680 | 0.00016281
|  |  |  | c_DK2 | 6681 | 0.00011532 |  |  |  |  | c_DK1_LargeDecentral | 6681 | 0.00015498
|  |  |  | c_DK2 | 6682 | 0.0001183 |  |  |  |  | c_DK1_LargeDecentral | 6682 | 0.00014681
|  |  |  | c_DK2 | 6683 | 0.0001186 |  |  |  |  | c_DK1_LargeDecentral | 6683 | 0.00014165
|  |  |  | c_DK2 | 6684 | 0.00011629 |  |  |  |  | c_DK1_LargeDecentral | 6684 | 0.00013831
|  |  |  | c_DK2 | 6685 | 0.00011554 |  |  |  |  | c_DK1_LargeDecentral | 6685 | 0.00013031
|  |  |  | c_DK2 | 6686 | 0.00011405 |  |  |  |  | c_DK1_LargeDecentral | 6686 | 0.00013065
|  |  |  | c_DK2 | 6687 | 0.00011264 |  |  |  |  | c_DK1_LargeDecentral | 6687 | 0.00012865
|  |  |  | c_DK2 | 6688 | 0.00011569 |  |  |  |  | c_DK1_LargeDecentral | 6688 | 0.00013531
|  |  |  | c_DK2 | 6689 | 0.00012441 |  |  |  |  | c_DK1_LargeDecentral | 6689 | 0.00014481
|  |  |  | c_DK2 | 6690 | 0.00012971 |  |  |  |  | c_DK1_LargeDecentral | 6690 | 0.00014881
|  |  |  | c_DK2 | 6691 | 0.00012807 |  |  |  |  | c_DK1_LargeDecentral | 6691 | 0.00015214
|  |  |  | c_DK2 | 6692 | 0.00011979 |  |  |  |  | c_DK1_LargeDecentral | 6692 | 0.00015348
|  |  |  | c_DK2 | 6693 | 0.00011085 |  |  |  |  | c_DK1_LargeDecentral | 6693 | 0.00014265
|  |  |  | c_DK2 | 6694 | 0.00010153 |  |  |  |  | c_DK1_LargeDecentral | 6694 | 0.00011515
|  |  |  | c_DK2 | 6695 | 9.3778e-05 |  |  |  |  | c_DK1_LargeDecentral | 6695 | 8.7154e-05
|  |  |  | c_DK2 | 6696 | 8.7666e-05 |  |  |  |  | c_DK1_LargeDecentral | 6696 | 7.6822e-05
|  |  |  | c_DK2 | 6697 | 8.3641e-05 |  |  |  |  | c_DK1_LargeDecentral | 6697 | 8.3488e-05
|  |  |  | c_DK2 | 6698 | 8.3864e-05 |  |  |  |  | c_DK1_LargeDecentral | 6698 | 8.4321e-05
|  |  |  | c_DK2 | 6699 | 8.5877e-05 |  |  |  |  | c_DK1_LargeDecentral | 6699 | 9.182e-05
|  |  |  | c_DK2 | 6700 | 8.9008e-05 |  |  |  |  | c_DK1_LargeDecentral | 6700 | 0.00011982
|  |  |  | c_DK2 | 6701 | 9.7505e-05 |  |  |  |  | c_DK1_LargeDecentral | 6701 | 0.00017881
|  |  |  | c_DK2 | 6702 | 0.00011525 |  |  |  |  | c_DK1_LargeDecentral | 6702 | 0.00020797
|  |  |  | c_DK2 | 6703 | 0.00013269 |  |  |  |  | c_DK1_LargeDecentral | 6703 | 0.00020514
|  |  |  | c_DK2 | 6704 | 0.00013999 |  |  |  |  | c_DK1_LargeDecentral | 6704 | 0.00018314
|  |  |  | c_DK2 | 6705 | 0.00014201 |  |  |  |  | c_DK1_LargeDecentral | 6705 | 0.00017447
|  |  |  | c_DK2 | 6706 | 0.00014141 |  |  |  |  | c_DK1_LargeDecentral | 6706 | 0.00016514
|  |  |  | c_DK2 | 6707 | 0.00013932 |  |  |  |  | c_DK1_LargeDecentral | 6707 | 0.00015781
|  |  |  | c_DK2 | 6708 | 0.00013701 |  |  |  |  | c_DK1_LargeDecentral | 6708 | 0.00015381
|  |  |  | c_DK2 | 6709 | 0.00013515 |  |  |  |  | c_DK1_LargeDecentral | 6709 | 0.00014398
|  |  |  | c_DK2 | 6710 | 0.00013321 |  |  |  |  | c_DK1_LargeDecentral | 6710 | 0.00014331
|  |  |  | c_DK2 | 6711 | 0.00012919 |  |  |  |  | c_DK1_LargeDecentral | 6711 | 0.00014165
|  |  |  | c_DK2 | 6712 | 0.00012844 |  |  |  |  | c_DK1_LargeDecentral | 6712 | 0.00014715
|  |  |  | c_DK2 | 6713 | 0.00013679 |  |  |  |  | c_DK1_LargeDecentral | 6713 | 0.00015548
|  |  |  | c_DK2 | 6714 | 0.00014283 |  |  |  |  | c_DK1_LargeDecentral | 6714 | 0.00015848
|  |  |  | c_DK2 | 6715 | 0.00013843 |  |  |  |  | c_DK1_LargeDecentral | 6715 | 0.00016214
|  |  |  | c_DK2 | 6716 | 0.00012784 |  |  |  |  | c_DK1_LargeDecentral | 6716 | 0.00016214
|  |  |  | c_DK2 | 6717 | 0.00011726 |  |  |  |  | c_DK1_LargeDecentral | 6717 | 0.00014764
|  |  |  | c_DK2 | 6718 | 0.00010615 |  |  |  |  | c_DK1_LargeDecentral | 6718 | 0.00011898
|  |  |  | c_DK2 | 6719 | 9.676e-05 |  |  |  |  | c_DK1_LargeDecentral | 6719 | 8.9653e-05
|  |  |  | c_DK2 | 6720 | 8.9679e-05 |  |  |  |  | c_DK1_LargeDecentral | 6720 | 6.2991e-05
|  |  |  | c_DK2 | 6721 | 8.625e-05 |  |  |  |  | c_DK1_LargeDecentral | 6721 | 6.8823e-05
|  |  |  | c_DK2 | 6722 | 8.4759e-05 |  |  |  |  | c_DK1_LargeDecentral | 6722 | 6.899e-05
|  |  |  | c_DK2 | 6723 | 8.6175e-05 |  |  |  |  | c_DK1_LargeDecentral | 6723 | 7.5489e-05
|  |  |  | c_DK2 | 6724 | 8.9082e-05 |  |  |  |  | c_DK1_LargeDecentral | 6724 | 0.00010265
|  |  |  | c_DK2 | 6725 | 9.7133e-05 |  |  |  |  | c_DK1_LargeDecentral | 6725 | 0.00015648
|  |  |  | c_DK2 | 6726 | 0.00011428 |  |  |  |  | c_DK1_LargeDecentral | 6726 | 0.00018414
|  |  |  | c_DK2 | 6727 | 0.00012993 |  |  |  |  | c_DK1_LargeDecentral | 6727 | 0.00018164
|  |  |  | c_DK2 | 6728 | 0.00013873 |  |  |  |  | c_DK1_LargeDecentral | 6728 | 0.00016181
|  |  |  | c_DK2 | 6729 | 0.00014029 |  |  |  |  | c_DK1_LargeDecentral | 6729 | 0.00015281
|  |  |  | c_DK2 | 6730 | 0.00014223 |  |  |  |  | c_DK1_LargeDecentral | 6730 | 0.00014348
|  |  |  | c_DK2 | 6731 | 0.00014156 |  |  |  |  | c_DK1_LargeDecentral | 6731 | 0.00013731
|  |  |  | c_DK2 | 6732 | 0.00014059 |  |  |  |  | c_DK1_LargeDecentral | 6732 | 0.00013298
|  |  |  | c_DK2 | 6733 | 0.00014081 |  |  |  |  | c_DK1_LargeDecentral | 6733 | 0.00012348
|  |  |  | c_DK2 | 6734 | 0.00013716 |  |  |  |  | c_DK1_LargeDecentral | 6734 | 0.00012182
|  |  |  | c_DK2 | 6735 | 0.00013157 |  |  |  |  | c_DK1_LargeDecentral | 6735 | 0.00011965
|  |  |  | c_DK2 | 6736 | 0.00013112 |  |  |  |  | c_DK1_LargeDecentral | 6736 | 0.00012332
|  |  |  | c_DK2 | 6737 | 0.00013902 |  |  |  |  | c_DK1_LargeDecentral | 6737 | 0.00013131
|  |  |  | c_DK2 | 6738 | 0.00014029 |  |  |  |  | c_DK1_LargeDecentral | 6738 | 0.00013398
|  |  |  | c_DK2 | 6739 | 0.00013694 |  |  |  |  | c_DK1_LargeDecentral | 6739 | 0.00013848
|  |  |  | c_DK2 | 6740 | 0.00012725 |  |  |  |  | c_DK1_LargeDecentral | 6740 | 0.00013931
|  |  |  | c_DK2 | 6741 | 0.00011726 |  |  |  |  | c_DK1_LargeDecentral | 6741 | 0.00012681
|  |  |  | c_DK2 | 6742 | 0.00010593 |  |  |  |  | c_DK1_LargeDecentral | 6742 | 0.00010082
|  |  |  | c_DK2 | 6743 | 9.6835e-05 |  |  |  |  | c_DK1_LargeDecentral | 6743 | 7.4322e-05
|  |  |  | c_DK2 | 6744 | 8.8784e-05 |  |  |  |  | c_DK1_LargeDecentral | 6744 | 5.4159e-05
|  |  |  | c_DK2 | 6745 | 8.3566e-05 |  |  |  |  | c_DK1_LargeDecentral | 6745 | 5.9325e-05
|  |  |  | c_DK2 | 6746 | 8.2821e-05 |  |  |  |  | c_DK1_LargeDecentral | 6746 | 5.9825e-05
|  |  |  | c_DK2 | 6747 | 8.625e-05 |  |  |  |  | c_DK1_LargeDecentral | 6747 | 6.549e-05
|  |  |  | c_DK2 | 6748 | 8.8039e-05 |  |  |  |  | c_DK1_LargeDecentral | 6748 | 9.1487e-05
|  |  |  | c_DK2 | 6749 | 9.4747e-05 |  |  |  |  | c_DK1_LargeDecentral | 6749 | 0.00014298
|  |  |  | c_DK2 | 6750 | 0.00011025 |  |  |  |  | c_DK1_LargeDecentral | 6750 | 0.00017014
|  |  |  | c_DK2 | 6751 | 0.00012762 |  |  |  |  | c_DK1_LargeDecentral | 6751 | 0.00016748
|  |  |  | c_DK2 | 6752 | 0.00013194 |  |  |  |  | c_DK1_LargeDecentral | 6752 | 0.00014665
|  |  |  | c_DK2 | 6753 | 0.00013507 |  |  |  |  | c_DK1_LargeDecentral | 6753 | 0.00013831
|  |  |  | c_DK2 | 6754 | 0.0001356 |  |  |  |  | c_DK1_LargeDecentral | 6754 | 0.00012948
|  |  |  | c_DK2 | 6755 | 0.00013433 |  |  |  |  | c_DK1_LargeDecentral | 6755 | 0.00012348
|  |  |  | c_DK2 | 6756 | 0.00013202 |  |  |  |  | c_DK1_LargeDecentral | 6756 | 0.00011948
|  |  |  | c_DK2 | 6757 | 0.0001312 |  |  |  |  | c_DK1_LargeDecentral | 6757 | 0.00010965
|  |  |  | c_DK2 | 6758 | 0.00013075 |  |  |  |  | c_DK1_LargeDecentral | 6758 | 0.00010732
|  |  |  | c_DK2 | 6759 | 0.00012807 |  |  |  |  | c_DK1_LargeDecentral | 6759 | 0.00010465
|  |  |  | c_DK2 | 6760 | 0.00013001 |  |  |  |  | c_DK1_LargeDecentral | 6760 | 0.00010748
|  |  |  | c_DK2 | 6761 | 0.00013768 |  |  |  |  | c_DK1_LargeDecentral | 6761 | 0.00011515
|  |  |  | c_DK2 | 6762 | 0.00014171 |  |  |  |  | c_DK1_LargeDecentral | 6762 | 0.00011832
|  |  |  | c_DK2 | 6763 | 0.00013619 |  |  |  |  | c_DK1_LargeDecentral | 6763 | 0.00012382
|  |  |  | c_DK2 | 6764 | 0.00012695 |  |  |  |  | c_DK1_LargeDecentral | 6764 | 0.00012515
|  |  |  | c_DK2 | 6765 | 0.00011771 |  |  |  |  | c_DK1_LargeDecentral | 6765 | 0.00011465
|  |  |  | c_DK2 | 6766 | 0.00010682 |  |  |  |  | c_DK1_LargeDecentral | 6766 | 9.0987e-05
|  |  |  | c_DK2 | 6767 | 9.758e-05 |  |  |  |  | c_DK1_LargeDecentral | 6767 | 6.5157e-05
|  |  |  | c_DK2 | 6768 | 8.9679e-05 |  |  |  |  | c_DK1_LargeDecentral | 6768 | 5.0326e-05
|  |  |  | c_DK2 | 6769 | 8.3492e-05 |  |  |  |  | c_DK1_LargeDecentral | 6769 | 5.4825e-05
|  |  |  | c_DK2 | 6770 | 8.0659e-05 |  |  |  |  | c_DK1_LargeDecentral | 6770 | 5.5492e-05
|  |  |  | c_DK2 | 6771 | 8.133e-05 |  |  |  |  | c_DK1_LargeDecentral | 6771 | 6.0824e-05
|  |  |  | c_DK2 | 6772 | 8.4014e-05 |  |  |  |  | c_DK1_LargeDecentral | 6772 | 8.6821e-05
|  |  |  | c_DK2 | 6773 | 9.184e-05 |  |  |  |  | c_DK1_LargeDecentral | 6773 | 0.00013931
|  |  |  | c_DK2 | 6774 | 0.00010891 |  |  |  |  | c_DK1_LargeDecentral | 6774 | 0.00016814
|  |  |  | c_DK2 | 6775 | 0.00012792 |  |  |  |  | c_DK1_LargeDecentral | 6775 | 0.00016514
|  |  |  | c_DK2 | 6776 | 0.00013746 |  |  |  |  | c_DK1_LargeDecentral | 6776 | 0.00014198
|  |  |  | c_DK2 | 6777 | 0.00013619 |  |  |  |  | c_DK1_LargeDecentral | 6777 | 0.00013398
|  |  |  | c_DK2 | 6778 | 0.00013724 |  |  |  |  | c_DK1_LargeDecentral | 6778 | 0.00012465
|  |  |  | c_DK2 | 6779 | 0.00013537 |  |  |  |  | c_DK1_LargeDecentral | 6779 | 0.00011865
|  |  |  | c_DK2 | 6780 | 0.00013388 |  |  |  |  | c_DK1_LargeDecentral | 6780 | 0.00011382
|  |  |  | c_DK2 | 6781 | 0.00013276 |  |  |  |  | c_DK1_LargeDecentral | 6781 | 0.00010398
|  |  |  | c_DK2 | 6782 | 0.00013165 |  |  |  |  | c_DK1_LargeDecentral | 6782 | 0.00010065
|  |  |  | c_DK2 | 6783 | 0.00012881 |  |  |  |  | c_DK1_LargeDecentral | 6783 | 9.7652e-05
|  |  |  | c_DK2 | 6784 | 0.0001309 |  |  |  |  | c_DK1_LargeDecentral | 6784 | 9.9985e-05
|  |  |  | c_DK2 | 6785 | 0.00013828 |  |  |  |  | c_DK1_LargeDecentral | 6785 | 0.00010732
|  |  |  | c_DK2 | 6786 | 0.00014134 |  |  |  |  | c_DK1_LargeDecentral | 6786 | 0.00011098
|  |  |  | c_DK2 | 6787 | 0.00013649 |  |  |  |  | c_DK1_LargeDecentral | 6787 | 0.00011798
|  |  |  | c_DK2 | 6788 | 0.00012829 |  |  |  |  | c_DK1_LargeDecentral | 6788 | 0.00011982
|  |  |  | c_DK2 | 6789 | 0.00011949 |  |  |  |  | c_DK1_LargeDecentral | 6789 | 0.00011082
|  |  |  | c_DK2 | 6790 | 0.00010906 |  |  |  |  | c_DK1_LargeDecentral | 6790 | 8.7654e-05
|  |  |  | c_DK2 | 6791 | 9.9742e-05 |  |  |  |  | c_DK1_LargeDecentral | 6791 | 6.0991e-05
|  |  |  | c_DK2 | 6792 | 9.0275e-05 |  |  |  |  | c_DK1_LargeDecentral | 6792 | 4.4827e-05
|  |  |  | c_DK2 | 6793 | 8.6026e-05 |  |  |  |  | c_DK1_LargeDecentral | 6793 | 4.8326e-05
|  |  |  | c_DK2 | 6794 | 8.4163e-05 |  |  |  |  | c_DK1_LargeDecentral | 6794 | 4.816e-05
|  |  |  | c_DK2 | 6795 | 8.4461e-05 |  |  |  |  | c_DK1_LargeDecentral | 6795 | 5.2326e-05
|  |  |  | c_DK2 | 6796 | 8.6324e-05 |  |  |  |  | c_DK1_LargeDecentral | 6796 | 7.5822e-05
|  |  |  | c_DK2 | 6797 | 9.4077e-05 |  |  |  |  | c_DK1_LargeDecentral | 6797 | 0.00012481
|  |  |  | c_DK2 | 6798 | 0.00011085 |  |  |  |  | c_DK1_LargeDecentral | 6798 | 0.00015214
|  |  |  | c_DK2 | 6799 | 0.00012665 |  |  |  |  | c_DK1_LargeDecentral | 6799 | 0.00015164
|  |  |  | c_DK2 | 6800 | 0.00013396 |  |  |  |  | c_DK1_LargeDecentral | 6800 | 0.00012998
|  |  |  | c_DK2 | 6801 | 0.00014066 |  |  |  |  | c_DK1_LargeDecentral | 6801 | 0.00012232
|  |  |  | c_DK2 | 6802 | 0.0001426 |  |  |  |  | c_DK1_LargeDecentral | 6802 | 0.00011298
|  |  |  | c_DK2 | 6803 | 0.00014126 |  |  |  |  | c_DK1_LargeDecentral | 6803 | 0.00010682
|  |  |  | c_DK2 | 6804 | 0.0001388 |  |  |  |  | c_DK1_LargeDecentral | 6804 | 0.00010348
|  |  |  | c_DK2 | 6805 | 0.0001341 |  |  |  |  | c_DK1_LargeDecentral | 6805 | 9.382e-05
|  |  |  | c_DK2 | 6806 | 0.00012837 |  |  |  |  | c_DK1_LargeDecentral | 6806 | 8.932e-05
|  |  |  | c_DK2 | 6807 | 0.0001274 |  |  |  |  | c_DK1_LargeDecentral | 6807 | 8.6154e-05
|  |  |  | c_DK2 | 6808 | 0.00013075 |  |  |  |  | c_DK1_LargeDecentral | 6808 | 8.8154e-05
|  |  |  | c_DK2 | 6809 | 0.00013738 |  |  |  |  | c_DK1_LargeDecentral | 6809 | 9.5653e-05
|  |  |  | c_DK2 | 6810 | 0.00014208 |  |  |  |  | c_DK1_LargeDecentral | 6810 | 9.9819e-05
|  |  |  | c_DK2 | 6811 | 0.00013396 |  |  |  |  | c_DK1_LargeDecentral | 6811 | 0.00010765
|  |  |  | c_DK2 | 6812 | 0.00012181 |  |  |  |  | c_DK1_LargeDecentral | 6812 | 0.00010932
|  |  |  | c_DK2 | 6813 | 0.00011249 |  |  |  |  | c_DK1_LargeDecentral | 6813 | 0.00010198
|  |  |  | c_DK2 | 6814 | 0.00010436 |  |  |  |  | c_DK1_LargeDecentral | 6814 | 7.9988e-05
|  |  |  | c_DK2 | 6815 | 9.6686e-05 |  |  |  |  | c_DK1_LargeDecentral | 6815 | 5.4325e-05
|  |  |  | c_DK2 | 6816 | 9.3182e-05 |  |  |  |  | c_DK1_LargeDecentral | 6816 | 4.6493e-05
|  |  |  | c_DK2 | 6817 | 8.8486e-05 |  |  |  |  | c_DK1_LargeDecentral | 6817 | 4.666e-05
|  |  |  | c_DK2 | 6818 | 8.7592e-05 |  |  |  |  | c_DK1_LargeDecentral | 6818 | 4.3994e-05
|  |  |  | c_DK2 | 6819 | 8.6921e-05 |  |  |  |  | c_DK1_LargeDecentral | 6819 | 4.9826e-05
|  |  |  | c_DK2 | 6820 | 8.7666e-05 |  |  |  |  | c_DK1_LargeDecentral | 6820 | 7.2323e-05
|  |  |  | c_DK2 | 6821 | 8.7964e-05 |  |  |  |  | c_DK1_LargeDecentral | 6821 | 0.00011365
|  |  |  | c_DK2 | 6822 | 9.1766e-05 |  |  |  |  | c_DK1_LargeDecentral | 6822 | 0.00014365
|  |  |  | c_DK2 | 6823 | 9.922e-05 |  |  |  |  | c_DK1_LargeDecentral | 6823 | 0.00014315
|  |  |  | c_DK2 | 6824 | 0.00010787 |  |  |  |  | c_DK1_LargeDecentral | 6824 | 0.00012198
|  |  |  | c_DK2 | 6825 | 0.00011607 |  |  |  |  | c_DK1_LargeDecentral | 6825 | 0.00011365
|  |  |  | c_DK2 | 6826 | 0.00012084 |  |  |  |  | c_DK1_LargeDecentral | 6826 | 0.00010915
|  |  |  | c_DK2 | 6827 | 0.00012166 |  |  |  |  | c_DK1_LargeDecentral | 6827 | 9.9985e-05
|  |  |  | c_DK2 | 6828 | 0.00012248 |  |  |  |  | c_DK1_LargeDecentral | 6828 | 9.6819e-05
|  |  |  | c_DK2 | 6829 | 0.00012225 |  |  |  |  | c_DK1_LargeDecentral | 6829 | 8.6321e-05
|  |  |  | c_DK2 | 6830 | 0.00012166 |  |  |  |  | c_DK1_LargeDecentral | 6830 | 8.932e-05
|  |  |  | c_DK2 | 6831 | 0.00012173 |  |  |  |  | c_DK1_LargeDecentral | 6831 | 8.5154e-05
|  |  |  | c_DK2 | 6832 | 0.00012225 |  |  |  |  | c_DK1_LargeDecentral | 6832 | 8.6321e-05
|  |  |  | c_DK2 | 6833 | 0.00012687 |  |  |  |  | c_DK1_LargeDecentral | 6833 | 9.0153e-05
|  |  |  | c_DK2 | 6834 | 0.00013097 |  |  |  |  | c_DK1_LargeDecentral | 6834 | 9.4819e-05
|  |  |  | c_DK2 | 6835 | 0.00012389 |  |  |  |  | c_DK1_LargeDecentral | 6835 | 9.9819e-05
|  |  |  | c_DK2 | 6836 | 0.00011756 |  |  |  |  | c_DK1_LargeDecentral | 6836 | 0.00010132
|  |  |  | c_DK2 | 6837 | 0.0001101 |  |  |  |  | c_DK1_LargeDecentral | 6837 | 9.6486e-05
|  |  |  | c_DK2 | 6838 | 0.00010339 |  |  |  |  | c_DK1_LargeDecentral | 6838 | 7.5822e-05
|  |  |  | c_DK2 | 6839 | 9.6984e-05 |  |  |  |  | c_DK1_LargeDecentral | 6839 | 5.1826e-05
|  |  |  | c_DK2 | 6840 | 8.7741e-05 |  |  |  |  | c_DK1_LargeDecentral | 6840 | 4.366e-05
|  |  |  | c_DK2 | 6841 | 8.2523e-05 |  |  |  |  | c_DK1_LargeDecentral | 6841 | 4.8493e-05
|  |  |  | c_DK2 | 6842 | 7.9243e-05 |  |  |  |  | c_DK1_LargeDecentral | 6842 | 4.9993e-05
|  |  |  | c_DK2 | 6843 | 7.8498e-05 |  |  |  |  | c_DK1_LargeDecentral | 6843 | 6.0991e-05
|  |  |  | c_DK2 | 6844 | 7.8647e-05 |  |  |  |  | c_DK1_LargeDecentral | 6844 | 8.782e-05
|  |  |  | c_DK2 | 6845 | 8.051e-05 |  |  |  |  | c_DK1_LargeDecentral | 6845 | 0.00012965
|  |  |  | c_DK2 | 6846 | 8.5579e-05 |  |  |  |  | c_DK1_LargeDecentral | 6846 | 0.00013581
|  |  |  | c_DK2 | 6847 | 9.2362e-05 |  |  |  |  | c_DK1_LargeDecentral | 6847 | 0.00013831
|  |  |  | c_DK2 | 6848 | 0.00010161 |  |  |  |  | c_DK1_LargeDecentral | 6848 | 0.00011465
|  |  |  | c_DK2 | 6849 | 0.00011003 |  |  |  |  | c_DK1_LargeDecentral | 6849 | 0.00010698
|  |  |  | c_DK2 | 6850 | 0.00011517 |  |  |  |  | c_DK1_LargeDecentral | 6850 | 0.00010132
|  |  |  | c_DK2 | 6851 | 0.00011487 |  |  |  |  | c_DK1_LargeDecentral | 6851 | 9.5986e-05
|  |  |  | c_DK2 | 6852 | 0.00011487 |  |  |  |  | c_DK1_LargeDecentral | 6852 | 9.3486e-05
|  |  |  | c_DK2 | 6853 | 0.00011405 |  |  |  |  | c_DK1_LargeDecentral | 6853 | 8.5154e-05
|  |  |  | c_DK2 | 6854 | 0.00011443 |  |  |  |  | c_DK1_LargeDecentral | 6854 | 8.3488e-05
|  |  |  | c_DK2 | 6855 | 0.0001148 |  |  |  |  | c_DK1_LargeDecentral | 6855 | 8.0655e-05
|  |  |  | c_DK2 | 6856 | 0.00011763 |  |  |  |  | c_DK1_LargeDecentral | 6856 | 8.3821e-05
|  |  |  | c_DK2 | 6857 | 0.0001271 |  |  |  |  | c_DK1_LargeDecentral | 6857 | 9.032e-05
|  |  |  | c_DK2 | 6858 | 0.00013567 |  |  |  |  | c_DK1_LargeDecentral | 6858 | 9.5319e-05
|  |  |  | c_DK2 | 6859 | 0.00012829 |  |  |  |  | c_DK1_LargeDecentral | 6859 | 0.00010149
|  |  |  | c_DK2 | 6860 | 0.0001189 |  |  |  |  | c_DK1_LargeDecentral | 6860 | 0.00010365
|  |  |  | c_DK2 | 6861 | 0.00011077 |  |  |  |  | c_DK1_LargeDecentral | 6861 | 9.8652e-05
|  |  |  | c_DK2 | 6862 | 0.0001019 |  |  |  |  | c_DK1_LargeDecentral | 6862 | 7.7322e-05
|  |  |  | c_DK2 | 6863 | 9.3704e-05 |  |  |  |  | c_DK1_LargeDecentral | 6863 | 5.4325e-05
|  |  |  | c_DK2 | 6864 | 8.6623e-05 |  |  |  |  | c_DK1_LargeDecentral | 6864 | 4.2994e-05
|  |  |  | c_DK2 | 6865 | 8.3492e-05 |  |  |  |  | c_DK1_LargeDecentral | 6865 | 4.7326e-05
|  |  |  | c_DK2 | 6866 | 8.0585e-05 |  |  |  |  | c_DK1_LargeDecentral | 6866 | 4.7993e-05
|  |  |  | c_DK2 | 6867 | 8.0734e-05 |  |  |  |  | c_DK1_LargeDecentral | 6867 | 5.2492e-05
|  |  |  | c_DK2 | 6868 | 8.1479e-05 |  |  |  |  | c_DK1_LargeDecentral | 6868 | 7.5989e-05
|  |  |  | c_DK2 | 6869 | 8.7442e-05 |  |  |  |  | c_DK1_LargeDecentral | 6869 | 0.00012515
|  |  |  | c_DK2 | 6870 | 0.00010161 |  |  |  |  | c_DK1_LargeDecentral | 6870 | 0.00015048
|  |  |  | c_DK2 | 6871 | 0.00011756 |  |  |  |  | c_DK1_LargeDecentral | 6871 | 0.00014814
|  |  |  | c_DK2 | 6872 | 0.0001265 |  |  |  |  | c_DK1_LargeDecentral | 6872 | 0.00012332
|  |  |  | c_DK2 | 6873 | 0.00013142 |  |  |  |  | c_DK1_LargeDecentral | 6873 | 0.00011682
|  |  |  | c_DK2 | 6874 | 0.00013448 |  |  |  |  | c_DK1_LargeDecentral | 6874 | 0.00010882
|  |  |  | c_DK2 | 6875 | 0.00013537 |  |  |  |  | c_DK1_LargeDecentral | 6875 | 0.00010332
|  |  |  | c_DK2 | 6876 | 0.00013463 |  |  |  |  | c_DK1_LargeDecentral | 6876 | 9.9319e-05
|  |  |  | c_DK2 | 6877 | 0.00013373 |  |  |  |  | c_DK1_LargeDecentral | 6877 | 8.9653e-05
|  |  |  | c_DK2 | 6878 | 0.00013165 |  |  |  |  | c_DK1_LargeDecentral | 6878 | 8.7154e-05
|  |  |  | c_DK2 | 6879 | 0.00012561 |  |  |  |  | c_DK1_LargeDecentral | 6879 | 8.4488e-05
|  |  |  | c_DK2 | 6880 | 0.00012225 |  |  |  |  | c_DK1_LargeDecentral | 6880 | 8.6321e-05
|  |  |  | c_DK2 | 6881 | 0.00012904 |  |  |  |  | c_DK1_LargeDecentral | 6881 | 9.332e-05
|  |  |  | c_DK2 | 6882 | 0.00013403 |  |  |  |  | c_DK1_LargeDecentral | 6882 | 9.6986e-05
|  |  |  | c_DK2 | 6883 | 0.00012851 |  |  |  |  | c_DK1_LargeDecentral | 6883 | 0.00010415
|  |  |  | c_DK2 | 6884 | 0.00012113 |  |  |  |  | c_DK1_LargeDecentral | 6884 | 0.00010715
|  |  |  | c_DK2 | 6885 | 0.00011152 |  |  |  |  | c_DK1_LargeDecentral | 6885 | 9.9319e-05
|  |  |  | c_DK2 | 6886 | 0.00010198 |  |  |  |  | c_DK1_LargeDecentral | 6886 | 7.8822e-05
|  |  |  | c_DK2 | 6887 | 9.3108e-05 |  |  |  |  | c_DK1_LargeDecentral | 6887 | 5.3825e-05
|  |  |  | c_DK2 | 6888 | 8.6399e-05 |  |  |  |  | c_DK1_LargeDecentral | 6888 | 4.2494e-05
|  |  |  | c_DK2 | 6889 | 8.1703e-05 |  |  |  |  | c_DK1_LargeDecentral | 6889 | 4.6327e-05
|  |  |  | c_DK2 | 6890 | 7.9094e-05 |  |  |  |  | c_DK1_LargeDecentral | 6890 | 4.6993e-05
|  |  |  | c_DK2 | 6891 | 7.8721e-05 |  |  |  |  | c_DK1_LargeDecentral | 6891 | 5.1159e-05
|  |  |  | c_DK2 | 6892 | 8.1106e-05 |  |  |  |  | c_DK1_LargeDecentral | 6892 | 7.5156e-05
|  |  |  | c_DK2 | 6893 | 8.9977e-05 |  |  |  |  | c_DK1_LargeDecentral | 6893 | 0.00012365
|  |  |  | c_DK2 | 6894 | 0.0001057 |  |  |  |  | c_DK1_LargeDecentral | 6894 | 0.00015014
|  |  |  | c_DK2 | 6895 | 0.00011897 |  |  |  |  | c_DK1_LargeDecentral | 6895 | 0.00014731
|  |  |  | c_DK2 | 6896 | 0.00012456 |  |  |  |  | c_DK1_LargeDecentral | 6896 | 0.00012498
|  |  |  | c_DK2 | 6897 | 0.00012889 |  |  |  |  | c_DK1_LargeDecentral | 6897 | 0.00011815
|  |  |  | c_DK2 | 6898 | 0.00013023 |  |  |  |  | c_DK1_LargeDecentral | 6898 | 0.00010982
|  |  |  | c_DK2 | 6899 | 0.0001309 |  |  |  |  | c_DK1_LargeDecentral | 6899 | 0.00010432
|  |  |  | c_DK2 | 6900 | 0.00012911 |  |  |  |  | c_DK1_LargeDecentral | 6900 | 9.9819e-05
|  |  |  | c_DK2 | 6901 | 0.00012896 |  |  |  |  | c_DK1_LargeDecentral | 6901 | 9.0153e-05
|  |  |  | c_DK2 | 6902 | 0.00012568 |  |  |  |  | c_DK1_LargeDecentral | 6902 | 8.6821e-05
|  |  |  | c_DK2 | 6903 | 0.00012218 |  |  |  |  | c_DK1_LargeDecentral | 6903 | 8.3654e-05
|  |  |  | c_DK2 | 6904 | 0.00012292 |  |  |  |  | c_DK1_LargeDecentral | 6904 | 8.5321e-05
|  |  |  | c_DK2 | 6905 | 0.00012986 |  |  |  |  | c_DK1_LargeDecentral | 6905 | 9.2153e-05
|  |  |  | c_DK2 | 6906 | 0.00013522 |  |  |  |  | c_DK1_LargeDecentral | 6906 | 9.5486e-05
|  |  |  | c_DK2 | 6907 | 0.00013068 |  |  |  |  | c_DK1_LargeDecentral | 6907 | 0.00010248
|  |  |  | c_DK2 | 6908 | 0.0001224 |  |  |  |  | c_DK1_LargeDecentral | 6908 | 0.00010498
|  |  |  | c_DK2 | 6909 | 0.0001139 |  |  |  |  | c_DK1_LargeDecentral | 6909 | 9.6986e-05
|  |  |  | c_DK2 | 6910 | 0.00010444 |  |  |  |  | c_DK1_LargeDecentral | 6910 | 7.6989e-05
|  |  |  | c_DK2 | 6911 | 9.5716e-05 |  |  |  |  | c_DK1_LargeDecentral | 6911 | 5.2326e-05
|  |  |  | c_DK2 | 6912 | 8.5952e-05 |  |  |  |  | c_DK1_LargeDecentral | 6912 | 4.2827e-05
|  |  |  | c_DK2 | 6913 | 8.2076e-05 |  |  |  |  | c_DK1_LargeDecentral | 6913 | 4.666e-05
|  |  |  | c_DK2 | 6914 | 8.0436e-05 |  |  |  |  | c_DK1_LargeDecentral | 6914 | 4.7326e-05
|  |  |  | c_DK2 | 6915 | 8.1628e-05 |  |  |  |  | c_DK1_LargeDecentral | 6915 | 5.1826e-05
|  |  |  | c_DK2 | 6916 | 8.4386e-05 |  |  |  |  | c_DK1_LargeDecentral | 6916 | 7.5989e-05
|  |  |  | c_DK2 | 6917 | 9.0499e-05 |  |  |  |  | c_DK1_LargeDecentral | 6917 | 0.00012498
|  |  |  | c_DK2 | 6918 | 0.00010332 |  |  |  |  | c_DK1_LargeDecentral | 6918 | 0.00015164
|  |  |  | c_DK2 | 6919 | 0.00011741 |  |  |  |  | c_DK1_LargeDecentral | 6919 | 0.00014881
|  |  |  | c_DK2 | 6920 | 0.00012725 |  |  |  |  | c_DK1_LargeDecentral | 6920 | 0.00012615
|  |  |  | c_DK2 | 6921 | 0.00013075 |  |  |  |  | c_DK1_LargeDecentral | 6921 | 0.00011898
|  |  |  | c_DK2 | 6922 | 0.00013373 |  |  |  |  | c_DK1_LargeDecentral | 6922 | 0.00011082
|  |  |  | c_DK2 | 6923 | 0.00013396 |  |  |  |  | c_DK1_LargeDecentral | 6923 | 0.00010515
|  |  |  | c_DK2 | 6924 | 0.00013329 |  |  |  |  | c_DK1_LargeDecentral | 6924 | 0.00010099
|  |  |  | c_DK2 | 6925 | 0.00013329 |  |  |  |  | c_DK1_LargeDecentral | 6925 | 9.1153e-05
|  |  |  | c_DK2 | 6926 | 0.00013232 |  |  |  |  | c_DK1_LargeDecentral | 6926 | 8.7654e-05
|  |  |  | c_DK2 | 6927 | 0.00012881 |  |  |  |  | c_DK1_LargeDecentral | 6927 | 8.4488e-05
|  |  |  | c_DK2 | 6928 | 0.0001271 |  |  |  |  | c_DK1_LargeDecentral | 6928 | 8.6154e-05
|  |  |  | c_DK2 | 6929 | 0.00013381 |  |  |  |  | c_DK1_LargeDecentral | 6929 | 9.2986e-05
|  |  |  | c_DK2 | 6930 | 0.00013865 |  |  |  |  | c_DK1_LargeDecentral | 6930 | 9.6819e-05
|  |  |  | c_DK2 | 6931 | 0.00013276 |  |  |  |  | c_DK1_LargeDecentral | 6931 | 0.00010365
|  |  |  | c_DK2 | 6932 | 0.00012427 |  |  |  |  | c_DK1_LargeDecentral | 6932 | 0.00010615
|  |  |  | c_DK2 | 6933 | 0.00011629 |  |  |  |  | c_DK1_LargeDecentral | 6933 | 9.8152e-05
|  |  |  | c_DK2 | 6934 | 0.00010727 |  |  |  |  | c_DK1_LargeDecentral | 6934 | 7.7989e-05
|  |  |  | c_DK2 | 6935 | 9.8996e-05 |  |  |  |  | c_DK1_LargeDecentral | 6935 | 5.2826e-05
|  |  |  | c_DK2 | 6936 | 8.7293e-05 |  |  |  |  | c_DK1_LargeDecentral | 6936 | 4.3494e-05
|  |  |  | c_DK2 | 6937 | 8.2746e-05 |  |  |  |  | c_DK1_LargeDecentral | 6937 | 4.7493e-05
|  |  |  | c_DK2 | 6938 | 8.1256e-05 |  |  |  |  | c_DK1_LargeDecentral | 6938 | 4.8326e-05
|  |  |  | c_DK2 | 6939 | 8.1926e-05 |  |  |  |  | c_DK1_LargeDecentral | 6939 | 5.2826e-05
|  |  |  | c_DK2 | 6940 | 8.3939e-05 |  |  |  |  | c_DK1_LargeDecentral | 6940 | 7.7155e-05
|  |  |  | c_DK2 | 6941 | 8.9306e-05 |  |  |  |  | c_DK1_LargeDecentral | 6941 | 0.00012665
|  |  |  | c_DK2 | 6942 | 0.0001031 |  |  |  |  | c_DK1_LargeDecentral | 6942 | 0.00015348
|  |  |  | c_DK2 | 6943 | 0.00011979 |  |  |  |  | c_DK1_LargeDecentral | 6943 | 0.00015064
|  |  |  | c_DK2 | 6944 | 0.00012829 |  |  |  |  | c_DK1_LargeDecentral | 6944 | 0.00012798
|  |  |  | c_DK2 | 6945 | 0.00013209 |  |  |  |  | c_DK1_LargeDecentral | 6945 | 0.00012098
|  |  |  | c_DK2 | 6946 | 0.00013463 |  |  |  |  | c_DK1_LargeDecentral | 6946 | 0.00011232
|  |  |  | c_DK2 | 6947 | 0.000135 |  |  |  |  | c_DK1_LargeDecentral | 6947 | 0.00010665
|  |  |  | c_DK2 | 6948 | 0.00013373 |  |  |  |  | c_DK1_LargeDecentral | 6948 | 0.00010215
|  |  |  | c_DK2 | 6949 | 0.00013247 |  |  |  |  | c_DK1_LargeDecentral | 6949 | 9.232e-05
|  |  |  | c_DK2 | 6950 | 0.00012986 |  |  |  |  | c_DK1_LargeDecentral | 6950 | 8.8987e-05
|  |  |  | c_DK2 | 6951 | 0.00012628 |  |  |  |  | c_DK1_LargeDecentral | 6951 | 8.5654e-05
|  |  |  | c_DK2 | 6952 | 0.00012501 |  |  |  |  | c_DK1_LargeDecentral | 6952 | 8.7487e-05
|  |  |  | c_DK2 | 6953 | 0.00013209 |  |  |  |  | c_DK1_LargeDecentral | 6953 | 9.4319e-05
|  |  |  | c_DK2 | 6954 | 0.00013738 |  |  |  |  | c_DK1_LargeDecentral | 6954 | 9.8152e-05
|  |  |  | c_DK2 | 6955 | 0.0001315 |  |  |  |  | c_DK1_LargeDecentral | 6955 | 0.00010515
|  |  |  | c_DK2 | 6956 | 0.00012285 |  |  |  |  | c_DK1_LargeDecentral | 6956 | 0.00010732
|  |  |  | c_DK2 | 6957 | 0.00011487 |  |  |  |  | c_DK1_LargeDecentral | 6957 | 9.9485e-05
|  |  |  | c_DK2 | 6958 | 0.00010593 |  |  |  |  | c_DK1_LargeDecentral | 6958 | 7.8988e-05
|  |  |  | c_DK2 | 6959 | 9.7804e-05 |  |  |  |  | c_DK1_LargeDecentral | 6959 | 5.3659e-05
|  |  |  | c_DK2 | 6960 | 8.9008e-05 |  |  |  |  | c_DK1_LargeDecentral | 6960 | 4.4327e-05
|  |  |  | c_DK2 | 6961 | 8.3864e-05 |  |  |  |  | c_DK1_LargeDecentral | 6961 | 4.766e-05
|  |  |  | c_DK2 | 6962 | 8.1852e-05 |  |  |  |  | c_DK1_LargeDecentral | 6962 | 4.7493e-05
|  |  |  | c_DK2 | 6963 | 8.3045e-05 |  |  |  |  | c_DK1_LargeDecentral | 6963 | 5.1659e-05
|  |  |  | c_DK2 | 6964 | 8.5057e-05 |  |  |  |  | c_DK1_LargeDecentral | 6964 | 7.4656e-05
|  |  |  | c_DK2 | 6965 | 9.0797e-05 |  |  |  |  | c_DK1_LargeDecentral | 6965 | 0.00012332
|  |  |  | c_DK2 | 6966 | 0.00010168 |  |  |  |  | c_DK1_LargeDecentral | 6966 | 0.00015031
|  |  |  | c_DK2 | 6967 | 0.00011748 |  |  |  |  | c_DK1_LargeDecentral | 6967 | 0.00014981
|  |  |  | c_DK2 | 6968 | 0.0001268 |  |  |  |  | c_DK1_LargeDecentral | 6968 | 0.00012831
|  |  |  | c_DK2 | 6969 | 0.00013105 |  |  |  |  | c_DK1_LargeDecentral | 6969 | 0.00012098
|  |  |  | c_DK2 | 6970 | 0.00013418 |  |  |  |  | c_DK1_LargeDecentral | 6970 | 0.00011165
|  |  |  | c_DK2 | 6971 | 0.00013232 |  |  |  |  | c_DK1_LargeDecentral | 6971 | 0.00010565
|  |  |  | c_DK2 | 6972 | 0.00013045 |  |  |  |  | c_DK1_LargeDecentral | 6972 | 0.00010232
|  |  |  | c_DK2 | 6973 | 0.0001271 |  |  |  |  | c_DK1_LargeDecentral | 6973 | 9.282e-05
|  |  |  | c_DK2 | 6974 | 0.00012345 |  |  |  |  | c_DK1_LargeDecentral | 6974 | 8.832e-05
|  |  |  | c_DK2 | 6975 | 0.00012136 |  |  |  |  | c_DK1_LargeDecentral | 6975 | 8.4987e-05
|  |  |  | c_DK2 | 6976 | 0.00012225 |  |  |  |  | c_DK1_LargeDecentral | 6976 | 8.6821e-05
|  |  |  | c_DK2 | 6977 | 0.00012814 |  |  |  |  | c_DK1_LargeDecentral | 6977 | 9.4486e-05
|  |  |  | c_DK2 | 6978 | 0.00013291 |  |  |  |  | c_DK1_LargeDecentral | 6978 | 9.8319e-05
|  |  |  | c_DK2 | 6979 | 0.00012509 |  |  |  |  | c_DK1_LargeDecentral | 6979 | 0.00010648
|  |  |  | c_DK2 | 6980 | 0.00011607 |  |  |  |  | c_DK1_LargeDecentral | 6980 | 0.00010798
|  |  |  | c_DK2 | 6981 | 0.00010876 |  |  |  |  | c_DK1_LargeDecentral | 6981 | 0.00010082
|  |  |  | c_DK2 | 6982 | 0.00010101 |  |  |  |  | c_DK1_LargeDecentral | 6982 | 7.8988e-05
|  |  |  | c_DK2 | 6983 | 9.3406e-05 |  |  |  |  | c_DK1_LargeDecentral | 6983 | 5.3492e-05
|  |  |  | c_DK2 | 6984 | 8.4312e-05 |  |  |  |  | c_DK1_LargeDecentral | 6984 | 4.766e-05
|  |  |  | c_DK2 | 6985 | 7.9616e-05 |  |  |  |  | c_DK1_LargeDecentral | 6985 | 4.7993e-05
|  |  |  | c_DK2 | 6986 | 7.7379e-05 |  |  |  |  | c_DK1_LargeDecentral | 6986 | 4.566e-05
|  |  |  | c_DK2 | 6987 | 7.6932e-05 |  |  |  |  | c_DK1_LargeDecentral | 6987 | 5.1492e-05
|  |  |  | c_DK2 | 6988 | 7.7081e-05 |  |  |  |  | c_DK1_LargeDecentral | 6988 | 7.4656e-05
|  |  |  | c_DK2 | 6989 | 8.0436e-05 |  |  |  |  | c_DK1_LargeDecentral | 6989 | 0.00011698
|  |  |  | c_DK2 | 6990 | 8.4759e-05 |  |  |  |  | c_DK1_LargeDecentral | 6990 | 0.00014781
|  |  |  | c_DK2 | 6991 | 9.2288e-05 |  |  |  |  | c_DK1_LargeDecentral | 6991 | 0.00014715
|  |  |  | c_DK2 | 6992 | 0.00010146 |  |  |  |  | c_DK1_LargeDecentral | 6992 | 0.00012548
|  |  |  | c_DK2 | 6993 | 0.00010995 |  |  |  |  | c_DK1_LargeDecentral | 6993 | 0.00011698
|  |  |  | c_DK2 | 6994 | 0.00011398 |  |  |  |  | c_DK1_LargeDecentral | 6994 | 0.00011232
|  |  |  | c_DK2 | 6995 | 0.00011495 |  |  |  |  | c_DK1_LargeDecentral | 6995 | 0.00010298
|  |  |  | c_DK2 | 6996 | 0.00011435 |  |  |  |  | c_DK1_LargeDecentral | 6996 | 9.9652e-05
|  |  |  | c_DK2 | 6997 | 0.00011174 |  |  |  |  | c_DK1_LargeDecentral | 6997 | 8.882e-05
|  |  |  | c_DK2 | 6998 | 0.0001101 |  |  |  |  | c_DK1_LargeDecentral | 6998 | 9.1986e-05
|  |  |  | c_DK2 | 6999 | 0.00010943 |  |  |  |  | c_DK1_LargeDecentral | 6999 | 8.782e-05
|  |  |  | c_DK2 | 7000 | 0.00011249 |  |  |  |  | c_DK1_LargeDecentral | 7000 | 8.8987e-05
|  |  |  | c_DK2 | 7001 | 0.00012031 |  |  |  |  | c_DK1_LargeDecentral | 7001 | 9.282e-05
|  |  |  | c_DK2 | 7002 | 0.00012576 |  |  |  |  | c_DK1_LargeDecentral | 7002 | 9.7652e-05
|  |  |  | c_DK2 | 7003 | 0.00011882 |  |  |  |  | c_DK1_LargeDecentral | 7003 | 0.00010282
|  |  |  | c_DK2 | 7004 | 0.00011189 |  |  |  |  | c_DK1_LargeDecentral | 7004 | 0.00010432
|  |  |  | c_DK2 | 7005 | 0.0001063 |  |  |  |  | c_DK1_LargeDecentral | 7005 | 9.9319e-05
|  |  |  | c_DK2 | 7006 | 9.9145e-05 |  |  |  |  | c_DK1_LargeDecentral | 7006 | 7.7989e-05
|  |  |  | c_DK2 | 7007 | 9.2288e-05 |  |  |  |  | c_DK1_LargeDecentral | 7007 | 5.3659e-05
|  |  |  | c_DK2 | 7008 | 8.5877e-05 |  |  |  |  | c_DK1_LargeDecentral | 7008 | 4.6993e-05
|  |  |  | c_DK2 | 7009 | 8.2001e-05 |  |  |  |  | c_DK1_LargeDecentral | 7009 | 5.1826e-05
|  |  |  | c_DK2 | 7010 | 7.9914e-05 |  |  |  |  | c_DK1_LargeDecentral | 7010 | 5.3659e-05
|  |  |  | c_DK2 | 7011 | 8.0287e-05 |  |  |  |  | c_DK1_LargeDecentral | 7011 | 6.5324e-05
|  |  |  | c_DK2 | 7012 | 7.9988e-05 |  |  |  |  | c_DK1_LargeDecentral | 7012 | 9.3986e-05
|  |  |  | c_DK2 | 7013 | 8.2374e-05 |  |  |  |  | c_DK1_LargeDecentral | 7013 | 0.00013815
|  |  |  | c_DK2 | 7014 | 8.5877e-05 |  |  |  |  | c_DK1_LargeDecentral | 7014 | 0.00014448
|  |  |  | c_DK2 | 7015 | 9.2064e-05 |  |  |  |  | c_DK1_LargeDecentral | 7015 | 0.00014715
|  |  |  | c_DK2 | 7016 | 9.9518e-05 |  |  |  |  | c_DK1_LargeDecentral | 7016 | 0.00012248
|  |  |  | c_DK2 | 7017 | 0.00010794 |  |  |  |  | c_DK1_LargeDecentral | 7017 | 0.00011398
|  |  |  | c_DK2 | 7018 | 0.00011353 |  |  |  |  | c_DK1_LargeDecentral | 7018 | 0.00010782
|  |  |  | c_DK2 | 7019 | 0.00011502 |  |  |  |  | c_DK1_LargeDecentral | 7019 | 0.00010232
|  |  |  | c_DK2 | 7020 | 0.0001142 |  |  |  |  | c_DK1_LargeDecentral | 7020 | 9.9319e-05
|  |  |  | c_DK2 | 7021 | 0.00011301 |  |  |  |  | c_DK1_LargeDecentral | 7021 | 9.082e-05
|  |  |  | c_DK2 | 7022 | 0.00011219 |  |  |  |  | c_DK1_LargeDecentral | 7022 | 8.8987e-05
|  |  |  | c_DK2 | 7023 | 0.00011182 |  |  |  |  | c_DK1_LargeDecentral | 7023 | 8.6321e-05
|  |  |  | c_DK2 | 7024 | 0.0001151 |  |  |  |  | c_DK1_LargeDecentral | 7024 | 8.982e-05
|  |  |  | c_DK2 | 7025 | 0.00012658 |  |  |  |  | c_DK1_LargeDecentral | 7025 | 9.6486e-05
|  |  |  | c_DK2 | 7026 | 0.00013463 |  |  |  |  | c_DK1_LargeDecentral | 7026 | 0.00010198
|  |  |  | c_DK2 | 7027 | 0.00012725 |  |  |  |  | c_DK1_LargeDecentral | 7027 | 0.00010848
|  |  |  | c_DK2 | 7028 | 0.00011756 |  |  |  |  | c_DK1_LargeDecentral | 7028 | 0.00011048
|  |  |  | c_DK2 | 7029 | 0.00010884 |  |  |  |  | c_DK1_LargeDecentral | 7029 | 0.00010532
|  |  |  | c_DK2 | 7030 | 0.00010019 |  |  |  |  | c_DK1_LargeDecentral | 7030 | 8.2821e-05
|  |  |  | c_DK2 | 7031 | 9.2884e-05 |  |  |  |  | c_DK1_LargeDecentral | 7031 | 5.8158e-05
|  |  |  | c_DK2 | 7032 | 8.6101e-05 |  |  |  |  | c_DK1_LargeDecentral | 7032 | 5.0159e-05
|  |  |  | c_DK2 | 7033 | 8.3045e-05 |  |  |  |  | c_DK1_LargeDecentral | 7033 | 5.4992e-05
|  |  |  | c_DK2 | 7034 | 8.1777e-05 |  |  |  |  | c_DK1_LargeDecentral | 7034 | 5.5658e-05
|  |  |  | c_DK2 | 7035 | 8.3194e-05 |  |  |  |  | c_DK1_LargeDecentral | 7035 | 6.1158e-05
|  |  |  | c_DK2 | 7036 | 8.5057e-05 |  |  |  |  | c_DK1_LargeDecentral | 7036 | 8.6154e-05
|  |  |  | c_DK2 | 7037 | 9.1095e-05 |  |  |  |  | c_DK1_LargeDecentral | 7037 | 0.00013815
|  |  |  | c_DK2 | 7038 | 0.00010712 |  |  |  |  | c_DK1_LargeDecentral | 7038 | 0.00016514
|  |  |  | c_DK2 | 7039 | 0.00012389 |  |  |  |  | c_DK1_LargeDecentral | 7039 | 0.00016264
|  |  |  | c_DK2 | 7040 | 0.0001303 |  |  |  |  | c_DK1_LargeDecentral | 7040 | 0.00013781
|  |  |  | c_DK2 | 7041 | 0.00013403 |  |  |  |  | c_DK1_LargeDecentral | 7041 | 0.00013031
|  |  |  | c_DK2 | 7042 | 0.00013753 |  |  |  |  | c_DK1_LargeDecentral | 7042 | 0.00012182
|  |  |  | c_DK2 | 7043 | 0.00013709 |  |  |  |  | c_DK1_LargeDecentral | 7043 | 0.00011532
|  |  |  | c_DK2 | 7044 | 0.00013604 |  |  |  |  | c_DK1_LargeDecentral | 7044 | 0.00011148
|  |  |  | c_DK2 | 7045 | 0.0001347 |  |  |  |  | c_DK1_LargeDecentral | 7045 | 0.00010165
|  |  |  | c_DK2 | 7046 | 0.00013247 |  |  |  |  | c_DK1_LargeDecentral | 7046 | 9.9152e-05
|  |  |  | c_DK2 | 7047 | 0.00012926 |  |  |  |  | c_DK1_LargeDecentral | 7047 | 9.6986e-05
|  |  |  | c_DK2 | 7048 | 0.00013068 |  |  |  |  | c_DK1_LargeDecentral | 7048 | 9.9652e-05
|  |  |  | c_DK2 | 7049 | 0.00013932 |  |  |  |  | c_DK1_LargeDecentral | 7049 | 0.00010682
|  |  |  | c_DK2 | 7050 | 0.00014499 |  |  |  |  | c_DK1_LargeDecentral | 7050 | 0.00011082
|  |  |  | c_DK2 | 7051 | 0.00013731 |  |  |  |  | c_DK1_LargeDecentral | 7051 | 0.00011782
|  |  |  | c_DK2 | 7052 | 0.00012792 |  |  |  |  | c_DK1_LargeDecentral | 7052 | 0.00012048
|  |  |  | c_DK2 | 7053 | 0.00011875 |  |  |  |  | c_DK1_LargeDecentral | 7053 | 0.00011098
|  |  |  | c_DK2 | 7054 | 0.00010831 |  |  |  |  | c_DK1_LargeDecentral | 7054 | 8.832e-05
|  |  |  | c_DK2 | 7055 | 9.8325e-05 |  |  |  |  | c_DK1_LargeDecentral | 7055 | 6.1658e-05
|  |  |  | c_DK2 | 7056 | 8.8337e-05 |  |  |  |  | c_DK1_LargeDecentral | 7056 | 4.7826e-05
|  |  |  | c_DK2 | 7057 | 8.3045e-05 |  |  |  |  | c_DK1_LargeDecentral | 7057 | 5.2159e-05
|  |  |  | c_DK2 | 7058 | 8.297e-05 |  |  |  |  | c_DK1_LargeDecentral | 7058 | 5.2659e-05
|  |  |  | c_DK2 | 7059 | 8.4535e-05 |  |  |  |  | c_DK1_LargeDecentral | 7059 | 5.7825e-05
|  |  |  | c_DK2 | 7060 | 8.6697e-05 |  |  |  |  | c_DK1_LargeDecentral | 7060 | 8.2988e-05
|  |  |  | c_DK2 | 7061 | 9.3853e-05 |  |  |  |  | c_DK1_LargeDecentral | 7061 | 0.00013415
|  |  |  | c_DK2 | 7062 | 0.0001072 |  |  |  |  | c_DK1_LargeDecentral | 7062 | 0.00016198
|  |  |  | c_DK2 | 7063 | 0.0001262 |  |  |  |  | c_DK1_LargeDecentral | 7063 | 0.00015898
|  |  |  | c_DK2 | 7064 | 0.00013366 |  |  |  |  | c_DK1_LargeDecentral | 7064 | 0.00013615
|  |  |  | c_DK2 | 7065 | 0.00013507 |  |  |  |  | c_DK1_LargeDecentral | 7065 | 0.00012881
|  |  |  | c_DK2 | 7066 | 0.00013463 |  |  |  |  | c_DK1_LargeDecentral | 7066 | 0.00011982
|  |  |  | c_DK2 | 7067 | 0.00013209 |  |  |  |  | c_DK1_LargeDecentral | 7067 | 0.00011398
|  |  |  | c_DK2 | 7068 | 0.00012978 |  |  |  |  | c_DK1_LargeDecentral | 7068 | 0.00010948
|  |  |  | c_DK2 | 7069 | 0.00012911 |  |  |  |  | c_DK1_LargeDecentral | 7069 | 9.9652e-05
|  |  |  | c_DK2 | 7070 | 0.00012933 |  |  |  |  | c_DK1_LargeDecentral | 7070 | 9.6319e-05
|  |  |  | c_DK2 | 7071 | 0.00012814 |  |  |  |  | c_DK1_LargeDecentral | 7071 | 9.332e-05
|  |  |  | c_DK2 | 7072 | 0.00012956 |  |  |  |  | c_DK1_LargeDecentral | 7072 | 9.5486e-05
|  |  |  | c_DK2 | 7073 | 0.00013738 |  |  |  |  | c_DK1_LargeDecentral | 7073 | 0.00010248
|  |  |  | c_DK2 | 7074 | 0.00014193 |  |  |  |  | c_DK1_LargeDecentral | 7074 | 0.00010632
|  |  |  | c_DK2 | 7075 | 0.00013478 |  |  |  |  | c_DK1_LargeDecentral | 7075 | 0.00011315
|  |  |  | c_DK2 | 7076 | 0.00012605 |  |  |  |  | c_DK1_LargeDecentral | 7076 | 0.00011515
|  |  |  | c_DK2 | 7077 | 0.00011778 |  |  |  |  | c_DK1_LargeDecentral | 7077 | 0.00010632
|  |  |  | c_DK2 | 7078 | 0.00010816 |  |  |  |  | c_DK1_LargeDecentral | 7078 | 8.4321e-05
|  |  |  | c_DK2 | 7079 | 9.9667e-05 |  |  |  |  | c_DK1_LargeDecentral | 7079 | 5.8158e-05
|  |  |  | c_DK2 | 7080 | 9.0648e-05 |  |  |  |  | c_DK1_LargeDecentral | 7080 | 4.6826e-05
|  |  |  | c_DK2 | 7081 | 8.6101e-05 |  |  |  |  | c_DK1_LargeDecentral | 7081 | 5.0992e-05
|  |  |  | c_DK2 | 7082 | 8.5579e-05 |  |  |  |  | c_DK1_LargeDecentral | 7082 | 5.1826e-05
|  |  |  | c_DK2 | 7083 | 8.6772e-05 |  |  |  |  | c_DK1_LargeDecentral | 7083 | 5.6658e-05
|  |  |  | c_DK2 | 7084 | 8.8784e-05 |  |  |  |  | c_DK1_LargeDecentral | 7084 | 8.2488e-05
|  |  |  | c_DK2 | 7085 | 9.4971e-05 |  |  |  |  | c_DK1_LargeDecentral | 7085 | 0.00013431
|  |  |  | c_DK2 | 7086 | 0.00011003 |  |  |  |  | c_DK1_LargeDecentral | 7086 | 0.00016298
|  |  |  | c_DK2 | 7087 | 0.00013001 |  |  |  |  | c_DK1_LargeDecentral | 7087 | 0.00015998
|  |  |  | c_DK2 | 7088 | 0.00013701 |  |  |  |  | c_DK1_LargeDecentral | 7088 | 0.00013631
|  |  |  | c_DK2 | 7089 | 0.00013783 |  |  |  |  | c_DK1_LargeDecentral | 7089 | 0.00012848
|  |  |  | c_DK2 | 7090 | 0.00013835 |  |  |  |  | c_DK1_LargeDecentral | 7090 | 0.00011965
|  |  |  | c_DK2 | 7091 | 0.00013701 |  |  |  |  | c_DK1_LargeDecentral | 7091 | 0.00011332
|  |  |  | c_DK2 | 7092 | 0.00013738 |  |  |  |  | c_DK1_LargeDecentral | 7092 | 0.00010865
|  |  |  | c_DK2 | 7093 | 0.00013686 |  |  |  |  | c_DK1_LargeDecentral | 7093 | 9.8486e-05
|  |  |  | c_DK2 | 7094 | 0.00013314 |  |  |  |  | c_DK1_LargeDecentral | 7094 | 9.4819e-05
|  |  |  | c_DK2 | 7095 | 0.00013097 |  |  |  |  | c_DK1_LargeDecentral | 7095 | 9.182e-05
|  |  |  | c_DK2 | 7096 | 0.00013306 |  |  |  |  | c_DK1_LargeDecentral | 7096 | 9.3653e-05
|  |  |  | c_DK2 | 7097 | 0.00014193 |  |  |  |  | c_DK1_LargeDecentral | 7097 | 0.00010099
|  |  |  | c_DK2 | 7098 | 0.00014722 |  |  |  |  | c_DK1_LargeDecentral | 7098 | 0.00010515
|  |  |  | c_DK2 | 7099 | 0.00014059 |  |  |  |  | c_DK1_LargeDecentral | 7099 | 0.00011265
|  |  |  | c_DK2 | 7100 | 0.0001312 |  |  |  |  | c_DK1_LargeDecentral | 7100 | 0.00011465
|  |  |  | c_DK2 | 7101 | 0.00012337 |  |  |  |  | c_DK1_LargeDecentral | 7101 | 0.00010632
|  |  |  | c_DK2 | 7102 | 0.00011323 |  |  |  |  | c_DK1_LargeDecentral | 7102 | 8.4154e-05
|  |  |  | c_DK2 | 7103 | 0.00010369 |  |  |  |  | c_DK1_LargeDecentral | 7103 | 5.7325e-05
|  |  |  | c_DK2 | 7104 | 9.0871e-05 |  |  |  |  | c_DK1_LargeDecentral | 7104 | 4.466e-05
|  |  |  | c_DK2 | 7105 | 8.5877e-05 |  |  |  |  | c_DK1_LargeDecentral | 7105 | 4.866e-05
|  |  |  | c_DK2 | 7106 | 8.2895e-05 |  |  |  |  | c_DK1_LargeDecentral | 7106 | 4.9326e-05
|  |  |  | c_DK2 | 7107 | 8.3343e-05 |  |  |  |  | c_DK1_LargeDecentral | 7107 | 5.3825e-05
|  |  |  | c_DK2 | 7108 | 8.6175e-05 |  |  |  |  | c_DK1_LargeDecentral | 7108 | 7.8822e-05
|  |  |  | c_DK2 | 7109 | 9.2586e-05 |  |  |  |  | c_DK1_LargeDecentral | 7109 | 0.00012915
|  |  |  | c_DK2 | 7110 | 0.0001107 |  |  |  |  | c_DK1_LargeDecentral | 7110 | 0.00015681
|  |  |  | c_DK2 | 7111 | 0.00012792 |  |  |  |  | c_DK1_LargeDecentral | 7111 | 0.00015364
|  |  |  | c_DK2 | 7112 | 0.00013589 |  |  |  |  | c_DK1_LargeDecentral | 7112 | 0.00013065
|  |  |  | c_DK2 | 7113 | 0.00013746 |  |  |  |  | c_DK1_LargeDecentral | 7113 | 0.00012348
|  |  |  | c_DK2 | 7114 | 0.00013843 |  |  |  |  | c_DK1_LargeDecentral | 7114 | 0.00011465
|  |  |  | c_DK2 | 7115 | 0.00013828 |  |  |  |  | c_DK1_LargeDecentral | 7115 | 0.00010882
|  |  |  | c_DK2 | 7116 | 0.00013701 |  |  |  |  | c_DK1_LargeDecentral | 7116 | 0.00010432
|  |  |  | c_DK2 | 7117 | 0.00013731 |  |  |  |  | c_DK1_LargeDecentral | 7117 | 9.4319e-05
|  |  |  | c_DK2 | 7118 | 0.00013589 |  |  |  |  | c_DK1_LargeDecentral | 7118 | 9.082e-05
|  |  |  | c_DK2 | 7119 | 0.00013567 |  |  |  |  | c_DK1_LargeDecentral | 7119 | 8.7654e-05
|  |  |  | c_DK2 | 7120 | 0.00013858 |  |  |  |  | c_DK1_LargeDecentral | 7120 | 8.9487e-05
|  |  |  | c_DK2 | 7121 | 0.000147 |  |  |  |  | c_DK1_LargeDecentral | 7121 | 9.6319e-05
|  |  |  | c_DK2 | 7122 | 0.00014924 |  |  |  |  | c_DK1_LargeDecentral | 7122 | 0.00010032
|  |  |  | c_DK2 | 7123 | 0.00013783 |  |  |  |  | c_DK1_LargeDecentral | 7123 | 0.00010748
|  |  |  | c_DK2 | 7124 | 0.00012971 |  |  |  |  | c_DK1_LargeDecentral | 7124 | 0.00010965
|  |  |  | c_DK2 | 7125 | 0.00012218 |  |  |  |  | c_DK1_LargeDecentral | 7125 | 0.00010182
|  |  |  | c_DK2 | 7126 | 0.00011219 |  |  |  |  | c_DK1_LargeDecentral | 7126 | 8.0655e-05
|  |  |  | c_DK2 | 7127 | 0.00010339 |  |  |  |  | c_DK1_LargeDecentral | 7127 | 5.4992e-05
|  |  |  | c_DK2 | 7128 | 9.184e-05 |  |  |  |  | c_DK1_LargeDecentral | 7128 | 4.416e-05
|  |  |  | c_DK2 | 7129 | 8.7219e-05 |  |  |  |  | c_DK1_LargeDecentral | 7129 | 4.766e-05
|  |  |  | c_DK2 | 7130 | 8.6101e-05 |  |  |  |  | c_DK1_LargeDecentral | 7130 | 4.7326e-05
|  |  |  | c_DK2 | 7131 | 8.8933e-05 |  |  |  |  | c_DK1_LargeDecentral | 7131 | 5.1659e-05
|  |  |  | c_DK2 | 7132 | 9.3927e-05 |  |  |  |  | c_DK1_LargeDecentral | 7132 | 7.4489e-05
|  |  |  | c_DK2 | 7133 | 9.7133e-05 |  |  |  |  | c_DK1_LargeDecentral | 7133 | 0.00012298
|  |  |  | c_DK2 | 7134 | 0.00011182 |  |  |  |  | c_DK1_LargeDecentral | 7134 | 0.00014981
|  |  |  | c_DK2 | 7135 | 0.0001309 |  |  |  |  | c_DK1_LargeDecentral | 7135 | 0.00014931
|  |  |  | c_DK2 | 7136 | 0.00013612 |  |  |  |  | c_DK1_LargeDecentral | 7136 | 0.00012781
|  |  |  | c_DK2 | 7137 | 0.00013642 |  |  |  |  | c_DK1_LargeDecentral | 7137 | 0.00012048
|  |  |  | c_DK2 | 7138 | 0.00013843 |  |  |  |  | c_DK1_LargeDecentral | 7138 | 0.00011132
|  |  |  | c_DK2 | 7139 | 0.00013828 |  |  |  |  | c_DK1_LargeDecentral | 7139 | 0.00010532
|  |  |  | c_DK2 | 7140 | 0.00013604 |  |  |  |  | c_DK1_LargeDecentral | 7140 | 0.00010215
|  |  |  | c_DK2 | 7141 | 0.00013314 |  |  |  |  | c_DK1_LargeDecentral | 7141 | 9.232e-05
|  |  |  | c_DK2 | 7142 | 0.00012933 |  |  |  |  | c_DK1_LargeDecentral | 7142 | 8.8154e-05
|  |  |  | c_DK2 | 7143 | 0.00012956 |  |  |  |  | c_DK1_LargeDecentral | 7143 | 8.4821e-05
|  |  |  | c_DK2 | 7144 | 0.00013291 |  |  |  |  | c_DK1_LargeDecentral | 7144 | 8.6654e-05
|  |  |  | c_DK2 | 7145 | 0.00013917 |  |  |  |  | c_DK1_LargeDecentral | 7145 | 9.4153e-05
|  |  |  | c_DK2 | 7146 | 0.00014432 |  |  |  |  | c_DK1_LargeDecentral | 7146 | 9.8319e-05
|  |  |  | c_DK2 | 7147 | 0.00013537 |  |  |  |  | c_DK1_LargeDecentral | 7147 | 0.00010615
|  |  |  | c_DK2 | 7148 | 0.0001262 |  |  |  |  | c_DK1_LargeDecentral | 7148 | 0.00010765
|  |  |  | c_DK2 | 7149 | 0.00011823 |  |  |  |  | c_DK1_LargeDecentral | 7149 | 0.00010049
|  |  |  | c_DK2 | 7150 | 0.00011033 |  |  |  |  | c_DK1_LargeDecentral | 7150 | 7.8988e-05
|  |  |  | c_DK2 | 7151 | 0.00010235 |  |  |  |  | c_DK1_LargeDecentral | 7151 | 5.3492e-05
|  |  |  | c_DK2 | 7152 | 9.4002e-05 |  |  |  |  | c_DK1_LargeDecentral | 7152 | 4.4993e-05
|  |  |  | c_DK2 | 7153 | 9.0051e-05 |  |  |  |  | c_DK1_LargeDecentral | 7153 | 4.516e-05
|  |  |  | c_DK2 | 7154 | 8.6772e-05 |  |  |  |  | c_DK1_LargeDecentral | 7154 | 4.266e-05
|  |  |  | c_DK2 | 7155 | 8.6548e-05 |  |  |  |  | c_DK1_LargeDecentral | 7155 | 4.8326e-05
|  |  |  | c_DK2 | 7156 | 8.6548e-05 |  |  |  |  | c_DK1_LargeDecentral | 7156 | 6.999e-05
|  |  |  | c_DK2 | 7157 | 8.7741e-05 |  |  |  |  | c_DK1_LargeDecentral | 7157 | 0.00011032
|  |  |  | c_DK2 | 7158 | 9.1542e-05 |  |  |  |  | c_DK1_LargeDecentral | 7158 | 0.00013981
|  |  |  | c_DK2 | 7159 | 9.9369e-05 |  |  |  |  | c_DK1_LargeDecentral | 7159 | 0.00013915
|  |  |  | c_DK2 | 7160 | 0.00010727 |  |  |  |  | c_DK1_LargeDecentral | 7160 | 0.00011815
|  |  |  | c_DK2 | 7161 | 0.00011428 |  |  |  |  | c_DK1_LargeDecentral | 7161 | 0.00011032
|  |  |  | c_DK2 | 7162 | 0.000118 |  |  |  |  | c_DK1_LargeDecentral | 7162 | 0.00010615
|  |  |  | c_DK2 | 7163 | 0.00011815 |  |  |  |  | c_DK1_LargeDecentral | 7163 | 9.7152e-05
|  |  |  | c_DK2 | 7164 | 0.00011778 |  |  |  |  | c_DK1_LargeDecentral | 7164 | 9.3986e-05
|  |  |  | c_DK2 | 7165 | 0.00011726 |  |  |  |  | c_DK1_LargeDecentral | 7165 | 8.3821e-05
|  |  |  | c_DK2 | 7166 | 0.00011532 |  |  |  |  | c_DK1_LargeDecentral | 7166 | 8.6821e-05
|  |  |  | c_DK2 | 7167 | 0.00011398 |  |  |  |  | c_DK1_LargeDecentral | 7167 | 8.2655e-05
|  |  |  | c_DK2 | 7168 | 0.00011763 |  |  |  |  | c_DK1_LargeDecentral | 7168 | 8.3988e-05
|  |  |  | c_DK2 | 7169 | 0.00012635 |  |  |  |  | c_DK1_LargeDecentral | 7169 | 8.732e-05
|  |  |  | c_DK2 | 7170 | 0.00013507 |  |  |  |  | c_DK1_LargeDecentral | 7170 | 9.1986e-05
|  |  |  | c_DK2 | 7171 | 0.00012717 |  |  |  |  | c_DK1_LargeDecentral | 7171 | 9.6819e-05
|  |  |  | c_DK2 | 7172 | 0.00011718 |  |  |  |  | c_DK1_LargeDecentral | 7172 | 9.8319e-05
|  |  |  | c_DK2 | 7173 | 0.00010749 |  |  |  |  | c_DK1_LargeDecentral | 7173 | 9.3486e-05
|  |  |  | c_DK2 | 7174 | 0.00010071 |  |  |  |  | c_DK1_LargeDecentral | 7174 | 7.3656e-05
|  |  |  | c_DK2 | 7175 | 9.4375e-05 |  |  |  |  | c_DK1_LargeDecentral | 7175 | 5.0326e-05
|  |  |  | c_DK2 | 7176 | 8.9157e-05 |  |  |  |  | c_DK1_LargeDecentral | 7176 | 4.9159e-05
|  |  |  | c_DK2 | 7177 | 8.3864e-05 |  |  |  |  | c_DK1_LargeDecentral | 7177 | 5.4825e-05
|  |  |  | c_DK2 | 7178 | 8.0361e-05 |  |  |  |  | c_DK1_LargeDecentral | 7178 | 5.5658e-05
|  |  |  | c_DK2 | 7179 | 7.8498e-05 |  |  |  |  | c_DK1_LargeDecentral | 7179 | 6.1491e-05
|  |  |  | c_DK2 | 7180 | 7.7752e-05 |  |  |  |  | c_DK1_LargeDecentral | 7180 | 6.7323e-05
|  |  |  | c_DK2 | 7181 | 7.8572e-05 |  |  |  |  | c_DK1_LargeDecentral | 7181 | 9.4986e-05
|  |  |  | c_DK2 | 7182 | 8.1106e-05 |  |  |  |  | c_DK1_LargeDecentral | 7182 | 0.00013915
|  |  |  | c_DK2 | 7183 | 8.6473e-05 |  |  |  |  | c_DK1_LargeDecentral | 7183 | 0.00014548
|  |  |  | c_DK2 | 7184 | 9.6089e-05 |  |  |  |  | c_DK1_LargeDecentral | 7184 | 0.00014715
|  |  |  | c_DK2 | 7185 | 0.00010943 |  |  |  |  | c_DK1_LargeDecentral | 7185 | 0.00012365
|  |  |  | c_DK2 | 7186 | 0.00011554 |  |  |  |  | c_DK1_LargeDecentral | 7186 | 0.00011565
|  |  |  | c_DK2 | 7187 | 0.00012002 |  |  |  |  | c_DK1_LargeDecentral | 7187 | 0.00010965
|  |  |  | c_DK2 | 7188 | 0.00012203 |  |  |  |  | c_DK1_LargeDecentral | 7188 | 0.00010432
|  |  |  | c_DK2 | 7189 | 0.00011987 |  |  |  |  | c_DK1_LargeDecentral | 7189 | 0.00010165
|  |  |  | c_DK2 | 7190 | 0.00011935 |  |  |  |  | c_DK1_LargeDecentral | 7190 | 9.332e-05
|  |  |  | c_DK2 | 7191 | 0.00011748 |  |  |  |  | c_DK1_LargeDecentral | 7191 | 9.1986e-05
|  |  |  | c_DK2 | 7192 | 0.00011629 |  |  |  |  | c_DK1_LargeDecentral | 7192 | 8.932e-05
|  |  |  | c_DK2 | 7193 | 0.00012427 |  |  |  |  | c_DK1_LargeDecentral | 7193 | 9.332e-05
|  |  |  | c_DK2 | 7194 | 0.00013902 |  |  |  |  | c_DK1_LargeDecentral | 7194 | 0.00010015
|  |  |  | c_DK2 | 7195 | 0.00013582 |  |  |  |  | c_DK1_LargeDecentral | 7195 | 0.00010515
|  |  |  | c_DK2 | 7196 | 0.00012933 |  |  |  |  | c_DK1_LargeDecentral | 7196 | 0.00011098
|  |  |  | c_DK2 | 7197 | 0.0001227 |  |  |  |  | c_DK1_LargeDecentral | 7197 | 0.00011282
|  |  |  | c_DK2 | 7198 | 0.00011383 |  |  |  |  | c_DK1_LargeDecentral | 7198 | 0.00010682
|  |  |  | c_DK2 | 7199 | 0.00010578 |  |  |  |  | c_DK1_LargeDecentral | 7199 | 8.4654e-05
|  |  |  | c_DK2 | 7200 | 0.00010049 |  |  |  |  | c_DK1_LargeDecentral | 7200 | 6.0158e-05
|  |  |  | c_DK2 | 7201 | 9.02e-05 |  |  |  |  | c_DK1_LargeDecentral | 7201 | 5.8825e-05
|  |  |  | c_DK2 | 7202 | 8.6473e-05 |  |  |  |  | c_DK1_LargeDecentral | 7202 | 6.4491e-05
|  |  |  | c_DK2 | 7203 | 8.4983e-05 |  |  |  |  | c_DK1_LargeDecentral | 7203 | 6.499e-05
|  |  |  | c_DK2 | 7204 | 8.6772e-05 |  |  |  |  | c_DK1_LargeDecentral | 7204 | 7.1489e-05
|  |  |  | c_DK2 | 7205 | 8.9753e-05 |  |  |  |  | c_DK1_LargeDecentral | 7205 | 9.7152e-05
|  |  |  | c_DK2 | 7206 | 9.7431e-05 |  |  |  |  | c_DK1_LargeDecentral | 7206 | 0.00014964
|  |  |  | c_DK2 | 7207 | 0.00011376 |  |  |  |  | c_DK1_LargeDecentral | 7207 | 0.00017564
|  |  |  | c_DK2 | 7208 | 0.00013127 |  |  |  |  | c_DK1_LargeDecentral | 7208 | 0.00017331
|  |  |  | c_DK2 | 7209 | 0.00013731 |  |  |  |  | c_DK1_LargeDecentral | 7209 | 0.00015081
|  |  |  | c_DK2 | 7210 | 0.00013627 |  |  |  |  | c_DK1_LargeDecentral | 7210 | 0.00014281
|  |  |  | c_DK2 | 7211 | 0.00013627 |  |  |  |  | c_DK1_LargeDecentral | 7211 | 0.00013431
|  |  |  | c_DK2 | 7212 | 0.00013507 |  |  |  |  | c_DK1_LargeDecentral | 7212 | 0.00012798
|  |  |  | c_DK2 | 7213 | 0.00013396 |  |  |  |  | c_DK1_LargeDecentral | 7213 | 0.00012448
|  |  |  | c_DK2 | 7214 | 0.00013314 |  |  |  |  | c_DK1_LargeDecentral | 7214 | 0.00011482
|  |  |  | c_DK2 | 7215 | 0.00013224 |  |  |  |  | c_DK1_LargeDecentral | 7215 | 0.00011332
|  |  |  | c_DK2 | 7216 | 0.00013254 |  |  |  |  | c_DK1_LargeDecentral | 7216 | 0.00011148
|  |  |  | c_DK2 | 7217 | 0.00014148 |  |  |  |  | c_DK1_LargeDecentral | 7217 | 0.00011582
|  |  |  | c_DK2 | 7218 | 0.00015408 |  |  |  |  | c_DK1_LargeDecentral | 7218 | 0.00012332
|  |  |  | c_DK2 | 7219 | 0.00014961 |  |  |  |  | c_DK1_LargeDecentral | 7219 | 0.00012681
|  |  |  | c_DK2 | 7220 | 0.00013984 |  |  |  |  | c_DK1_LargeDecentral | 7220 | 0.00013165
|  |  |  | c_DK2 | 7221 | 0.00013015 |  |  |  |  | c_DK1_LargeDecentral | 7221 | 0.00013331
|  |  |  | c_DK2 | 7222 | 0.00012091 |  |  |  |  | c_DK1_LargeDecentral | 7222 | 0.00012148
|  |  |  | c_DK2 | 7223 | 0.000111 |  |  |  |  | c_DK1_LargeDecentral | 7223 | 9.7319e-05
|  |  |  | c_DK2 | 7224 | 0.00010213 |  |  |  |  | c_DK1_LargeDecentral | 7224 | 7.0823e-05
|  |  |  | c_DK2 | 7225 | 9.348e-05 |  |  |  |  | c_DK1_LargeDecentral | 7225 | 7.1489e-05
|  |  |  | c_DK2 | 7226 | 8.8262e-05 |  |  |  |  | c_DK1_LargeDecentral | 7226 | 7.7822e-05
|  |  |  | c_DK2 | 7227 | 8.5952e-05 |  |  |  |  | c_DK1_LargeDecentral | 7227 | 7.8155e-05
|  |  |  | c_DK2 | 7228 | 8.6101e-05 |  |  |  |  | c_DK1_LargeDecentral | 7228 | 8.5654e-05
|  |  |  | c_DK2 | 7229 | 8.9828e-05 |  |  |  |  | c_DK1_LargeDecentral | 7229 | 0.00011432
|  |  |  | c_DK2 | 7230 | 9.9369e-05 |  |  |  |  | c_DK1_LargeDecentral | 7230 | 0.00017147
|  |  |  | c_DK2 | 7231 | 0.00011808 |  |  |  |  | c_DK1_LargeDecentral | 7231 | 0.00020097
|  |  |  | c_DK2 | 7232 | 0.00013656 |  |  |  |  | c_DK1_LargeDecentral | 7232 | 0.0001983
|  |  |  | c_DK2 | 7233 | 0.0001423 |  |  |  |  | c_DK1_LargeDecentral | 7233 | 0.00017864
|  |  |  | c_DK2 | 7234 | 0.00014372 |  |  |  |  | c_DK1_LargeDecentral | 7234 | 0.00016864
|  |  |  | c_DK2 | 7235 | 0.00014327 |  |  |  |  | c_DK1_LargeDecentral | 7235 | 0.00015848
|  |  |  | c_DK2 | 7236 | 0.00013947 |  |  |  |  | c_DK1_LargeDecentral | 7236 | 0.00015198
|  |  |  | c_DK2 | 7237 | 0.00013753 |  |  |  |  | c_DK1_LargeDecentral | 7237 | 0.00014731
|  |  |  | c_DK2 | 7238 | 0.00013612 |  |  |  |  | c_DK1_LargeDecentral | 7238 | 0.00013765
|  |  |  | c_DK2 | 7239 | 0.00013314 |  |  |  |  | c_DK1_LargeDecentral | 7239 | 0.00013648
|  |  |  | c_DK2 | 7240 | 0.00013023 |  |  |  |  | c_DK1_LargeDecentral | 7240 | 0.00013431
|  |  |  | c_DK2 | 7241 | 0.00013485 |  |  |  |  | c_DK1_LargeDecentral | 7241 | 0.00013848
|  |  |  | c_DK2 | 7242 | 0.00014961 |  |  |  |  | c_DK1_LargeDecentral | 7242 | 0.00014715
|  |  |  | c_DK2 | 7243 | 0.00015214 |  |  |  |  | c_DK1_LargeDecentral | 7243 | 0.00014948
|  |  |  | c_DK2 | 7244 | 0.00014327 |  |  |  |  | c_DK1_LargeDecentral | 7244 | 0.00015364
|  |  |  | c_DK2 | 7245 | 0.00013351 |  |  |  |  | c_DK1_LargeDecentral | 7245 | 0.00015414
|  |  |  | c_DK2 | 7246 | 0.00012397 |  |  |  |  | c_DK1_LargeDecentral | 7246 | 0.00013998
|  |  |  | c_DK2 | 7247 | 0.00011353 |  |  |  |  | c_DK1_LargeDecentral | 7247 | 0.00011165
|  |  |  | c_DK2 | 7248 | 0.00010518 |  |  |  |  | c_DK1_LargeDecentral | 7248 | 8.3488e-05
|  |  |  | c_DK2 | 7249 | 9.6015e-05 |  |  |  |  | c_DK1_LargeDecentral | 7249 | 8.0155e-05
|  |  |  | c_DK2 | 7250 | 9.102e-05 |  |  |  |  | c_DK1_LargeDecentral | 7250 | 8.6487e-05
|  |  |  | c_DK2 | 7251 | 8.9902e-05 |  |  |  |  | c_DK1_LargeDecentral | 7251 | 8.7487e-05
|  |  |  | c_DK2 | 7252 | 9.1169e-05 |  |  |  |  | c_DK1_LargeDecentral | 7252 | 9.4653e-05
|  |  |  | c_DK2 | 7253 | 9.4524e-05 |  |  |  |  | c_DK1_LargeDecentral | 7253 | 0.00012248
|  |  |  | c_DK2 | 7254 | 0.00010377 |  |  |  |  | c_DK1_LargeDecentral | 7254 | 0.00018231
|  |  |  | c_DK2 | 7255 | 0.00012233 |  |  |  |  | c_DK1_LargeDecentral | 7255 | 0.00021297
|  |  |  | c_DK2 | 7256 | 0.00013992 |  |  |  |  | c_DK1_LargeDecentral | 7256 | 0.0002098
|  |  |  | c_DK2 | 7257 | 0.00014834 |  |  |  |  | c_DK1_LargeDecentral | 7257 | 0.00019031
|  |  |  | c_DK2 | 7258 | 0.00014946 |  |  |  |  | c_DK1_LargeDecentral | 7258 | 0.00018147
|  |  |  | c_DK2 | 7259 | 0.00014581 |  |  |  |  | c_DK1_LargeDecentral | 7259 | 0.00017197
|  |  |  | c_DK2 | 7260 | 0.00014119 |  |  |  |  | c_DK1_LargeDecentral | 7260 | 0.00016481
|  |  |  | c_DK2 | 7261 | 0.0001382 |  |  |  |  | c_DK1_LargeDecentral | 7261 | 0.00016014
|  |  |  | c_DK2 | 7262 | 0.00013634 |  |  |  |  | c_DK1_LargeDecentral | 7262 | 0.00015081
|  |  |  | c_DK2 | 7263 | 0.00013425 |  |  |  |  | c_DK1_LargeDecentral | 7263 | 0.00014931
|  |  |  | c_DK2 | 7264 | 0.0001341 |  |  |  |  | c_DK1_LargeDecentral | 7264 | 0.00014731
|  |  |  | c_DK2 | 7265 | 0.00014119 |  |  |  |  | c_DK1_LargeDecentral | 7265 | 0.00015198
|  |  |  | c_DK2 | 7266 | 0.00015624 |  |  |  |  | c_DK1_LargeDecentral | 7266 | 0.00015998
|  |  |  | c_DK2 | 7267 | 0.00015222 |  |  |  |  | c_DK1_LargeDecentral | 7267 | 0.00016164
|  |  |  | c_DK2 | 7268 | 0.00014394 |  |  |  |  | c_DK1_LargeDecentral | 7268 | 0.00016464
|  |  |  | c_DK2 | 7269 | 0.00013686 |  |  |  |  | c_DK1_LargeDecentral | 7269 | 0.00016448
|  |  |  | c_DK2 | 7270 | 0.00012822 |  |  |  |  | c_DK1_LargeDecentral | 7270 | 0.00014964
|  |  |  | c_DK2 | 7271 | 0.0001154 |  |  |  |  | c_DK1_LargeDecentral | 7271 | 0.00012082
|  |  |  | c_DK2 | 7272 | 0.00010652 |  |  |  |  | c_DK1_LargeDecentral | 7272 | 9.1653e-05
|  |  |  | c_DK2 | 7273 | 9.8325e-05 |  |  |  |  | c_DK1_LargeDecentral | 7273 | 7.7155e-05
|  |  |  | c_DK2 | 7274 | 9.2064e-05 |  |  |  |  | c_DK1_LargeDecentral | 7274 | 8.3488e-05
|  |  |  | c_DK2 | 7275 | 8.9157e-05 |  |  |  |  | c_DK1_LargeDecentral | 7275 | 8.4321e-05
|  |  |  | c_DK2 | 7276 | 9.0573e-05 |  |  |  |  | c_DK1_LargeDecentral | 7276 | 9.182e-05
|  |  |  | c_DK2 | 7277 | 9.3927e-05 |  |  |  |  | c_DK1_LargeDecentral | 7277 | 0.00011998
|  |  |  | c_DK2 | 7278 | 0.00010213 |  |  |  |  | c_DK1_LargeDecentral | 7278 | 0.00017931
|  |  |  | c_DK2 | 7279 | 0.00011868 |  |  |  |  | c_DK1_LargeDecentral | 7279 | 0.00020947
|  |  |  | c_DK2 | 7280 | 0.00013314 |  |  |  |  | c_DK1_LargeDecentral | 7280 | 0.0002068
|  |  |  | c_DK2 | 7281 | 0.00013768 |  |  |  |  | c_DK1_LargeDecentral | 7281 | 0.00018697
|  |  |  | c_DK2 | 7282 | 0.00013992 |  |  |  |  | c_DK1_LargeDecentral | 7282 | 0.00017764
|  |  |  | c_DK2 | 7283 | 0.00014096 |  |  |  |  | c_DK1_LargeDecentral | 7283 | 0.00016764
|  |  |  | c_DK2 | 7284 | 0.0001391 |  |  |  |  | c_DK1_LargeDecentral | 7284 | 0.00016081
|  |  |  | c_DK2 | 7285 | 0.0001382 |  |  |  |  | c_DK1_LargeDecentral | 7285 | 0.00015598
|  |  |  | c_DK2 | 7286 | 0.00013783 |  |  |  |  | c_DK1_LargeDecentral | 7286 | 0.00014631
|  |  |  | c_DK2 | 7287 | 0.00013552 |  |  |  |  | c_DK1_LargeDecentral | 7287 | 0.00014515
|  |  |  | c_DK2 | 7288 | 0.00013358 |  |  |  |  | c_DK1_LargeDecentral | 7288 | 0.00014315
|  |  |  | c_DK2 | 7289 | 0.00014022 |  |  |  |  | c_DK1_LargeDecentral | 7289 | 0.00014764
|  |  |  | c_DK2 | 7290 | 0.00015319 |  |  |  |  | c_DK1_LargeDecentral | 7290 | 0.00015581
|  |  |  | c_DK2 | 7291 | 0.00014745 |  |  |  |  | c_DK1_LargeDecentral | 7291 | 0.00015781
|  |  |  | c_DK2 | 7292 | 0.00013761 |  |  |  |  | c_DK1_LargeDecentral | 7292 | 0.00016148
|  |  |  | c_DK2 | 7293 | 0.00012881 |  |  |  |  | c_DK1_LargeDecentral | 7293 | 0.00016131
|  |  |  | c_DK2 | 7294 | 0.00012031 |  |  |  |  | c_DK1_LargeDecentral | 7294 | 0.00014681
|  |  |  | c_DK2 | 7295 | 0.00011077 |  |  |  |  | c_DK1_LargeDecentral | 7295 | 0.00011765
|  |  |  | c_DK2 | 7296 | 0.00010302 |  |  |  |  | c_DK1_LargeDecentral | 7296 | 8.8987e-05
|  |  |  | c_DK2 | 7297 | 9.43e-05 |  |  |  |  | c_DK1_LargeDecentral | 7297 | 7.9322e-05
|  |  |  | c_DK2 | 7298 | 8.9604e-05 |  |  |  |  | c_DK1_LargeDecentral | 7298 | 8.4987e-05
|  |  |  | c_DK2 | 7299 | 8.7517e-05 |  |  |  |  | c_DK1_LargeDecentral | 7299 | 8.5654e-05
|  |  |  | c_DK2 | 7300 | 8.9381e-05 |  |  |  |  | c_DK1_LargeDecentral | 7300 | 9.1986e-05
|  |  |  | c_DK2 | 7301 | 9.1989e-05 |  |  |  |  | c_DK1_LargeDecentral | 7301 | 0.00011882
|  |  |  | c_DK2 | 7302 | 9.9071e-05 |  |  |  |  | c_DK1_LargeDecentral | 7302 | 0.00017814
|  |  |  | c_DK2 | 7303 | 0.0001148 |  |  |  |  | c_DK1_LargeDecentral | 7303 | 0.00020997
|  |  |  | c_DK2 | 7304 | 0.00013329 |  |  |  |  | c_DK1_LargeDecentral | 7304 | 0.00020914
|  |  |  | c_DK2 | 7305 | 0.00014148 |  |  |  |  | c_DK1_LargeDecentral | 7305 | 0.00019014
|  |  |  | c_DK2 | 7306 | 0.0001429 |  |  |  |  | c_DK1_LargeDecentral | 7306 | 0.00018081
|  |  |  | c_DK2 | 7307 | 0.00014357 |  |  |  |  | c_DK1_LargeDecentral | 7307 | 0.00017047
|  |  |  | c_DK2 | 7308 | 0.00014216 |  |  |  |  | c_DK1_LargeDecentral | 7308 | 0.00016348
|  |  |  | c_DK2 | 7309 | 0.00013932 |  |  |  |  | c_DK1_LargeDecentral | 7309 | 0.00015848
|  |  |  | c_DK2 | 7310 | 0.00013649 |  |  |  |  | c_DK1_LargeDecentral | 7310 | 0.00014948
|  |  |  | c_DK2 | 7311 | 0.00013306 |  |  |  |  | c_DK1_LargeDecentral | 7311 | 0.00014731
|  |  |  | c_DK2 | 7312 | 0.00013179 |  |  |  |  | c_DK1_LargeDecentral | 7312 | 0.00014548
|  |  |  | c_DK2 | 7313 | 0.0001388 |  |  |  |  | c_DK1_LargeDecentral | 7313 | 0.00014981
|  |  |  | c_DK2 | 7314 | 0.00014953 |  |  |  |  | c_DK1_LargeDecentral | 7314 | 0.00015848
|  |  |  | c_DK2 | 7315 | 0.00014447 |  |  |  |  | c_DK1_LargeDecentral | 7315 | 0.00016131
|  |  |  | c_DK2 | 7316 | 0.00013455 |  |  |  |  | c_DK1_LargeDecentral | 7316 | 0.00016498
|  |  |  | c_DK2 | 7317 | 0.00012576 |  |  |  |  | c_DK1_LargeDecentral | 7317 | 0.00016414
|  |  |  | c_DK2 | 7318 | 0.0001183 |  |  |  |  | c_DK1_LargeDecentral | 7318 | 0.00015031
|  |  |  | c_DK2 | 7319 | 0.00010995 |  |  |  |  | c_DK1_LargeDecentral | 7319 | 0.00012015
|  |  |  | c_DK2 | 7320 | 0.00010183 |  |  |  |  | c_DK1_LargeDecentral | 7320 | 9.082e-05
|  |  |  | c_DK2 | 7321 | 9.4226e-05 |  |  |  |  | c_DK1_LargeDecentral | 7321 | 7.0823e-05
|  |  |  | c_DK2 | 7322 | 8.8635e-05 |  |  |  |  | c_DK1_LargeDecentral | 7322 | 7.4489e-05
|  |  |  | c_DK2 | 7323 | 8.7592e-05 |  |  |  |  | c_DK1_LargeDecentral | 7323 | 7.1156e-05
|  |  |  | c_DK2 | 7324 | 8.7666e-05 |  |  |  |  | c_DK1_LargeDecentral | 7324 | 8.0488e-05
|  |  |  | c_DK2 | 7325 | 8.6921e-05 |  |  |  |  | c_DK1_LargeDecentral | 7325 | 0.00010782
|  |  |  | c_DK2 | 7326 | 8.9231e-05 |  |  |  |  | c_DK1_LargeDecentral | 7326 | 0.00015814
|  |  |  | c_DK2 | 7327 | 9.4375e-05 |  |  |  |  | c_DK1_LargeDecentral | 7327 | 0.00019214
|  |  |  | c_DK2 | 7328 | 0.00010175 |  |  |  |  | c_DK1_LargeDecentral | 7328 | 0.00018964
|  |  |  | c_DK2 | 7329 | 0.00011226 |  |  |  |  | c_DK1_LargeDecentral | 7329 | 0.00016898
|  |  |  | c_DK2 | 7330 | 0.00012076 |  |  |  |  | c_DK1_LargeDecentral | 7330 | 0.00015848
|  |  |  | c_DK2 | 7331 | 0.0001262 |  |  |  |  | c_DK1_LargeDecentral | 7331 | 0.00015131
|  |  |  | c_DK2 | 7332 | 0.00012822 |  |  |  |  | c_DK1_LargeDecentral | 7332 | 0.00014248
|  |  |  | c_DK2 | 7333 | 0.00012665 |  |  |  |  | c_DK1_LargeDecentral | 7333 | 0.00013831
|  |  |  | c_DK2 | 7334 | 0.00012635 |  |  |  |  | c_DK1_LargeDecentral | 7334 | 0.00012631
|  |  |  | c_DK2 | 7335 | 0.00012695 |  |  |  |  | c_DK1_LargeDecentral | 7335 | 0.00013031
|  |  |  | c_DK2 | 7336 | 0.00012919 |  |  |  |  | c_DK1_LargeDecentral | 7336 | 0.00012848
|  |  |  | c_DK2 | 7337 | 0.00013433 |  |  |  |  | c_DK1_LargeDecentral | 7337 | 0.00013298
|  |  |  | c_DK2 | 7338 | 0.00014402 |  |  |  |  | c_DK1_LargeDecentral | 7338 | 0.00013915
|  |  |  | c_DK2 | 7339 | 0.00013955 |  |  |  |  | c_DK1_LargeDecentral | 7339 | 0.00014381
|  |  |  | c_DK2 | 7340 | 0.00012859 |  |  |  |  | c_DK1_LargeDecentral | 7340 | 0.00014548
|  |  |  | c_DK2 | 7341 | 0.0001183 |  |  |  |  | c_DK1_LargeDecentral | 7341 | 0.00014615
|  |  |  | c_DK2 | 7342 | 0.00011115 |  |  |  |  | c_DK1_LargeDecentral | 7342 | 0.00013515
|  |  |  | c_DK2 | 7343 | 0.00010429 |  |  |  |  | c_DK1_LargeDecentral | 7343 | 0.00010848
|  |  |  | c_DK2 | 7344 | 9.7655e-05 |  |  |  |  | c_DK1_LargeDecentral | 7344 | 7.9488e-05
|  |  |  | c_DK2 | 7345 | 9.0871e-05 |  |  |  |  | c_DK1_LargeDecentral | 7345 | 6.3657e-05
|  |  |  | c_DK2 | 7346 | 8.6175e-05 |  |  |  |  | c_DK1_LargeDecentral | 7346 | 7.2323e-05
|  |  |  | c_DK2 | 7347 | 8.3641e-05 |  |  |  |  | c_DK1_LargeDecentral | 7347 | 7.0823e-05
|  |  |  | c_DK2 | 7348 | 8.2597e-05 |  |  |  |  | c_DK1_LargeDecentral | 7348 | 8.2988e-05
|  |  |  | c_DK2 | 7349 | 8.297e-05 |  |  |  |  | c_DK1_LargeDecentral | 7349 | 0.00011148
|  |  |  | c_DK2 | 7350 | 8.4461e-05 |  |  |  |  | c_DK1_LargeDecentral | 7350 | 0.00015948
|  |  |  | c_DK2 | 7351 | 8.953e-05 |  |  |  |  | c_DK1_LargeDecentral | 7351 | 0.00016648
|  |  |  | c_DK2 | 7352 | 9.6462e-05 |  |  |  |  | c_DK1_LargeDecentral | 7352 | 0.00016548
|  |  |  | c_DK2 | 7353 | 0.00010615 |  |  |  |  | c_DK1_LargeDecentral | 7353 | 0.00014381
|  |  |  | c_DK2 | 7354 | 0.0001142 |  |  |  |  | c_DK1_LargeDecentral | 7354 | 0.00013665
|  |  |  | c_DK2 | 7355 | 0.00011882 |  |  |  |  | c_DK1_LargeDecentral | 7355 | 0.00012915
|  |  |  | c_DK2 | 7356 | 0.00012084 |  |  |  |  | c_DK1_LargeDecentral | 7356 | 0.00012432
|  |  |  | c_DK2 | 7357 | 0.00012069 |  |  |  |  | c_DK1_LargeDecentral | 7357 | 0.00012148
|  |  |  | c_DK2 | 7358 | 0.00012002 |  |  |  |  | c_DK1_LargeDecentral | 7358 | 0.00011365
|  |  |  | c_DK2 | 7359 | 0.00012024 |  |  |  |  | c_DK1_LargeDecentral | 7359 | 0.00011382
|  |  |  | c_DK2 | 7360 | 0.00012046 |  |  |  |  | c_DK1_LargeDecentral | 7360 | 0.00011148
|  |  |  | c_DK2 | 7361 | 0.00012859 |  |  |  |  | c_DK1_LargeDecentral | 7361 | 0.00011782
|  |  |  | c_DK2 | 7362 | 0.00014126 |  |  |  |  | c_DK1_LargeDecentral | 7362 | 0.00012648
|  |  |  | c_DK2 | 7363 | 0.0001388 |  |  |  |  | c_DK1_LargeDecentral | 7363 | 0.00013015
|  |  |  | c_DK2 | 7364 | 0.00013053 |  |  |  |  | c_DK1_LargeDecentral | 7364 | 0.00013398
|  |  |  | c_DK2 | 7365 | 0.00012046 |  |  |  |  | c_DK1_LargeDecentral | 7365 | 0.00013565
|  |  |  | c_DK2 | 7366 | 0.00011152 |  |  |  |  | c_DK1_LargeDecentral | 7366 | 0.00012615
|  |  |  | c_DK2 | 7367 | 0.00010257 |  |  |  |  | c_DK1_LargeDecentral | 7367 | 0.00010165
|  |  |  | c_DK2 | 7368 | 9.5642e-05 |  |  |  |  | c_DK1_LargeDecentral | 7368 | 7.5656e-05
|  |  |  | c_DK2 | 7369 | 8.7815e-05 |  |  |  |  | c_DK1_LargeDecentral | 7369 | 6.2158e-05
|  |  |  | c_DK2 | 7370 | 8.3268e-05 |  |  |  |  | c_DK1_LargeDecentral | 7370 | 6.8323e-05
|  |  |  | c_DK2 | 7371 | 8.2597e-05 |  |  |  |  | c_DK1_LargeDecentral | 7371 | 6.8657e-05
|  |  |  | c_DK2 | 7372 | 8.5504e-05 |  |  |  |  | c_DK1_LargeDecentral | 7372 | 7.5156e-05
|  |  |  | c_DK2 | 7373 | 8.7368e-05 |  |  |  |  | c_DK1_LargeDecentral | 7373 | 0.00010132
|  |  |  | c_DK2 | 7374 | 9.4822e-05 |  |  |  |  | c_DK1_LargeDecentral | 7374 | 0.00015398
|  |  |  | c_DK2 | 7375 | 0.00011413 |  |  |  |  | c_DK1_LargeDecentral | 7375 | 0.00017997
|  |  |  | c_DK2 | 7376 | 0.00013306 |  |  |  |  | c_DK1_LargeDecentral | 7376 | 0.00017781
|  |  |  | c_DK2 | 7377 | 0.00013694 |  |  |  |  | c_DK1_LargeDecentral | 7377 | 0.00015598
|  |  |  | c_DK2 | 7378 | 0.00013962 |  |  |  |  | c_DK1_LargeDecentral | 7378 | 0.00014781
|  |  |  | c_DK2 | 7379 | 0.00014111 |  |  |  |  | c_DK1_LargeDecentral | 7379 | 0.00013931
|  |  |  | c_DK2 | 7380 | 0.00014141 |  |  |  |  | c_DK1_LargeDecentral | 7380 | 0.00013281
|  |  |  | c_DK2 | 7381 | 0.00014134 |  |  |  |  | c_DK1_LargeDecentral | 7381 | 0.00012948
|  |  |  | c_DK2 | 7382 | 0.00014148 |  |  |  |  | c_DK1_LargeDecentral | 7382 | 0.00011982
|  |  |  | c_DK2 | 7383 | 0.00013932 |  |  |  |  | c_DK1_LargeDecentral | 7383 | 0.00011898
|  |  |  | c_DK2 | 7384 | 0.00014007 |  |  |  |  | c_DK1_LargeDecentral | 7384 | 0.00011715
|  |  |  | c_DK2 | 7385 | 0.00014864 |  |  |  |  | c_DK1_LargeDecentral | 7385 | 0.00012198
|  |  |  | c_DK2 | 7386 | 0.00016019 |  |  |  |  | c_DK1_LargeDecentral | 7386 | 0.00012981
|  |  |  | c_DK2 | 7387 | 0.00015311 |  |  |  |  | c_DK1_LargeDecentral | 7387 | 0.00013298
|  |  |  | c_DK2 | 7388 | 0.00014253 |  |  |  |  | c_DK1_LargeDecentral | 7388 | 0.00013731
|  |  |  | c_DK2 | 7389 | 0.00013209 |  |  |  |  | c_DK1_LargeDecentral | 7389 | 0.00013865
|  |  |  | c_DK2 | 7390 | 0.00012128 |  |  |  |  | c_DK1_LargeDecentral | 7390 | 0.00012581
|  |  |  | c_DK2 | 7391 | 0.00011092 |  |  |  |  | c_DK1_LargeDecentral | 7391 | 0.00010082
|  |  |  | c_DK2 | 7392 | 0.00010243 |  |  |  |  | c_DK1_LargeDecentral | 7392 | 7.3989e-05
|  |  |  | c_DK2 | 7393 | 9.2511e-05 |  |  |  |  | c_DK1_LargeDecentral | 7393 | 6.999e-05
|  |  |  | c_DK2 | 7394 | 8.707e-05 |  |  |  |  | c_DK1_LargeDecentral | 7394 | 7.6489e-05
|  |  |  | c_DK2 | 7395 | 8.6324e-05 |  |  |  |  | c_DK1_LargeDecentral | 7395 | 7.6822e-05
|  |  |  | c_DK2 | 7396 | 9.02e-05 |  |  |  |  | c_DK1_LargeDecentral | 7396 | 8.4154e-05
|  |  |  | c_DK2 | 7397 | 9.2213e-05 |  |  |  |  | c_DK1_LargeDecentral | 7397 | 0.00011315
|  |  |  | c_DK2 | 7398 | 0.00010034 |  |  |  |  | c_DK1_LargeDecentral | 7398 | 0.00016981
|  |  |  | c_DK2 | 7399 | 0.00011771 |  |  |  |  | c_DK1_LargeDecentral | 7399 | 0.00019914
|  |  |  | c_DK2 | 7400 | 0.00013351 |  |  |  |  | c_DK1_LargeDecentral | 7400 | 0.00019664
|  |  |  | c_DK2 | 7401 | 0.00014119 |  |  |  |  | c_DK1_LargeDecentral | 7401 | 0.00017697
|  |  |  | c_DK2 | 7402 | 0.00014357 |  |  |  |  | c_DK1_LargeDecentral | 7402 | 0.00016664
|  |  |  | c_DK2 | 7403 | 0.00014447 |  |  |  |  | c_DK1_LargeDecentral | 7403 | 0.00015648
|  |  |  | c_DK2 | 7404 | 0.00014305 |  |  |  |  | c_DK1_LargeDecentral | 7404 | 0.00014998
|  |  |  | c_DK2 | 7405 | 0.00014186 |  |  |  |  | c_DK1_LargeDecentral | 7405 | 0.00014531
|  |  |  | c_DK2 | 7406 | 0.00014119 |  |  |  |  | c_DK1_LargeDecentral | 7406 | 0.00013581
|  |  |  | c_DK2 | 7407 | 0.00014052 |  |  |  |  | c_DK1_LargeDecentral | 7407 | 0.00013431
|  |  |  | c_DK2 | 7408 | 0.00013947 |  |  |  |  | c_DK1_LargeDecentral | 7408 | 0.00013248
|  |  |  | c_DK2 | 7409 | 0.000147 |  |  |  |  | c_DK1_LargeDecentral | 7409 | 0.00013648
|  |  |  | c_DK2 | 7410 | 0.00016101 |  |  |  |  | c_DK1_LargeDecentral | 7410 | 0.00014531
|  |  |  | c_DK2 | 7411 | 0.00015595 |  |  |  |  | c_DK1_LargeDecentral | 7411 | 0.00014764
|  |  |  | c_DK2 | 7412 | 0.00014648 |  |  |  |  | c_DK1_LargeDecentral | 7412 | 0.00015214
|  |  |  | c_DK2 | 7413 | 0.00013694 |  |  |  |  | c_DK1_LargeDecentral | 7413 | 0.00015248
|  |  |  | c_DK2 | 7414 | 0.00012583 |  |  |  |  | c_DK1_LargeDecentral | 7414 | 0.00013848
|  |  |  | c_DK2 | 7415 | 0.00011308 |  |  |  |  | c_DK1_LargeDecentral | 7415 | 0.00011015
|  |  |  | c_DK2 | 7416 | 0.00010466 |  |  |  |  | c_DK1_LargeDecentral | 7416 | 8.2155e-05
|  |  |  | c_DK2 | 7417 | 9.6089e-05 |  |  |  |  | c_DK1_LargeDecentral | 7417 | 8.0322e-05
|  |  |  | c_DK2 | 7418 | 9.1468e-05 |  |  |  |  | c_DK1_LargeDecentral | 7418 | 8.6654e-05
|  |  |  | c_DK2 | 7419 | 8.9902e-05 |  |  |  |  | c_DK1_LargeDecentral | 7419 | 8.7654e-05
|  |  |  | c_DK2 | 7420 | 9.2139e-05 |  |  |  |  | c_DK1_LargeDecentral | 7420 | 9.4986e-05
|  |  |  | c_DK2 | 7421 | 9.4151e-05 |  |  |  |  | c_DK1_LargeDecentral | 7421 | 0.00012315
|  |  |  | c_DK2 | 7422 | 0.0001025 |  |  |  |  | c_DK1_LargeDecentral | 7422 | 0.00018381
|  |  |  | c_DK2 | 7423 | 0.00011718 |  |  |  |  | c_DK1_LargeDecentral | 7423 | 0.00021447
|  |  |  | c_DK2 | 7424 | 0.00013671 |  |  |  |  | c_DK1_LargeDecentral | 7424 | 0.00021164
|  |  |  | c_DK2 | 7425 | 0.00014335 |  |  |  |  | c_DK1_LargeDecentral | 7425 | 0.00019197
|  |  |  | c_DK2 | 7426 | 0.00014499 |  |  |  |  | c_DK1_LargeDecentral | 7426 | 0.00018264
|  |  |  | c_DK2 | 7427 | 0.00014588 |  |  |  |  | c_DK1_LargeDecentral | 7427 | 0.00017297
|  |  |  | c_DK2 | 7428 | 0.00014424 |  |  |  |  | c_DK1_LargeDecentral | 7428 | 0.00016564
|  |  |  | c_DK2 | 7429 | 0.0001423 |  |  |  |  | c_DK1_LargeDecentral | 7429 | 0.00016098
|  |  |  | c_DK2 | 7430 | 0.00014111 |  |  |  |  | c_DK1_LargeDecentral | 7430 | 0.00015148
|  |  |  | c_DK2 | 7431 | 0.00014044 |  |  |  |  | c_DK1_LargeDecentral | 7431 | 0.00015014
|  |  |  | c_DK2 | 7432 | 0.00013962 |  |  |  |  | c_DK1_LargeDecentral | 7432 | 0.00014814
|  |  |  | c_DK2 | 7433 | 0.00014886 |  |  |  |  | c_DK1_LargeDecentral | 7433 | 0.00015281
|  |  |  | c_DK2 | 7434 | 0.00016124 |  |  |  |  | c_DK1_LargeDecentral | 7434 | 0.00016098
|  |  |  | c_DK2 | 7435 | 0.00015617 |  |  |  |  | c_DK1_LargeDecentral | 7435 | 0.00016281
|  |  |  | c_DK2 | 7436 | 0.0001476 |  |  |  |  | c_DK1_LargeDecentral | 7436 | 0.00016598
|  |  |  | c_DK2 | 7437 | 0.00013917 |  |  |  |  | c_DK1_LargeDecentral | 7437 | 0.00016564
|  |  |  | c_DK2 | 7438 | 0.00012591 |  |  |  |  | c_DK1_LargeDecentral | 7438 | 0.00015081
|  |  |  | c_DK2 | 7439 | 0.00011569 |  |  |  |  | c_DK1_LargeDecentral | 7439 | 0.00012148
|  |  |  | c_DK2 | 7440 | 0.00010675 |  |  |  |  | c_DK1_LargeDecentral | 7440 | 9.2153e-05
|  |  |  | c_DK2 | 7441 | 9.5269e-05 |  |  |  |  | c_DK1_LargeDecentral | 7441 | 8.2655e-05
|  |  |  | c_DK2 | 7442 | 9.0424e-05 |  |  |  |  | c_DK1_LargeDecentral | 7442 | 8.9154e-05
|  |  |  | c_DK2 | 7443 | 8.9082e-05 |  |  |  |  | c_DK1_LargeDecentral | 7443 | 9.0153e-05
|  |  |  | c_DK2 | 7444 | 9.0722e-05 |  |  |  |  | c_DK1_LargeDecentral | 7444 | 9.7319e-05
|  |  |  | c_DK2 | 7445 | 9.4002e-05 |  |  |  |  | c_DK1_LargeDecentral | 7445 | 0.00012531
|  |  |  | c_DK2 | 7446 | 0.00010198 |  |  |  |  | c_DK1_LargeDecentral | 7446 | 0.00018681
|  |  |  | c_DK2 | 7447 | 0.00011845 |  |  |  |  | c_DK1_LargeDecentral | 7447 | 0.00021763
|  |  |  | c_DK2 | 7448 | 0.00013649 |  |  |  |  | c_DK1_LargeDecentral | 7448 | 0.00021464
|  |  |  | c_DK2 | 7449 | 0.00014208 |  |  |  |  | c_DK1_LargeDecentral | 7449 | 0.0001948
|  |  |  | c_DK2 | 7450 | 0.00014469 |  |  |  |  | c_DK1_LargeDecentral | 7450 | 0.00018631
|  |  |  | c_DK2 | 7451 | 0.00014506 |  |  |  |  | c_DK1_LargeDecentral | 7451 | 0.00017631
|  |  |  | c_DK2 | 7452 | 0.00014409 |  |  |  |  | c_DK1_LargeDecentral | 7452 | 0.00016914
|  |  |  | c_DK2 | 7453 | 0.0001426 |  |  |  |  | c_DK1_LargeDecentral | 7453 | 0.00016414
|  |  |  | c_DK2 | 7454 | 0.00014141 |  |  |  |  | c_DK1_LargeDecentral | 7454 | 0.00015481
|  |  |  | c_DK2 | 7455 | 0.00014059 |  |  |  |  | c_DK1_LargeDecentral | 7455 | 0.00015331
|  |  |  | c_DK2 | 7456 | 0.00014037 |  |  |  |  | c_DK1_LargeDecentral | 7456 | 0.00015164
|  |  |  | c_DK2 | 7457 | 0.00014849 |  |  |  |  | c_DK1_LargeDecentral | 7457 | 0.00015631
|  |  |  | c_DK2 | 7458 | 0.00016072 |  |  |  |  | c_DK1_LargeDecentral | 7458 | 0.00016414
|  |  |  | c_DK2 | 7459 | 0.00015475 |  |  |  |  | c_DK1_LargeDecentral | 7459 | 0.00016581
|  |  |  | c_DK2 | 7460 | 0.00014551 |  |  |  |  | c_DK1_LargeDecentral | 7460 | 0.00016864
|  |  |  | c_DK2 | 7461 | 0.00013709 |  |  |  |  | c_DK1_LargeDecentral | 7461 | 0.00016848
|  |  |  | c_DK2 | 7462 | 0.00012889 |  |  |  |  | c_DK1_LargeDecentral | 7462 | 0.00015331
|  |  |  | c_DK2 | 7463 | 0.00011868 |  |  |  |  | c_DK1_LargeDecentral | 7463 | 0.00012365
|  |  |  | c_DK2 | 7464 | 0.00010966 |  |  |  |  | c_DK1_LargeDecentral | 7464 | 9.4319e-05
|  |  |  | c_DK2 | 7465 | 9.5493e-05 |  |  |  |  | c_DK1_LargeDecentral | 7465 | 7.6822e-05
|  |  |  | c_DK2 | 7466 | 9.02e-05 |  |  |  |  | c_DK1_LargeDecentral | 7466 | 8.2488e-05
|  |  |  | c_DK2 | 7467 | 8.8784e-05 |  |  |  |  | c_DK1_LargeDecentral | 7467 | 8.2988e-05
|  |  |  | c_DK2 | 7468 | 8.9902e-05 |  |  |  |  | c_DK1_LargeDecentral | 7468 | 8.9487e-05
|  |  |  | c_DK2 | 7469 | 9.1617e-05 |  |  |  |  | c_DK1_LargeDecentral | 7469 | 0.00011715
|  |  |  | c_DK2 | 7470 | 9.6164e-05 |  |  |  |  | c_DK1_LargeDecentral | 7470 | 0.00017564
|  |  |  | c_DK2 | 7471 | 0.00011226 |  |  |  |  | c_DK1_LargeDecentral | 7471 | 0.0002073
|  |  |  | c_DK2 | 7472 | 0.00013165 |  |  |  |  | c_DK1_LargeDecentral | 7472 | 0.0002068
|  |  |  | c_DK2 | 7473 | 0.00013671 |  |  |  |  | c_DK1_LargeDecentral | 7473 | 0.00018797
|  |  |  | c_DK2 | 7474 | 0.00013932 |  |  |  |  | c_DK1_LargeDecentral | 7474 | 0.00017781
|  |  |  | c_DK2 | 7475 | 0.00014134 |  |  |  |  | c_DK1_LargeDecentral | 7475 | 0.00016714
|  |  |  | c_DK2 | 7476 | 0.00014022 |  |  |  |  | c_DK1_LargeDecentral | 7476 | 0.00016014
|  |  |  | c_DK2 | 7477 | 0.00013865 |  |  |  |  | c_DK1_LargeDecentral | 7477 | 0.00015531
|  |  |  | c_DK2 | 7478 | 0.00013716 |  |  |  |  | c_DK1_LargeDecentral | 7478 | 0.00014615
|  |  |  | c_DK2 | 7479 | 0.000135 |  |  |  |  | c_DK1_LargeDecentral | 7479 | 0.00014415
|  |  |  | c_DK2 | 7480 | 0.00013463 |  |  |  |  | c_DK1_LargeDecentral | 7480 | 0.00014231
|  |  |  | c_DK2 | 7481 | 0.00013992 |  |  |  |  | c_DK1_LargeDecentral | 7481 | 0.00014615
|  |  |  | c_DK2 | 7482 | 0.00015185 |  |  |  |  | c_DK1_LargeDecentral | 7482 | 0.00015548
|  |  |  | c_DK2 | 7483 | 0.00014924 |  |  |  |  | c_DK1_LargeDecentral | 7483 | 0.00015848
|  |  |  | c_DK2 | 7484 | 0.00013925 |  |  |  |  | c_DK1_LargeDecentral | 7484 | 0.00016264
|  |  |  | c_DK2 | 7485 | 0.00012978 |  |  |  |  | c_DK1_LargeDecentral | 7485 | 0.00016198
|  |  |  | c_DK2 | 7486 | 0.00012076 |  |  |  |  | c_DK1_LargeDecentral | 7486 | 0.00014814
|  |  |  | c_DK2 | 7487 | 0.00011219 |  |  |  |  | c_DK1_LargeDecentral | 7487 | 0.00011782
|  |  |  | c_DK2 | 7488 | 0.00010474 |  |  |  |  | c_DK1_LargeDecentral | 7488 | 8.8654e-05
|  |  |  | c_DK2 | 7489 | 9.5344e-05 |  |  |  |  | c_DK1_LargeDecentral | 7489 | 7.8988e-05
|  |  |  | c_DK2 | 7490 | 9.035e-05 |  |  |  |  | c_DK1_LargeDecentral | 7490 | 8.2321e-05
|  |  |  | c_DK2 | 7491 | 8.9455e-05 |  |  |  |  | c_DK1_LargeDecentral | 7491 | 7.9655e-05
|  |  |  | c_DK2 | 7492 | 8.8411e-05 |  |  |  |  | c_DK1_LargeDecentral | 7492 | 8.9154e-05
|  |  |  | c_DK2 | 7493 | 8.871e-05 |  |  |  |  | c_DK1_LargeDecentral | 7493 | 0.00011632
|  |  |  | c_DK2 | 7494 | 9.0722e-05 |  |  |  |  | c_DK1_LargeDecentral | 7494 | 0.00016981
|  |  |  | c_DK2 | 7495 | 9.6015e-05 |  |  |  |  | c_DK1_LargeDecentral | 7495 | 0.00020564
|  |  |  | c_DK2 | 7496 | 0.00010436 |  |  |  |  | c_DK1_LargeDecentral | 7496 | 0.0002023
|  |  |  | c_DK2 | 7497 | 0.00011428 |  |  |  |  | c_DK1_LargeDecentral | 7497 | 0.00018164
|  |  |  | c_DK2 | 7498 | 0.00012218 |  |  |  |  | c_DK1_LargeDecentral | 7498 | 0.00017131
|  |  |  | c_DK2 | 7499 | 0.00012635 |  |  |  |  | c_DK1_LargeDecentral | 7499 | 0.00016431
|  |  |  | c_DK2 | 7500 | 0.00012747 |  |  |  |  | c_DK1_LargeDecentral | 7500 | 0.00015498
|  |  |  | c_DK2 | 7501 | 0.00012643 |  |  |  |  | c_DK1_LargeDecentral | 7501 | 0.00015048
|  |  |  | c_DK2 | 7502 | 0.00012456 |  |  |  |  | c_DK1_LargeDecentral | 7502 | 0.00013898
|  |  |  | c_DK2 | 7503 | 0.00012471 |  |  |  |  | c_DK1_LargeDecentral | 7503 | 0.00014281
|  |  |  | c_DK2 | 7504 | 0.00012784 |  |  |  |  | c_DK1_LargeDecentral | 7504 | 0.00014098
|  |  |  | c_DK2 | 7505 | 0.0001356 |  |  |  |  | c_DK1_LargeDecentral | 7505 | 0.00014581
|  |  |  | c_DK2 | 7506 | 0.00014596 |  |  |  |  | c_DK1_LargeDecentral | 7506 | 0.00015198
|  |  |  | c_DK2 | 7507 | 0.00014081 |  |  |  |  | c_DK1_LargeDecentral | 7507 | 0.00015598
|  |  |  | c_DK2 | 7508 | 0.00012971 |  |  |  |  | c_DK1_LargeDecentral | 7508 | 0.00015731
|  |  |  | c_DK2 | 7509 | 0.00012069 |  |  |  |  | c_DK1_LargeDecentral | 7509 | 0.00015714
|  |  |  | c_DK2 | 7510 | 0.00011435 |  |  |  |  | c_DK1_LargeDecentral | 7510 | 0.00014598
|  |  |  | c_DK2 | 7511 | 0.00010884 |  |  |  |  | c_DK1_LargeDecentral | 7511 | 0.00011748
|  |  |  | c_DK2 | 7512 | 0.00010302 |  |  |  |  | c_DK1_LargeDecentral | 7512 | 8.7654e-05
|  |  |  | c_DK2 | 7513 | 9.512e-05 |  |  |  |  | c_DK1_LargeDecentral | 7513 | 8.0988e-05
|  |  |  | c_DK2 | 7514 | 9.102e-05 |  |  |  |  | c_DK1_LargeDecentral | 7514 | 8.9154e-05
|  |  |  | c_DK2 | 7515 | 8.7741e-05 |  |  |  |  | c_DK1_LargeDecentral | 7515 | 8.8487e-05
|  |  |  | c_DK2 | 7516 | 8.707e-05 |  |  |  |  | c_DK1_LargeDecentral | 7516 | 0.00010198
|  |  |  | c_DK2 | 7517 | 8.7592e-05 |  |  |  |  | c_DK1_LargeDecentral | 7517 | 0.00013331
|  |  |  | c_DK2 | 7518 | 8.9604e-05 |  |  |  |  | c_DK1_LargeDecentral | 7518 | 0.00018814
|  |  |  | c_DK2 | 7519 | 9.4375e-05 |  |  |  |  | c_DK1_LargeDecentral | 7519 | 0.00019647
|  |  |  | c_DK2 | 7520 | 0.00010161 |  |  |  |  | c_DK1_LargeDecentral | 7520 | 0.00019414
|  |  |  | c_DK2 | 7521 | 0.00011092 |  |  |  |  | c_DK1_LargeDecentral | 7521 | 0.00017297
|  |  |  | c_DK2 | 7522 | 0.0001186 |  |  |  |  | c_DK1_LargeDecentral | 7522 | 0.00016514
|  |  |  | c_DK2 | 7523 | 0.00012322 |  |  |  |  | c_DK1_LargeDecentral | 7523 | 0.00015731
|  |  |  | c_DK2 | 7524 | 0.00012449 |  |  |  |  | c_DK1_LargeDecentral | 7524 | 0.00015181
|  |  |  | c_DK2 | 7525 | 0.00012307 |  |  |  |  | c_DK1_LargeDecentral | 7525 | 0.00014814
|  |  |  | c_DK2 | 7526 | 0.00012248 |  |  |  |  | c_DK1_LargeDecentral | 7526 | 0.00014031
|  |  |  | c_DK2 | 7527 | 0.00012337 |  |  |  |  | c_DK1_LargeDecentral | 7527 | 0.00014098
|  |  |  | c_DK2 | 7528 | 0.00012516 |  |  |  |  | c_DK1_LargeDecentral | 7528 | 0.00013931
|  |  |  | c_DK2 | 7529 | 0.0001344 |  |  |  |  | c_DK1_LargeDecentral | 7529 | 0.00014548
|  |  |  | c_DK2 | 7530 | 0.00014834 |  |  |  |  | c_DK1_LargeDecentral | 7530 | 0.00015514
|  |  |  | c_DK2 | 7531 | 0.00014476 |  |  |  |  | c_DK1_LargeDecentral | 7531 | 0.00015898
|  |  |  | c_DK2 | 7532 | 0.00013321 |  |  |  |  | c_DK1_LargeDecentral | 7532 | 0.00016164
|  |  |  | c_DK2 | 7533 | 0.00012248 |  |  |  |  | c_DK1_LargeDecentral | 7533 | 0.00016231
|  |  |  | c_DK2 | 7534 | 0.00011443 |  |  |  |  | c_DK1_LargeDecentral | 7534 | 0.00015098
|  |  |  | c_DK2 | 7535 | 0.00010593 |  |  |  |  | c_DK1_LargeDecentral | 7535 | 0.00012198
|  |  |  | c_DK2 | 7536 | 9.9071e-05 |  |  |  |  | c_DK1_LargeDecentral | 7536 | 9.3986e-05
|  |  |  | c_DK2 | 7537 | 9.1691e-05 |  |  |  |  | c_DK1_LargeDecentral | 7537 | 7.7989e-05
|  |  |  | c_DK2 | 7538 | 8.6697e-05 |  |  |  |  | c_DK1_LargeDecentral | 7538 | 8.4821e-05
|  |  |  | c_DK2 | 7539 | 8.461e-05 |  |  |  |  | c_DK1_LargeDecentral | 7539 | 8.5487e-05
|  |  |  | c_DK2 | 7540 | 8.6623e-05 |  |  |  |  | c_DK1_LargeDecentral | 7540 | 9.332e-05
|  |  |  | c_DK2 | 7541 | 8.9977e-05 |  |  |  |  | c_DK1_LargeDecentral | 7541 | 0.00012165
|  |  |  | c_DK2 | 7542 | 9.9145e-05 |  |  |  |  | c_DK1_LargeDecentral | 7542 | 0.00018164
|  |  |  | c_DK2 | 7543 | 0.00011517 |  |  |  |  | c_DK1_LargeDecentral | 7543 | 0.00021114
|  |  |  | c_DK2 | 7544 | 0.00013314 |  |  |  |  | c_DK1_LargeDecentral | 7544 | 0.00020814
|  |  |  | c_DK2 | 7545 | 0.00013776 |  |  |  |  | c_DK1_LargeDecentral | 7545 | 0.00018597
|  |  |  | c_DK2 | 7546 | 0.00013992 |  |  |  |  | c_DK1_LargeDecentral | 7546 | 0.00017697
|  |  |  | c_DK2 | 7547 | 0.00014216 |  |  |  |  | c_DK1_LargeDecentral | 7547 | 0.00016748
|  |  |  | c_DK2 | 7548 | 0.00014245 |  |  |  |  | c_DK1_LargeDecentral | 7548 | 0.00015998
|  |  |  | c_DK2 | 7549 | 0.00014111 |  |  |  |  | c_DK1_LargeDecentral | 7549 | 0.00015564
|  |  |  | c_DK2 | 7550 | 0.0001391 |  |  |  |  | c_DK1_LargeDecentral | 7550 | 0.00014598
|  |  |  | c_DK2 | 7551 | 0.00013552 |  |  |  |  | c_DK1_LargeDecentral | 7551 | 0.00014515
|  |  |  | c_DK2 | 7552 | 0.00013619 |  |  |  |  | c_DK1_LargeDecentral | 7552 | 0.00014365
|  |  |  | c_DK2 | 7553 | 0.0001464 |  |  |  |  | c_DK1_LargeDecentral | 7553 | 0.00014931
|  |  |  | c_DK2 | 7554 | 0.00015796 |  |  |  |  | c_DK1_LargeDecentral | 7554 | 0.00015781
|  |  |  | c_DK2 | 7555 | 0.00015244 |  |  |  |  | c_DK1_LargeDecentral | 7555 | 0.00016114
|  |  |  | c_DK2 | 7556 | 0.00014357 |  |  |  |  | c_DK1_LargeDecentral | 7556 | 0.00016464
|  |  |  | c_DK2 | 7557 | 0.0001341 |  |  |  |  | c_DK1_LargeDecentral | 7557 | 0.00016498
|  |  |  | c_DK2 | 7558 | 0.00012389 |  |  |  |  | c_DK1_LargeDecentral | 7558 | 0.00015014
|  |  |  | c_DK2 | 7559 | 0.00011308 |  |  |  |  | c_DK1_LargeDecentral | 7559 | 0.00012065
|  |  |  | c_DK2 | 7560 | 0.00010399 |  |  |  |  | c_DK1_LargeDecentral | 7560 | 9.082e-05
|  |  |  | c_DK2 | 7561 | 9.5344e-05 |  |  |  |  | c_DK1_LargeDecentral | 7561 | 7.6655e-05
|  |  |  | c_DK2 | 7562 | 9.2511e-05 |  |  |  |  | c_DK1_LargeDecentral | 7562 | 8.3321e-05
|  |  |  | c_DK2 | 7563 | 9.3108e-05 |  |  |  |  | c_DK1_LargeDecentral | 7563 | 8.3654e-05
|  |  |  | c_DK2 | 7564 | 9.5567e-05 |  |  |  |  | c_DK1_LargeDecentral | 7564 | 9.1487e-05
|  |  |  | c_DK2 | 7565 | 9.8027e-05 |  |  |  |  | c_DK1_LargeDecentral | 7565 | 0.00012065
|  |  |  | c_DK2 | 7566 | 0.00010317 |  |  |  |  | c_DK1_LargeDecentral | 7566 | 0.00018014
|  |  |  | c_DK2 | 7567 | 0.00011838 |  |  |  |  | c_DK1_LargeDecentral | 7567 | 0.00021097
|  |  |  | c_DK2 | 7568 | 0.00013806 |  |  |  |  | c_DK1_LargeDecentral | 7568 | 0.0002083
|  |  |  | c_DK2 | 7569 | 0.00014499 |  |  |  |  | c_DK1_LargeDecentral | 7569 | 0.00018831
|  |  |  | c_DK2 | 7570 | 0.00014842 |  |  |  |  | c_DK1_LargeDecentral | 7570 | 0.00017797
|  |  |  | c_DK2 | 7571 | 0.00014961 |  |  |  |  | c_DK1_LargeDecentral | 7571 | 0.00016764
|  |  |  | c_DK2 | 7572 | 0.00014626 |  |  |  |  | c_DK1_LargeDecentral | 7572 | 0.00016081
|  |  |  | c_DK2 | 7573 | 0.00014454 |  |  |  |  | c_DK1_LargeDecentral | 7573 | 0.00015598
|  |  |  | c_DK2 | 7574 | 0.00014327 |  |  |  |  | c_DK1_LargeDecentral | 7574 | 0.00014631
|  |  |  | c_DK2 | 7575 | 0.00014633 |  |  |  |  | c_DK1_LargeDecentral | 7575 | 0.00014481
|  |  |  | c_DK2 | 7576 | 0.00014424 |  |  |  |  | c_DK1_LargeDecentral | 7576 | 0.00014298
|  |  |  | c_DK2 | 7577 | 0.00015147 |  |  |  |  | c_DK1_LargeDecentral | 7577 | 0.00014748
|  |  |  | c_DK2 | 7578 | 0.00016221 |  |  |  |  | c_DK1_LargeDecentral | 7578 | 0.00015614
|  |  |  | c_DK2 | 7579 | 0.00015378 |  |  |  |  | c_DK1_LargeDecentral | 7579 | 0.00015831
|  |  |  | c_DK2 | 7580 | 0.00014223 |  |  |  |  | c_DK1_LargeDecentral | 7580 | 0.00016231
|  |  |  | c_DK2 | 7581 | 0.00013373 |  |  |  |  | c_DK1_LargeDecentral | 7581 | 0.00016231
|  |  |  | c_DK2 | 7582 | 0.00012166 |  |  |  |  | c_DK1_LargeDecentral | 7582 | 0.00014764
|  |  |  | c_DK2 | 7583 | 0.00011197 |  |  |  |  | c_DK1_LargeDecentral | 7583 | 0.00011798
|  |  |  | c_DK2 | 7584 | 0.00010511 |  |  |  |  | c_DK1_LargeDecentral | 7584 | 8.882e-05
|  |  |  | c_DK2 | 7585 | 9.0946e-05 |  |  |  |  | c_DK1_LargeDecentral | 7585 | 7.7822e-05
|  |  |  | c_DK2 | 7586 | 8.8113e-05 |  |  |  |  | c_DK1_LargeDecentral | 7586 | 8.4154e-05
|  |  |  | c_DK2 | 7587 | 8.8113e-05 |  |  |  |  | c_DK1_LargeDecentral | 7587 | 8.5154e-05
|  |  |  | c_DK2 | 7588 | 9.02e-05 |  |  |  |  | c_DK1_LargeDecentral | 7588 | 9.2653e-05
|  |  |  | c_DK2 | 7589 | 9.2809e-05 |  |  |  |  | c_DK1_LargeDecentral | 7589 | 0.00012148
|  |  |  | c_DK2 | 7590 | 0.00010041 |  |  |  |  | c_DK1_LargeDecentral | 7590 | 0.00018114
|  |  |  | c_DK2 | 7591 | 0.00011659 |  |  |  |  | c_DK1_LargeDecentral | 7591 | 0.0002118
|  |  |  | c_DK2 | 7592 | 0.00013619 |  |  |  |  | c_DK1_LargeDecentral | 7592 | 0.00020897
|  |  |  | c_DK2 | 7593 | 0.00014163 |  |  |  |  | c_DK1_LargeDecentral | 7593 | 0.00018931
|  |  |  | c_DK2 | 7594 | 0.00014238 |  |  |  |  | c_DK1_LargeDecentral | 7594 | 0.00017931
|  |  |  | c_DK2 | 7595 | 0.0001438 |  |  |  |  | c_DK1_LargeDecentral | 7595 | 0.00016948
|  |  |  | c_DK2 | 7596 | 0.00014335 |  |  |  |  | c_DK1_LargeDecentral | 7596 | 0.00016214
|  |  |  | c_DK2 | 7597 | 0.00014447 |  |  |  |  | c_DK1_LargeDecentral | 7597 | 0.00015748
|  |  |  | c_DK2 | 7598 | 0.00014193 |  |  |  |  | c_DK1_LargeDecentral | 7598 | 0.00014781
|  |  |  | c_DK2 | 7599 | 0.00013858 |  |  |  |  | c_DK1_LargeDecentral | 7599 | 0.00014665
|  |  |  | c_DK2 | 7600 | 0.00013843 |  |  |  |  | c_DK1_LargeDecentral | 7600 | 0.00014481
|  |  |  | c_DK2 | 7601 | 0.00014678 |  |  |  |  | c_DK1_LargeDecentral | 7601 | 0.00014914
|  |  |  | c_DK2 | 7602 | 0.000159 |  |  |  |  | c_DK1_LargeDecentral | 7602 | 0.00015781
|  |  |  | c_DK2 | 7603 | 0.00015475 |  |  |  |  | c_DK1_LargeDecentral | 7603 | 0.00015981
|  |  |  | c_DK2 | 7604 | 0.00014573 |  |  |  |  | c_DK1_LargeDecentral | 7604 | 0.00016348
|  |  |  | c_DK2 | 7605 | 0.0001344 |  |  |  |  | c_DK1_LargeDecentral | 7605 | 0.00016331
|  |  |  | c_DK2 | 7606 | 0.00012479 |  |  |  |  | c_DK1_LargeDecentral | 7606 | 0.00014864
|  |  |  | c_DK2 | 7607 | 0.00011472 |  |  |  |  | c_DK1_LargeDecentral | 7607 | 0.00011915
|  |  |  | c_DK2 | 7608 | 0.00010638 |  |  |  |  | c_DK1_LargeDecentral | 7608 | 8.982e-05
|  |  |  | c_DK2 | 7609 | 9.8549e-05 |  |  |  |  | c_DK1_LargeDecentral | 7609 | 7.8488e-05
|  |  |  | c_DK2 | 7610 | 9.2958e-05 |  |  |  |  | c_DK1_LargeDecentral | 7610 | 8.4821e-05
|  |  |  | c_DK2 | 7611 | 9.0424e-05 |  |  |  |  | c_DK1_LargeDecentral | 7611 | 8.5487e-05
|  |  |  | c_DK2 | 7612 | 9.1915e-05 |  |  |  |  | c_DK1_LargeDecentral | 7612 | 9.2986e-05
|  |  |  | c_DK2 | 7613 | 9.4822e-05 |  |  |  |  | c_DK1_LargeDecentral | 7613 | 0.00012148
|  |  |  | c_DK2 | 7614 | 0.00010198 |  |  |  |  | c_DK1_LargeDecentral | 7614 | 0.00018131
|  |  |  | c_DK2 | 7615 | 0.000118 |  |  |  |  | c_DK1_LargeDecentral | 7615 | 0.0002118
|  |  |  | c_DK2 | 7616 | 0.00013992 |  |  |  |  | c_DK1_LargeDecentral | 7616 | 0.00020897
|  |  |  | c_DK2 | 7617 | 0.00014633 |  |  |  |  | c_DK1_LargeDecentral | 7617 | 0.00018931
|  |  |  | c_DK2 | 7618 | 0.00014767 |  |  |  |  | c_DK1_LargeDecentral | 7618 | 0.00017997
|  |  |  | c_DK2 | 7619 | 0.00014529 |  |  |  |  | c_DK1_LargeDecentral | 7619 | 0.00016964
|  |  |  | c_DK2 | 7620 | 0.00014439 |  |  |  |  | c_DK1_LargeDecentral | 7620 | 0.00016281
|  |  |  | c_DK2 | 7621 | 0.00014216 |  |  |  |  | c_DK1_LargeDecentral | 7621 | 0.00015781
|  |  |  | c_DK2 | 7622 | 0.00014156 |  |  |  |  | c_DK1_LargeDecentral | 7622 | 0.00014831
|  |  |  | c_DK2 | 7623 | 0.00014074 |  |  |  |  | c_DK1_LargeDecentral | 7623 | 0.00014698
|  |  |  | c_DK2 | 7624 | 0.00013835 |  |  |  |  | c_DK1_LargeDecentral | 7624 | 0.00014515
|  |  |  | c_DK2 | 7625 | 0.00014581 |  |  |  |  | c_DK1_LargeDecentral | 7625 | 0.00014948
|  |  |  | c_DK2 | 7626 | 0.00015624 |  |  |  |  | c_DK1_LargeDecentral | 7626 | 0.00015798
|  |  |  | c_DK2 | 7627 | 0.00015319 |  |  |  |  | c_DK1_LargeDecentral | 7627 | 0.00015981
|  |  |  | c_DK2 | 7628 | 0.00014275 |  |  |  |  | c_DK1_LargeDecentral | 7628 | 0.00016348
|  |  |  | c_DK2 | 7629 | 0.0001344 |  |  |  |  | c_DK1_LargeDecentral | 7629 | 0.00016331
|  |  |  | c_DK2 | 7630 | 0.00012464 |  |  |  |  | c_DK1_LargeDecentral | 7630 | 0.00014848
|  |  |  | c_DK2 | 7631 | 0.00011398 |  |  |  |  | c_DK1_LargeDecentral | 7631 | 0.00011932
|  |  |  | c_DK2 | 7632 | 0.00010533 |  |  |  |  | c_DK1_LargeDecentral | 7632 | 9.0153e-05
|  |  |  | c_DK2 | 7633 | 9.4897e-05 |  |  |  |  | c_DK1_LargeDecentral | 7633 | 7.2323e-05
|  |  |  | c_DK2 | 7634 | 8.9082e-05 |  |  |  |  | c_DK1_LargeDecentral | 7634 | 7.8155e-05
|  |  |  | c_DK2 | 7635 | 8.6772e-05 |  |  |  |  | c_DK1_LargeDecentral | 7635 | 7.8155e-05
|  |  |  | c_DK2 | 7636 | 8.8561e-05 |  |  |  |  | c_DK1_LargeDecentral | 7636 | 8.4987e-05
|  |  |  | c_DK2 | 7637 | 9.4226e-05 |  |  |  |  | c_DK1_LargeDecentral | 7637 | 0.00011332
|  |  |  | c_DK2 | 7638 | 0.00010116 |  |  |  |  | c_DK1_LargeDecentral | 7638 | 0.00017047
|  |  |  | c_DK2 | 7639 | 0.00011704 |  |  |  |  | c_DK1_LargeDecentral | 7639 | 0.0002018
|  |  |  | c_DK2 | 7640 | 0.00013537 |  |  |  |  | c_DK1_LargeDecentral | 7640 | 0.00020147
|  |  |  | c_DK2 | 7641 | 0.00014186 |  |  |  |  | c_DK1_LargeDecentral | 7641 | 0.00018281
|  |  |  | c_DK2 | 7642 | 0.00014506 |  |  |  |  | c_DK1_LargeDecentral | 7642 | 0.00017164
|  |  |  | c_DK2 | 7643 | 0.00014819 |  |  |  |  | c_DK1_LargeDecentral | 7643 | 0.00016048
|  |  |  | c_DK2 | 7644 | 0.00014648 |  |  |  |  | c_DK1_LargeDecentral | 7644 | 0.00015364
|  |  |  | c_DK2 | 7645 | 0.0001426 |  |  |  |  | c_DK1_LargeDecentral | 7645 | 0.00014898
|  |  |  | c_DK2 | 7646 | 0.00014096 |  |  |  |  | c_DK1_LargeDecentral | 7646 | 0.00013981
|  |  |  | c_DK2 | 7647 | 0.00013865 |  |  |  |  | c_DK1_LargeDecentral | 7647 | 0.00013765
|  |  |  | c_DK2 | 7648 | 0.00014007 |  |  |  |  | c_DK1_LargeDecentral | 7648 | 0.00013581
|  |  |  | c_DK2 | 7649 | 0.0001514 |  |  |  |  | c_DK1_LargeDecentral | 7649 | 0.00013981
|  |  |  | c_DK2 | 7650 | 0.00016064 |  |  |  |  | c_DK1_LargeDecentral | 7650 | 0.00014931
|  |  |  | c_DK2 | 7651 | 0.00015431 |  |  |  |  | c_DK1_LargeDecentral | 7651 | 0.00015298
|  |  |  | c_DK2 | 7652 | 0.0001438 |  |  |  |  | c_DK1_LargeDecentral | 7652 | 0.00015764
|  |  |  | c_DK2 | 7653 | 0.00013463 |  |  |  |  | c_DK1_LargeDecentral | 7653 | 0.00015731
|  |  |  | c_DK2 | 7654 | 0.0001227 |  |  |  |  | c_DK1_LargeDecentral | 7654 | 0.00014365
|  |  |  | c_DK2 | 7655 | 0.00011189 |  |  |  |  | c_DK1_LargeDecentral | 7655 | 0.00011348
|  |  |  | c_DK2 | 7656 | 0.00010436 |  |  |  |  | c_DK1_LargeDecentral | 7656 | 8.4654e-05
|  |  |  | c_DK2 | 7657 | 9.594e-05 |  |  |  |  | c_DK1_LargeDecentral | 7657 | 6.8657e-05
|  |  |  | c_DK2 | 7658 | 8.9753e-05 |  |  |  |  | c_DK1_LargeDecentral | 7658 | 7.2156e-05
|  |  |  | c_DK2 | 7659 | 8.6623e-05 |  |  |  |  | c_DK1_LargeDecentral | 7659 | 6.8657e-05
|  |  |  | c_DK2 | 7660 | 8.5504e-05 |  |  |  |  | c_DK1_LargeDecentral | 7660 | 7.7989e-05
|  |  |  | c_DK2 | 7661 | 8.5803e-05 |  |  |  |  | c_DK1_LargeDecentral | 7661 | 0.00010448
|  |  |  | c_DK2 | 7662 | 8.7815e-05 |  |  |  |  | c_DK1_LargeDecentral | 7662 | 0.00015348
|  |  |  | c_DK2 | 7663 | 9.3704e-05 |  |  |  |  | c_DK1_LargeDecentral | 7663 | 0.00018681
|  |  |  | c_DK2 | 7664 | 0.00010108 |  |  |  |  | c_DK1_LargeDecentral | 7664 | 0.00018464
|  |  |  | c_DK2 | 7665 | 0.00011018 |  |  |  |  | c_DK1_LargeDecentral | 7665 | 0.00016398
|  |  |  | c_DK2 | 7666 | 0.00011957 |  |  |  |  | c_DK1_LargeDecentral | 7666 | 0.00015398
|  |  |  | c_DK2 | 7667 | 0.00012568 |  |  |  |  | c_DK1_LargeDecentral | 7667 | 0.00014698
|  |  |  | c_DK2 | 7668 | 0.00012747 |  |  |  |  | c_DK1_LargeDecentral | 7668 | 0.00013831
|  |  |  | c_DK2 | 7669 | 0.00012799 |  |  |  |  | c_DK1_LargeDecentral | 7669 | 0.00013431
|  |  |  | c_DK2 | 7670 | 0.00012807 |  |  |  |  | c_DK1_LargeDecentral | 7670 | 0.00012248
|  |  |  | c_DK2 | 7671 | 0.00012673 |  |  |  |  | c_DK1_LargeDecentral | 7671 | 0.00012648
|  |  |  | c_DK2 | 7672 | 0.00012926 |  |  |  |  | c_DK1_LargeDecentral | 7672 | 0.00012465
|  |  |  | c_DK2 | 7673 | 0.00013791 |  |  |  |  | c_DK1_LargeDecentral | 7673 | 0.00012898
|  |  |  | c_DK2 | 7674 | 0.0001464 |  |  |  |  | c_DK1_LargeDecentral | 7674 | 0.00013498
|  |  |  | c_DK2 | 7675 | 0.00013917 |  |  |  |  | c_DK1_LargeDecentral | 7675 | 0.00013931
|  |  |  | c_DK2 | 7676 | 0.00012941 |  |  |  |  | c_DK1_LargeDecentral | 7676 | 0.00014098
|  |  |  | c_DK2 | 7677 | 0.00012181 |  |  |  |  | c_DK1_LargeDecentral | 7677 | 0.00014148
|  |  |  | c_DK2 | 7678 | 0.00011532 |  |  |  |  | c_DK1_LargeDecentral | 7678 | 0.00013115
|  |  |  | c_DK2 | 7679 | 0.00010861 |  |  |  |  | c_DK1_LargeDecentral | 7679 | 0.00010532
|  |  |  | c_DK2 | 7680 | 0.00010213 |  |  |  |  | c_DK1_LargeDecentral | 7680 | 7.6989e-05
|  |  |  | c_DK2 | 7681 | 9.2511e-05 |  |  |  |  | c_DK1_LargeDecentral | 7681 | 7.1156e-05
|  |  |  | c_DK2 | 7682 | 8.9157e-05 |  |  |  |  | c_DK1_LargeDecentral | 7682 | 8.0322e-05
|  |  |  | c_DK2 | 7683 | 8.6473e-05 |  |  |  |  | c_DK1_LargeDecentral | 7683 | 7.8655e-05
|  |  |  | c_DK2 | 7684 | 8.5281e-05 |  |  |  |  | c_DK1_LargeDecentral | 7684 | 9.182e-05
|  |  |  | c_DK2 | 7685 | 8.5728e-05 |  |  |  |  | c_DK1_LargeDecentral | 7685 | 0.00012265
|  |  |  | c_DK2 | 7686 | 8.7592e-05 |  |  |  |  | c_DK1_LargeDecentral | 7686 | 0.00017481
|  |  |  | c_DK2 | 7687 | 9.2511e-05 |  |  |  |  | c_DK1_LargeDecentral | 7687 | 0.00018247
|  |  |  | c_DK2 | 7688 | 0.00010071 |  |  |  |  | c_DK1_LargeDecentral | 7688 | 0.00018064
|  |  |  | c_DK2 | 7689 | 0.0001104 |  |  |  |  | c_DK1_LargeDecentral | 7689 | 0.00015831
|  |  |  | c_DK2 | 7690 | 0.00011868 |  |  |  |  | c_DK1_LargeDecentral | 7690 | 0.00015014
|  |  |  | c_DK2 | 7691 | 0.00012277 |  |  |  |  | c_DK1_LargeDecentral | 7691 | 0.00014198
|  |  |  | c_DK2 | 7692 | 0.00012374 |  |  |  |  | c_DK1_LargeDecentral | 7692 | 0.00013665
|  |  |  | c_DK2 | 7693 | 0.00012471 |  |  |  |  | c_DK1_LargeDecentral | 7693 | 0.00013348
|  |  |  | c_DK2 | 7694 | 0.00012523 |  |  |  |  | c_DK1_LargeDecentral | 7694 | 0.00012531
|  |  |  | c_DK2 | 7695 | 0.00012427 |  |  |  |  | c_DK1_LargeDecentral | 7695 | 0.00012581
|  |  |  | c_DK2 | 7696 | 0.00012583 |  |  |  |  | c_DK1_LargeDecentral | 7696 | 0.00012382
|  |  |  | c_DK2 | 7697 | 0.00013388 |  |  |  |  | c_DK1_LargeDecentral | 7697 | 0.00013065
|  |  |  | c_DK2 | 7698 | 0.00014327 |  |  |  |  | c_DK1_LargeDecentral | 7698 | 0.00014015
|  |  |  | c_DK2 | 7699 | 0.00014052 |  |  |  |  | c_DK1_LargeDecentral | 7699 | 0.00014415
|  |  |  | c_DK2 | 7700 | 0.00013217 |  |  |  |  | c_DK1_LargeDecentral | 7700 | 0.00014798
|  |  |  | c_DK2 | 7701 | 0.00012337 |  |  |  |  | c_DK1_LargeDecentral | 7701 | 0.00014948
|  |  |  | c_DK2 | 7702 | 0.0001151 |  |  |  |  | c_DK1_LargeDecentral | 7702 | 0.00013881
|  |  |  | c_DK2 | 7703 | 0.0001063 |  |  |  |  | c_DK1_LargeDecentral | 7703 | 0.00011215
|  |  |  | c_DK2 | 7704 | 9.922e-05 |  |  |  |  | c_DK1_LargeDecentral | 7704 | 8.3821e-05
|  |  |  | c_DK2 | 7705 | 9.0573e-05 |  |  |  |  | c_DK1_LargeDecentral | 7705 | 6.599e-05
|  |  |  | c_DK2 | 7706 | 8.6473e-05 |  |  |  |  | c_DK1_LargeDecentral | 7706 | 7.2656e-05
|  |  |  | c_DK2 | 7707 | 8.4983e-05 |  |  |  |  | c_DK1_LargeDecentral | 7707 | 7.2989e-05
|  |  |  | c_DK2 | 7708 | 8.7293e-05 |  |  |  |  | c_DK1_LargeDecentral | 7708 | 7.9822e-05
|  |  |  | c_DK2 | 7709 | 9.0797e-05 |  |  |  |  | c_DK1_LargeDecentral | 7709 | 0.00010698
|  |  |  | c_DK2 | 7710 | 9.7356e-05 |  |  |  |  | c_DK1_LargeDecentral | 7710 | 0.00016164
|  |  |  | c_DK2 | 7711 | 0.00011323 |  |  |  |  | c_DK1_LargeDecentral | 7711 | 0.00018831
|  |  |  | c_DK2 | 7712 | 0.00013209 |  |  |  |  | c_DK1_LargeDecentral | 7712 | 0.00018614
|  |  |  | c_DK2 | 7713 | 0.00013999 |  |  |  |  | c_DK1_LargeDecentral | 7713 | 0.00016431
|  |  |  | c_DK2 | 7714 | 0.00014074 |  |  |  |  | c_DK1_LargeDecentral | 7714 | 0.00015564
|  |  |  | c_DK2 | 7715 | 0.00014163 |  |  |  |  | c_DK1_LargeDecentral | 7715 | 0.00014648
|  |  |  | c_DK2 | 7716 | 0.00014059 |  |  |  |  | c_DK1_LargeDecentral | 7716 | 0.00013965
|  |  |  | c_DK2 | 7717 | 0.00013917 |  |  |  |  | c_DK1_LargeDecentral | 7717 | 0.00013631
|  |  |  | c_DK2 | 7718 | 0.00013835 |  |  |  |  | c_DK1_LargeDecentral | 7718 | 0.00012648
|  |  |  | c_DK2 | 7719 | 0.00013671 |  |  |  |  | c_DK1_LargeDecentral | 7719 | 0.00012565
|  |  |  | c_DK2 | 7720 | 0.00013574 |  |  |  |  | c_DK1_LargeDecentral | 7720 | 0.00012382
|  |  |  | c_DK2 | 7721 | 0.00014715 |  |  |  |  | c_DK1_LargeDecentral | 7721 | 0.00012915
|  |  |  | c_DK2 | 7722 | 0.00015766 |  |  |  |  | c_DK1_LargeDecentral | 7722 | 0.00013698
|  |  |  | c_DK2 | 7723 | 0.00014879 |  |  |  |  | c_DK1_LargeDecentral | 7723 | 0.00014065
|  |  |  | c_DK2 | 7724 | 0.00013977 |  |  |  |  | c_DK1_LargeDecentral | 7724 | 0.00014498
|  |  |  | c_DK2 | 7725 | 0.00013045 |  |  |  |  | c_DK1_LargeDecentral | 7725 | 0.00014598
|  |  |  | c_DK2 | 7726 | 0.00012121 |  |  |  |  | c_DK1_LargeDecentral | 7726 | 0.00013265
|  |  |  | c_DK2 | 7727 | 0.00011085 |  |  |  |  | c_DK1_LargeDecentral | 7727 | 0.00010598
|  |  |  | c_DK2 | 7728 | 0.00010205 |  |  |  |  | c_DK1_LargeDecentral | 7728 | 7.8322e-05
|  |  |  | c_DK2 | 7729 | 8.9828e-05 |  |  |  |  | c_DK1_LargeDecentral | 7729 | 6.7323e-05
|  |  |  | c_DK2 | 7730 | 8.3715e-05 |  |  |  |  | c_DK1_LargeDecentral | 7730 | 7.3489e-05
|  |  |  | c_DK2 | 7731 | 8.4312e-05 |  |  |  |  | c_DK1_LargeDecentral | 7731 | 7.3822e-05
|  |  |  | c_DK2 | 7732 | 8.8486e-05 |  |  |  |  | c_DK1_LargeDecentral | 7732 | 8.0988e-05
|  |  |  | c_DK2 | 7733 | 9.0946e-05 |  |  |  |  | c_DK1_LargeDecentral | 7733 | 0.00010915
|  |  |  | c_DK2 | 7734 | 9.8102e-05 |  |  |  |  | c_DK1_LargeDecentral | 7734 | 0.00016431
|  |  |  | c_DK2 | 7735 | 0.00011517 |  |  |  |  | c_DK1_LargeDecentral | 7735 | 0.00019297
|  |  |  | c_DK2 | 7736 | 0.00013179 |  |  |  |  | c_DK1_LargeDecentral | 7736 | 0.00019047
|  |  |  | c_DK2 | 7737 | 0.0001391 |  |  |  |  | c_DK1_LargeDecentral | 7737 | 0.00017114
|  |  |  | c_DK2 | 7738 | 0.0001423 |  |  |  |  | c_DK1_LargeDecentral | 7738 | 0.00016098
|  |  |  | c_DK2 | 7739 | 0.00014357 |  |  |  |  | c_DK1_LargeDecentral | 7739 | 0.00015131
|  |  |  | c_DK2 | 7740 | 0.00014335 |  |  |  |  | c_DK1_LargeDecentral | 7740 | 0.00014498
|  |  |  | c_DK2 | 7741 | 0.00014432 |  |  |  |  | c_DK1_LargeDecentral | 7741 | 0.00014065
|  |  |  | c_DK2 | 7742 | 0.0001432 |  |  |  |  | c_DK1_LargeDecentral | 7742 | 0.00013115
|  |  |  | c_DK2 | 7743 | 0.00014327 |  |  |  |  | c_DK1_LargeDecentral | 7743 | 0.00012965
|  |  |  | c_DK2 | 7744 | 0.00014268 |  |  |  |  | c_DK1_LargeDecentral | 7744 | 0.00012748
|  |  |  | c_DK2 | 7745 | 0.00015095 |  |  |  |  | c_DK1_LargeDecentral | 7745 | 0.00013165
|  |  |  | c_DK2 | 7746 | 0.00015937 |  |  |  |  | c_DK1_LargeDecentral | 7746 | 0.00014015
|  |  |  | c_DK2 | 7747 | 0.00015341 |  |  |  |  | c_DK1_LargeDecentral | 7747 | 0.00014248
|  |  |  | c_DK2 | 7748 | 0.00014312 |  |  |  |  | c_DK1_LargeDecentral | 7748 | 0.00014681
|  |  |  | c_DK2 | 7749 | 0.00013232 |  |  |  |  | c_DK1_LargeDecentral | 7749 | 0.00014731
|  |  |  | c_DK2 | 7750 | 0.00012143 |  |  |  |  | c_DK1_LargeDecentral | 7750 | 0.00013398
|  |  |  | c_DK2 | 7751 | 0.0001113 |  |  |  |  | c_DK1_LargeDecentral | 7751 | 0.00010648
|  |  |  | c_DK2 | 7752 | 0.00010317 |  |  |  |  | c_DK1_LargeDecentral | 7752 | 7.9155e-05
|  |  |  | c_DK2 | 7753 | 9.1915e-05 |  |  |  |  | c_DK1_LargeDecentral | 7753 | 6.9656e-05
|  |  |  | c_DK2 | 7754 | 8.8188e-05 |  |  |  |  | c_DK1_LargeDecentral | 7754 | 7.5822e-05
|  |  |  | c_DK2 | 7755 | 8.7666e-05 |  |  |  |  | c_DK1_LargeDecentral | 7755 | 7.6322e-05
|  |  |  | c_DK2 | 7756 | 8.9753e-05 |  |  |  |  | c_DK1_LargeDecentral | 7756 | 8.3654e-05
|  |  |  | c_DK2 | 7757 | 9.266e-05 |  |  |  |  | c_DK1_LargeDecentral | 7757 | 0.00011265
|  |  |  | c_DK2 | 7758 | 0.00010116 |  |  |  |  | c_DK1_LargeDecentral | 7758 | 0.00016881
|  |  |  | c_DK2 | 7759 | 0.00011599 |  |  |  |  | c_DK1_LargeDecentral | 7759 | 0.00019847
|  |  |  | c_DK2 | 7760 | 0.0001341 |  |  |  |  | c_DK1_LargeDecentral | 7760 | 0.00019597
|  |  |  | c_DK2 | 7761 | 0.00013962 |  |  |  |  | c_DK1_LargeDecentral | 7761 | 0.00017631
|  |  |  | c_DK2 | 7762 | 0.00013992 |  |  |  |  | c_DK1_LargeDecentral | 7762 | 0.00016581
|  |  |  | c_DK2 | 7763 | 0.00014178 |  |  |  |  | c_DK1_LargeDecentral | 7763 | 0.00015581
|  |  |  | c_DK2 | 7764 | 0.00014178 |  |  |  |  | c_DK1_LargeDecentral | 7764 | 0.00014898
|  |  |  | c_DK2 | 7765 | 0.00014126 |  |  |  |  | c_DK1_LargeDecentral | 7765 | 0.00014498
|  |  |  | c_DK2 | 7766 | 0.00014223 |  |  |  |  | c_DK1_LargeDecentral | 7766 | 0.00013498
|  |  |  | c_DK2 | 7767 | 0.00014178 |  |  |  |  | c_DK1_LargeDecentral | 7767 | 0.00013381
|  |  |  | c_DK2 | 7768 | 0.00014238 |  |  |  |  | c_DK1_LargeDecentral | 7768 | 0.00013181
|  |  |  | c_DK2 | 7769 | 0.00014991 |  |  |  |  | c_DK1_LargeDecentral | 7769 | 0.00013581
|  |  |  | c_DK2 | 7770 | 0.00015773 |  |  |  |  | c_DK1_LargeDecentral | 7770 | 0.00014481
|  |  |  | c_DK2 | 7771 | 0.00015177 |  |  |  |  | c_DK1_LargeDecentral | 7771 | 0.00014731
|  |  |  | c_DK2 | 7772 | 0.00014074 |  |  |  |  | c_DK1_LargeDecentral | 7772 | 0.00015148
|  |  |  | c_DK2 | 7773 | 0.00012948 |  |  |  |  | c_DK1_LargeDecentral | 7773 | 0.00015198
|  |  |  | c_DK2 | 7774 | 0.00012009 |  |  |  |  | c_DK1_LargeDecentral | 7774 | 0.00013798
|  |  |  | c_DK2 | 7775 | 0.00011033 |  |  |  |  | c_DK1_LargeDecentral | 7775 | 0.00010965
|  |  |  | c_DK2 | 7776 | 0.00010243 |  |  |  |  | c_DK1_LargeDecentral | 7776 | 8.1655e-05
|  |  |  | c_DK2 | 7777 | 9.3331e-05 |  |  |  |  | c_DK1_LargeDecentral | 7777 | 6.9156e-05
|  |  |  | c_DK2 | 7778 | 8.8859e-05 |  |  |  |  | c_DK1_LargeDecentral | 7778 | 7.5489e-05
|  |  |  | c_DK2 | 7779 | 8.5952e-05 |  |  |  |  | c_DK1_LargeDecentral | 7779 | 7.5656e-05
|  |  |  | c_DK2 | 7780 | 8.8039e-05 |  |  |  |  | c_DK1_LargeDecentral | 7780 | 8.3154e-05
|  |  |  | c_DK2 | 7781 | 9.0722e-05 |  |  |  |  | c_DK1_LargeDecentral | 7781 | 0.00011182
|  |  |  | c_DK2 | 7782 | 9.8027e-05 |  |  |  |  | c_DK1_LargeDecentral | 7782 | 0.00016781
|  |  |  | c_DK2 | 7783 | 0.0001154 |  |  |  |  | c_DK1_LargeDecentral | 7783 | 0.00019714
|  |  |  | c_DK2 | 7784 | 0.00013582 |  |  |  |  | c_DK1_LargeDecentral | 7784 | 0.00019464
|  |  |  | c_DK2 | 7785 | 0.00014148 |  |  |  |  | c_DK1_LargeDecentral | 7785 | 0.00017514
|  |  |  | c_DK2 | 7786 | 0.00014178 |  |  |  |  | c_DK1_LargeDecentral | 7786 | 0.00016464
|  |  |  | c_DK2 | 7787 | 0.00014283 |  |  |  |  | c_DK1_LargeDecentral | 7787 | 0.00015481
|  |  |  | c_DK2 | 7788 | 0.0001432 |  |  |  |  | c_DK1_LargeDecentral | 7788 | 0.00014848
|  |  |  | c_DK2 | 7789 | 0.0001432 |  |  |  |  | c_DK1_LargeDecentral | 7789 | 0.00014381
|  |  |  | c_DK2 | 7790 | 0.00014312 |  |  |  |  | c_DK1_LargeDecentral | 7790 | 0.00013415
|  |  |  | c_DK2 | 7791 | 0.00014104 |  |  |  |  | c_DK1_LargeDecentral | 7791 | 0.00013265
|  |  |  | c_DK2 | 7792 | 0.00014201 |  |  |  |  | c_DK1_LargeDecentral | 7792 | 0.00013081
|  |  |  | c_DK2 | 7793 | 0.00015095 |  |  |  |  | c_DK1_LargeDecentral | 7793 | 0.00013498
|  |  |  | c_DK2 | 7794 | 0.00015796 |  |  |  |  | c_DK1_LargeDecentral | 7794 | 0.00014365
|  |  |  | c_DK2 | 7795 | 0.0001517 |  |  |  |  | c_DK1_LargeDecentral | 7795 | 0.00014598
|  |  |  | c_DK2 | 7796 | 0.0001423 |  |  |  |  | c_DK1_LargeDecentral | 7796 | 0.00015031
|  |  |  | c_DK2 | 7797 | 0.00012986 |  |  |  |  | c_DK1_LargeDecentral | 7797 | 0.00015064
|  |  |  | c_DK2 | 7798 | 0.00011882 |  |  |  |  | c_DK1_LargeDecentral | 7798 | 0.00013698
|  |  |  | c_DK2 | 7799 | 0.0001107 |  |  |  |  | c_DK1_LargeDecentral | 7799 | 0.00010882
|  |  |  | c_DK2 | 7800 | 0.00010265 |  |  |  |  | c_DK1_LargeDecentral | 7800 | 8.1155e-05
|  |  |  | c_DK2 | 7801 | 9.3629e-05 |  |  |  |  | c_DK1_LargeDecentral | 7801 | 6.6324e-05
|  |  |  | c_DK2 | 7802 | 8.8635e-05 |  |  |  |  | c_DK1_LargeDecentral | 7802 | 7.1489e-05
|  |  |  | c_DK2 | 7803 | 8.6846e-05 |  |  |  |  | c_DK1_LargeDecentral | 7803 | 7.1656e-05
|  |  |  | c_DK2 | 7804 | 8.871e-05 |  |  |  |  | c_DK1_LargeDecentral | 7804 | 7.7989e-05
|  |  |  | c_DK2 | 7805 | 9.1244e-05 |  |  |  |  | c_DK1_LargeDecentral | 7805 | 0.00010432
|  |  |  | c_DK2 | 7806 | 9.8922e-05 |  |  |  |  | c_DK1_LargeDecentral | 7806 | 0.00015848
|  |  |  | c_DK2 | 7807 | 0.00011502 |  |  |  |  | c_DK1_LargeDecentral | 7807 | 0.00018764
|  |  |  | c_DK2 | 7808 | 0.00013276 |  |  |  |  | c_DK1_LargeDecentral | 7808 | 0.00018747
|  |  |  | c_DK2 | 7809 | 0.00014007 |  |  |  |  | c_DK1_LargeDecentral | 7809 | 0.00016898
|  |  |  | c_DK2 | 7810 | 0.00014275 |  |  |  |  | c_DK1_LargeDecentral | 7810 | 0.00015914
|  |  |  | c_DK2 | 7811 | 0.00014424 |  |  |  |  | c_DK1_LargeDecentral | 7811 | 0.00014881
|  |  |  | c_DK2 | 7812 | 0.00014409 |  |  |  |  | c_DK1_LargeDecentral | 7812 | 0.00014231
|  |  |  | c_DK2 | 7813 | 0.00014119 |  |  |  |  | c_DK1_LargeDecentral | 7813 | 0.00013815
|  |  |  | c_DK2 | 7814 | 0.0001391 |  |  |  |  | c_DK1_LargeDecentral | 7814 | 0.00012931
|  |  |  | c_DK2 | 7815 | 0.00013642 |  |  |  |  | c_DK1_LargeDecentral | 7815 | 0.00012698
|  |  |  | c_DK2 | 7816 | 0.00013627 |  |  |  |  | c_DK1_LargeDecentral | 7816 | 0.00012515
|  |  |  | c_DK2 | 7817 | 0.00014424 |  |  |  |  | c_DK1_LargeDecentral | 7817 | 0.00012848
|  |  |  | c_DK2 | 7818 | 0.00015117 |  |  |  |  | c_DK1_LargeDecentral | 7818 | 0.00013781
|  |  |  | c_DK2 | 7819 | 0.00014775 |  |  |  |  | c_DK1_LargeDecentral | 7819 | 0.00014115
|  |  |  | c_DK2 | 7820 | 0.00013731 |  |  |  |  | c_DK1_LargeDecentral | 7820 | 0.00014565
|  |  |  | c_DK2 | 7821 | 0.00012583 |  |  |  |  | c_DK1_LargeDecentral | 7821 | 0.00014548
|  |  |  | c_DK2 | 7822 | 0.00011786 |  |  |  |  | c_DK1_LargeDecentral | 7822 | 0.00013298
|  |  |  | c_DK2 | 7823 | 0.00011055 |  |  |  |  | c_DK1_LargeDecentral | 7823 | 0.00010532
|  |  |  | c_DK2 | 7824 | 0.00010339 |  |  |  |  | c_DK1_LargeDecentral | 7824 | 7.7989e-05
|  |  |  | c_DK2 | 7825 | 9.4151e-05 |  |  |  |  | c_DK1_LargeDecentral | 7825 | 6.8657e-05
|  |  |  | c_DK2 | 7826 | 8.9082e-05 |  |  |  |  | c_DK1_LargeDecentral | 7826 | 7.2156e-05
|  |  |  | c_DK2 | 7827 | 8.625e-05 |  |  |  |  | c_DK1_LargeDecentral | 7827 | 6.8823e-05
|  |  |  | c_DK2 | 7828 | 8.5281e-05 |  |  |  |  | c_DK1_LargeDecentral | 7828 | 7.7989e-05
|  |  |  | c_DK2 | 7829 | 8.5728e-05 |  |  |  |  | c_DK1_LargeDecentral | 7829 | 0.00010448
|  |  |  | c_DK2 | 7830 | 8.9977e-05 |  |  |  |  | c_DK1_LargeDecentral | 7830 | 0.00015364
|  |  |  | c_DK2 | 7831 | 9.6611e-05 |  |  |  |  | c_DK1_LargeDecentral | 7831 | 0.00018681
|  |  |  | c_DK2 | 7832 | 0.00010496 |  |  |  |  | c_DK1_LargeDecentral | 7832 | 0.00018464
|  |  |  | c_DK2 | 7833 | 0.00011338 |  |  |  |  | c_DK1_LargeDecentral | 7833 | 0.00016398
|  |  |  | c_DK2 | 7834 | 0.00012069 |  |  |  |  | c_DK1_LargeDecentral | 7834 | 0.00015398
|  |  |  | c_DK2 | 7835 | 0.00012583 |  |  |  |  | c_DK1_LargeDecentral | 7835 | 0.00014715
|  |  |  | c_DK2 | 7836 | 0.00012755 |  |  |  |  | c_DK1_LargeDecentral | 7836 | 0.00013831
|  |  |  | c_DK2 | 7837 | 0.00012717 |  |  |  |  | c_DK1_LargeDecentral | 7837 | 0.00013431
|  |  |  | c_DK2 | 7838 | 0.00012591 |  |  |  |  | c_DK1_LargeDecentral | 7838 | 0.00012248
|  |  |  | c_DK2 | 7839 | 0.00012486 |  |  |  |  | c_DK1_LargeDecentral | 7839 | 0.00012665
|  |  |  | c_DK2 | 7840 | 0.00012889 |  |  |  |  | c_DK1_LargeDecentral | 7840 | 0.00012465
|  |  |  | c_DK2 | 7841 | 0.00013761 |  |  |  |  | c_DK1_LargeDecentral | 7841 | 0.00012898
|  |  |  | c_DK2 | 7842 | 0.00014491 |  |  |  |  | c_DK1_LargeDecentral | 7842 | 0.00013498
|  |  |  | c_DK2 | 7843 | 0.00013992 |  |  |  |  | c_DK1_LargeDecentral | 7843 | 0.00013931
|  |  |  | c_DK2 | 7844 | 0.00013097 |  |  |  |  | c_DK1_LargeDecentral | 7844 | 0.00014098
|  |  |  | c_DK2 | 7845 | 0.00012277 |  |  |  |  | c_DK1_LargeDecentral | 7845 | 0.00014181
|  |  |  | c_DK2 | 7846 | 0.00011517 |  |  |  |  | c_DK1_LargeDecentral | 7846 | 0.00013115
|  |  |  | c_DK2 | 7847 | 0.00010839 |  |  |  |  | c_DK1_LargeDecentral | 7847 | 0.00010532
|  |  |  | c_DK2 | 7848 | 0.00010235 |  |  |  |  | c_DK1_LargeDecentral | 7848 | 7.6989e-05
|  |  |  | c_DK2 | 7849 | 9.3629e-05 |  |  |  |  | c_DK1_LargeDecentral | 7849 | 7.1489e-05
|  |  |  | c_DK2 | 7850 | 9.0275e-05 |  |  |  |  | c_DK1_LargeDecentral | 7850 | 8.0988e-05
|  |  |  | c_DK2 | 7851 | 8.7517e-05 |  |  |  |  | c_DK1_LargeDecentral | 7851 | 7.8988e-05
|  |  |  | c_DK2 | 7852 | 8.7517e-05 |  |  |  |  | c_DK1_LargeDecentral | 7852 | 9.2486e-05
|  |  |  | c_DK2 | 7853 | 8.6101e-05 |  |  |  |  | c_DK1_LargeDecentral | 7853 | 0.00012332
|  |  |  | c_DK2 | 7854 | 8.7592e-05 |  |  |  |  | c_DK1_LargeDecentral | 7854 | 0.00017581
|  |  |  | c_DK2 | 7855 | 9.2064e-05 |  |  |  |  | c_DK1_LargeDecentral | 7855 | 0.00018331
|  |  |  | c_DK2 | 7856 | 9.9369e-05 |  |  |  |  | c_DK1_LargeDecentral | 7856 | 0.00018147
|  |  |  | c_DK2 | 7857 | 0.00010816 |  |  |  |  | c_DK1_LargeDecentral | 7857 | 0.00015898
|  |  |  | c_DK2 | 7858 | 0.00011674 |  |  |  |  | c_DK1_LargeDecentral | 7858 | 0.00015081
|  |  |  | c_DK2 | 7859 | 0.0001224 |  |  |  |  | c_DK1_LargeDecentral | 7859 | 0.00014281
|  |  |  | c_DK2 | 7860 | 0.00012404 |  |  |  |  | c_DK1_LargeDecentral | 7860 | 0.00013748
|  |  |  | c_DK2 | 7861 | 0.00012337 |  |  |  |  | c_DK1_LargeDecentral | 7861 | 0.00013415
|  |  |  | c_DK2 | 7862 | 0.00012292 |  |  |  |  | c_DK1_LargeDecentral | 7862 | 0.00012598
|  |  |  | c_DK2 | 7863 | 0.00012218 |  |  |  |  | c_DK1_LargeDecentral | 7863 | 0.00012665
|  |  |  | c_DK2 | 7864 | 0.00012419 |  |  |  |  | c_DK1_LargeDecentral | 7864 | 0.00012432
|  |  |  | c_DK2 | 7865 | 0.00013366 |  |  |  |  | c_DK1_LargeDecentral | 7865 | 0.00013148
|  |  |  | c_DK2 | 7866 | 0.00014372 |  |  |  |  | c_DK1_LargeDecentral | 7866 | 0.00014081
|  |  |  | c_DK2 | 7867 | 0.00014022 |  |  |  |  | c_DK1_LargeDecentral | 7867 | 0.00014515
|  |  |  | c_DK2 | 7868 | 0.00013142 |  |  |  |  | c_DK1_LargeDecentral | 7868 | 0.00014881
|  |  |  | c_DK2 | 7869 | 0.00012292 |  |  |  |  | c_DK1_LargeDecentral | 7869 | 0.00015048
|  |  |  | c_DK2 | 7870 | 0.00011443 |  |  |  |  | c_DK1_LargeDecentral | 7870 | 0.00013948
|  |  |  | c_DK2 | 7871 | 0.00010585 |  |  |  |  | c_DK1_LargeDecentral | 7871 | 0.00011282
|  |  |  | c_DK2 | 7872 | 9.8922e-05 |  |  |  |  | c_DK1_LargeDecentral | 7872 | 8.4488e-05
|  |  |  | c_DK2 | 7873 | 8.9679e-05 |  |  |  |  | c_DK1_LargeDecentral | 7873 | 7.2489e-05
|  |  |  | c_DK2 | 7874 | 8.5504e-05 |  |  |  |  | c_DK1_LargeDecentral | 7874 | 7.9655e-05
|  |  |  | c_DK2 | 7875 | 8.3343e-05 |  |  |  |  | c_DK1_LargeDecentral | 7875 | 8.0155e-05
|  |  |  | c_DK2 | 7876 | 8.5355e-05 |  |  |  |  | c_DK1_LargeDecentral | 7876 | 8.782e-05
|  |  |  | c_DK2 | 7877 | 8.8039e-05 |  |  |  |  | c_DK1_LargeDecentral | 7877 | 0.00011715
|  |  |  | c_DK2 | 7878 | 9.6238e-05 |  |  |  |  | c_DK1_LargeDecentral | 7878 | 0.00017497
|  |  |  | c_DK2 | 7879 | 0.00011256 |  |  |  |  | c_DK1_LargeDecentral | 7879 | 0.00020397
|  |  |  | c_DK2 | 7880 | 0.0001309 |  |  |  |  | c_DK1_LargeDecentral | 7880 | 0.00020147
|  |  |  | c_DK2 | 7881 | 0.00013835 |  |  |  |  | c_DK1_LargeDecentral | 7881 | 0.00017881
|  |  |  | c_DK2 | 7882 | 0.00014089 |  |  |  |  | c_DK1_LargeDecentral | 7882 | 0.00016898
|  |  |  | c_DK2 | 7883 | 0.00014387 |  |  |  |  | c_DK1_LargeDecentral | 7883 | 0.00015914
|  |  |  | c_DK2 | 7884 | 0.00014409 |  |  |  |  | c_DK1_LargeDecentral | 7884 | 0.00015181
|  |  |  | c_DK2 | 7885 | 0.00014335 |  |  |  |  | c_DK1_LargeDecentral | 7885 | 0.00014831
|  |  |  | c_DK2 | 7886 | 0.00014275 |  |  |  |  | c_DK1_LargeDecentral | 7886 | 0.00013798
|  |  |  | c_DK2 | 7887 | 0.00014089 |  |  |  |  | c_DK1_LargeDecentral | 7887 | 0.00013715
|  |  |  | c_DK2 | 7888 | 0.00014305 |  |  |  |  | c_DK1_LargeDecentral | 7888 | 0.00013565
|  |  |  | c_DK2 | 7889 | 0.00015177 |  |  |  |  | c_DK1_LargeDecentral | 7889 | 0.00014148
|  |  |  | c_DK2 | 7890 | 0.00015841 |  |  |  |  | c_DK1_LargeDecentral | 7890 | 0.00014981
|  |  |  | c_DK2 | 7891 | 0.00015207 |  |  |  |  | c_DK1_LargeDecentral | 7891 | 0.00015381
|  |  |  | c_DK2 | 7892 | 0.00014059 |  |  |  |  | c_DK1_LargeDecentral | 7892 | 0.00015814
|  |  |  | c_DK2 | 7893 | 0.00012986 |  |  |  |  | c_DK1_LargeDecentral | 7893 | 0.00015881
|  |  |  | c_DK2 | 7894 | 0.0001224 |  |  |  |  | c_DK1_LargeDecentral | 7894 | 0.00014431
|  |  |  | c_DK2 | 7895 | 0.00011219 |  |  |  |  | c_DK1_LargeDecentral | 7895 | 0.00011548
|  |  |  | c_DK2 | 7896 | 0.00010369 |  |  |  |  | c_DK1_LargeDecentral | 7896 | 8.5987e-05
|  |  |  | c_DK2 | 7897 | 9.5791e-05 |  |  |  |  | c_DK1_LargeDecentral | 7897 | 7.3156e-05
|  |  |  | c_DK2 | 7898 | 8.9231e-05 |  |  |  |  | c_DK1_LargeDecentral | 7898 | 7.9822e-05
|  |  |  | c_DK2 | 7899 | 8.6921e-05 |  |  |  |  | c_DK1_LargeDecentral | 7899 | 8.0322e-05
|  |  |  | c_DK2 | 7900 | 8.9231e-05 |  |  |  |  | c_DK1_LargeDecentral | 7900 | 8.8154e-05
|  |  |  | c_DK2 | 7901 | 9.2437e-05 |  |  |  |  | c_DK1_LargeDecentral | 7901 | 0.00011815
|  |  |  | c_DK2 | 7902 | 9.9891e-05 |  |  |  |  | c_DK1_LargeDecentral | 7902 | 0.00017664
|  |  |  | c_DK2 | 7903 | 0.00011718 |  |  |  |  | c_DK1_LargeDecentral | 7903 | 0.00020697
|  |  |  | c_DK2 | 7904 | 0.0001356 |  |  |  |  | c_DK1_LargeDecentral | 7904 | 0.00020447
|  |  |  | c_DK2 | 7905 | 0.00014238 |  |  |  |  | c_DK1_LargeDecentral | 7905 | 0.00018464
|  |  |  | c_DK2 | 7906 | 0.00014372 |  |  |  |  | c_DK1_LargeDecentral | 7906 | 0.00017347
|  |  |  | c_DK2 | 7907 | 0.00014372 |  |  |  |  | c_DK1_LargeDecentral | 7907 | 0.00016298
|  |  |  | c_DK2 | 7908 | 0.00014223 |  |  |  |  | c_DK1_LargeDecentral | 7908 | 0.00015614
|  |  |  | c_DK2 | 7909 | 0.00014216 |  |  |  |  | c_DK1_LargeDecentral | 7909 | 0.00015148
|  |  |  | c_DK2 | 7910 | 0.00014305 |  |  |  |  | c_DK1_LargeDecentral | 7910 | 0.00014148
|  |  |  | c_DK2 | 7911 | 0.0001423 |  |  |  |  | c_DK1_LargeDecentral | 7911 | 0.00014015
|  |  |  | c_DK2 | 7912 | 0.00014268 |  |  |  |  | c_DK1_LargeDecentral | 7912 | 0.00013831
|  |  |  | c_DK2 | 7913 | 0.00015177 |  |  |  |  | c_DK1_LargeDecentral | 7913 | 0.00014265
|  |  |  | c_DK2 | 7914 | 0.00015893 |  |  |  |  | c_DK1_LargeDecentral | 7914 | 0.00015164
|  |  |  | c_DK2 | 7915 | 0.00015363 |  |  |  |  | c_DK1_LargeDecentral | 7915 | 0.00015414
|  |  |  | c_DK2 | 7916 | 0.00014372 |  |  |  |  | c_DK1_LargeDecentral | 7916 | 0.00015881
|  |  |  | c_DK2 | 7917 | 0.00013299 |  |  |  |  | c_DK1_LargeDecentral | 7917 | 0.00015898
|  |  |  | c_DK2 | 7918 | 0.00012225 |  |  |  |  | c_DK1_LargeDecentral | 7918 | 0.00014431
|  |  |  | c_DK2 | 7919 | 0.00011182 |  |  |  |  | c_DK1_LargeDecentral | 7919 | 0.00011482
|  |  |  | c_DK2 | 7920 | 0.00010362 |  |  |  |  | c_DK1_LargeDecentral | 7920 | 8.5821e-05
|  |  |  | c_DK2 | 7921 | 9.3704e-05 |  |  |  |  | c_DK1_LargeDecentral | 7921 | 6.9323e-05
|  |  |  | c_DK2 | 7922 | 8.8784e-05 |  |  |  |  | c_DK1_LargeDecentral | 7922 | 7.5822e-05
|  |  |  | c_DK2 | 7923 | 8.7219e-05 |  |  |  |  | c_DK1_LargeDecentral | 7923 | 7.6155e-05
|  |  |  | c_DK2 | 7924 | 8.9008e-05 |  |  |  |  | c_DK1_LargeDecentral | 7924 | 8.3654e-05
|  |  |  | c_DK2 | 7925 | 9.1169e-05 |  |  |  |  | c_DK1_LargeDecentral | 7925 | 0.00011232
|  |  |  | c_DK2 | 7926 | 9.8922e-05 |  |  |  |  | c_DK1_LargeDecentral | 7926 | 0.00016881
|  |  |  | c_DK2 | 7927 | 0.00011405 |  |  |  |  | c_DK1_LargeDecentral | 7927 | 0.00019797
|  |  |  | c_DK2 | 7928 | 0.00013075 |  |  |  |  | c_DK1_LargeDecentral | 7928 | 0.00019547
|  |  |  | c_DK2 | 7929 | 0.00013873 |  |  |  |  | c_DK1_LargeDecentral | 7929 | 0.00017597
|  |  |  | c_DK2 | 7930 | 0.00014186 |  |  |  |  | c_DK1_LargeDecentral | 7930 | 0.00016548
|  |  |  | c_DK2 | 7931 | 0.00014335 |  |  |  |  | c_DK1_LargeDecentral | 7931 | 0.00015564
|  |  |  | c_DK2 | 7932 | 0.00014193 |  |  |  |  | c_DK1_LargeDecentral | 7932 | 0.00014898
|  |  |  | c_DK2 | 7933 | 0.00014037 |  |  |  |  | c_DK1_LargeDecentral | 7933 | 0.00014448
|  |  |  | c_DK2 | 7934 | 0.0001397 |  |  |  |  | c_DK1_LargeDecentral | 7934 | 0.00013481
|  |  |  | c_DK2 | 7935 | 0.00013835 |  |  |  |  | c_DK1_LargeDecentral | 7935 | 0.00013348
|  |  |  | c_DK2 | 7936 | 0.00013955 |  |  |  |  | c_DK1_LargeDecentral | 7936 | 0.00013148
|  |  |  | c_DK2 | 7937 | 0.00014708 |  |  |  |  | c_DK1_LargeDecentral | 7937 | 0.00013565
|  |  |  | c_DK2 | 7938 | 0.00015393 |  |  |  |  | c_DK1_LargeDecentral | 7938 | 0.00014431
|  |  |  | c_DK2 | 7939 | 0.00015065 |  |  |  |  | c_DK1_LargeDecentral | 7939 | 0.00014715
|  |  |  | c_DK2 | 7940 | 0.00014216 |  |  |  |  | c_DK1_LargeDecentral | 7940 | 0.00015114
|  |  |  | c_DK2 | 7941 | 0.00013239 |  |  |  |  | c_DK1_LargeDecentral | 7941 | 0.00015181
|  |  |  | c_DK2 | 7942 | 0.00012456 |  |  |  |  | c_DK1_LargeDecentral | 7942 | 0.00013781
|  |  |  | c_DK2 | 7943 | 0.0001142 |  |  |  |  | c_DK1_LargeDecentral | 7943 | 0.00010965
|  |  |  | c_DK2 | 7944 | 0.00010488 |  |  |  |  | c_DK1_LargeDecentral | 7944 | 8.1655e-05
|  |  |  | c_DK2 | 7945 | 9.4822e-05 |  |  |  |  | c_DK1_LargeDecentral | 7945 | 6.749e-05
|  |  |  | c_DK2 | 7946 | 8.9381e-05 |  |  |  |  | c_DK1_LargeDecentral | 7946 | 7.3656e-05
|  |  |  | c_DK2 | 7947 | 8.6846e-05 |  |  |  |  | c_DK1_LargeDecentral | 7947 | 7.3989e-05
|  |  |  | c_DK2 | 7948 | 8.8933e-05 |  |  |  |  | c_DK1_LargeDecentral | 7948 | 8.1155e-05
|  |  |  | c_DK2 | 7949 | 9.2288e-05 |  |  |  |  | c_DK1_LargeDecentral | 7949 | 0.00010948
|  |  |  | c_DK2 | 7950 | 0.00010041 |  |  |  |  | c_DK1_LargeDecentral | 7950 | 0.00016481
|  |  |  | c_DK2 | 7951 | 0.00011674 |  |  |  |  | c_DK1_LargeDecentral | 7951 | 0.00019347
|  |  |  | c_DK2 | 7952 | 0.00013381 |  |  |  |  | c_DK1_LargeDecentral | 7952 | 0.00019097
|  |  |  | c_DK2 | 7953 | 0.00014104 |  |  |  |  | c_DK1_LargeDecentral | 7953 | 0.00017164
|  |  |  | c_DK2 | 7954 | 0.00014268 |  |  |  |  | c_DK1_LargeDecentral | 7954 | 0.00016148
|  |  |  | c_DK2 | 7955 | 0.00014357 |  |  |  |  | c_DK1_LargeDecentral | 7955 | 0.00015181
|  |  |  | c_DK2 | 7956 | 0.00014178 |  |  |  |  | c_DK1_LargeDecentral | 7956 | 0.00014548
|  |  |  | c_DK2 | 7957 | 0.00014216 |  |  |  |  | c_DK1_LargeDecentral | 7957 | 0.00014115
|  |  |  | c_DK2 | 7958 | 0.00014089 |  |  |  |  | c_DK1_LargeDecentral | 7958 | 0.00013148
|  |  |  | c_DK2 | 7959 | 0.00014089 |  |  |  |  | c_DK1_LargeDecentral | 7959 | 0.00013015
|  |  |  | c_DK2 | 7960 | 0.00014201 |  |  |  |  | c_DK1_LargeDecentral | 7960 | 0.00012798
|  |  |  | c_DK2 | 7961 | 0.0001508 |  |  |  |  | c_DK1_LargeDecentral | 7961 | 0.00013215
|  |  |  | c_DK2 | 7962 | 0.00015565 |  |  |  |  | c_DK1_LargeDecentral | 7962 | 0.00014065
|  |  |  | c_DK2 | 7963 | 0.00014916 |  |  |  |  | c_DK1_LargeDecentral | 7963 | 0.00014298
|  |  |  | c_DK2 | 7964 | 0.00013977 |  |  |  |  | c_DK1_LargeDecentral | 7964 | 0.00014731
|  |  |  | c_DK2 | 7965 | 0.00012919 |  |  |  |  | c_DK1_LargeDecentral | 7965 | 0.00014781
|  |  |  | c_DK2 | 7966 | 0.00011972 |  |  |  |  | c_DK1_LargeDecentral | 7966 | 0.00013431
|  |  |  | c_DK2 | 7967 | 0.00010973 |  |  |  |  | c_DK1_LargeDecentral | 7967 | 0.00010682
|  |  |  | c_DK2 | 7968 | 0.00010175 |  |  |  |  | c_DK1_LargeDecentral | 7968 | 7.9488e-05
|  |  |  | c_DK2 | 7969 | 9.6536e-05 |  |  |  |  | c_DK1_LargeDecentral | 7969 | 7.9822e-05
|  |  |  | c_DK2 | 7970 | 9.1468e-05 |  |  |  |  | c_DK1_LargeDecentral | 7970 | 8.5487e-05
|  |  |  | c_DK2 | 7971 | 8.9381e-05 |  |  |  |  | c_DK1_LargeDecentral | 7971 | 8.6154e-05
|  |  |  | c_DK2 | 7972 | 9.1244e-05 |  |  |  |  | c_DK1_LargeDecentral | 7972 | 9.282e-05
|  |  |  | c_DK2 | 7973 | 9.43e-05 |  |  |  |  | c_DK1_LargeDecentral | 7973 | 0.00012032
|  |  |  | c_DK2 | 7974 | 0.00010235 |  |  |  |  | c_DK1_LargeDecentral | 7974 | 0.00018014
|  |  |  | c_DK2 | 7975 | 0.00012069 |  |  |  |  | c_DK1_LargeDecentral | 7975 | 0.00021247
|  |  |  | c_DK2 | 7976 | 0.00013917 |  |  |  |  | c_DK1_LargeDecentral | 7976 | 0.00021164
|  |  |  | c_DK2 | 7977 | 0.00014626 |  |  |  |  | c_DK1_LargeDecentral | 7977 | 0.0001928
|  |  |  | c_DK2 | 7978 | 0.00014886 |  |  |  |  | c_DK1_LargeDecentral | 7978 | 0.00018281
|  |  |  | c_DK2 | 7979 | 0.00014961 |  |  |  |  | c_DK1_LargeDecentral | 7979 | 0.00017214
|  |  |  | c_DK2 | 7980 | 0.00014886 |  |  |  |  | c_DK1_LargeDecentral | 7980 | 0.00016498
|  |  |  | c_DK2 | 7981 | 0.00014484 |  |  |  |  | c_DK1_LargeDecentral | 7981 | 0.00015998
|  |  |  | c_DK2 | 7982 | 0.00014171 |  |  |  |  | c_DK1_LargeDecentral | 7982 | 0.00015098
|  |  |  | c_DK2 | 7983 | 0.00014044 |  |  |  |  | c_DK1_LargeDecentral | 7983 | 0.00014881
|  |  |  | c_DK2 | 7984 | 0.00014134 |  |  |  |  | c_DK1_LargeDecentral | 7984 | 0.00014698
|  |  |  | c_DK2 | 7985 | 0.00014931 |  |  |  |  | c_DK1_LargeDecentral | 7985 | 0.00015114
|  |  |  | c_DK2 | 7986 | 0.00015386 |  |  |  |  | c_DK1_LargeDecentral | 7986 | 0.00016014
|  |  |  | c_DK2 | 7987 | 0.00014998 |  |  |  |  | c_DK1_LargeDecentral | 7987 | 0.00016314
|  |  |  | c_DK2 | 7988 | 0.00014081 |  |  |  |  | c_DK1_LargeDecentral | 7988 | 0.00016714
|  |  |  | c_DK2 | 7989 | 0.00013038 |  |  |  |  | c_DK1_LargeDecentral | 7989 | 0.00016614
|  |  |  | c_DK2 | 7990 | 0.00012359 |  |  |  |  | c_DK1_LargeDecentral | 7990 | 0.00015198
|  |  |  | c_DK2 | 7991 | 0.00011592 |  |  |  |  | c_DK1_LargeDecentral | 7991 | 0.00012148
|  |  |  | c_DK2 | 7992 | 0.00010876 |  |  |  |  | c_DK1_LargeDecentral | 7992 | 9.1487e-05
|  |  |  | c_DK2 | 7993 | 0.00010093 |  |  |  |  | c_DK1_LargeDecentral | 7993 | 9.1653e-05
|  |  |  | c_DK2 | 7994 | 9.4971e-05 |  |  |  |  | c_DK1_LargeDecentral | 7994 | 9.382e-05
|  |  |  | c_DK2 | 7995 | 9.2139e-05 |  |  |  |  | c_DK1_LargeDecentral | 7995 | 9.2653e-05
|  |  |  | c_DK2 | 7996 | 9.1319e-05 |  |  |  |  | c_DK1_LargeDecentral | 7996 | 0.00010149
|  |  |  | c_DK2 | 7997 | 9.1617e-05 |  |  |  |  | c_DK1_LargeDecentral | 7997 | 0.00012748
|  |  |  | c_DK2 | 7998 | 9.4002e-05 |  |  |  |  | c_DK1_LargeDecentral | 7998 | 0.00018531
|  |  |  | c_DK2 | 7999 | 0.00010049 |  |  |  |  | c_DK1_LargeDecentral | 7999 | 0.00022313
|  |  |  | c_DK2 | 8000 | 0.00010839 |  |  |  |  | c_DK1_LargeDecentral | 8000 | 0.00021847
|  |  |  | c_DK2 | 8001 | 0.00011659 |  |  |  |  | c_DK1_LargeDecentral | 8001 | 0.00019847
|  |  |  | c_DK2 | 8002 | 0.00012456 |  |  |  |  | c_DK1_LargeDecentral | 8002 | 0.00018914
|  |  |  | c_DK2 | 8003 | 0.00012881 |  |  |  |  | c_DK1_LargeDecentral | 8003 | 0.00018247
|  |  |  | c_DK2 | 8004 | 0.00012844 |  |  |  |  | c_DK1_LargeDecentral | 8004 | 0.00017331
|  |  |  | c_DK2 | 8005 | 0.00012561 |  |  |  |  | c_DK1_LargeDecentral | 8005 | 0.00016764
|  |  |  | c_DK2 | 8006 | 0.00012553 |  |  |  |  | c_DK1_LargeDecentral | 8006 | 0.00015731
|  |  |  | c_DK2 | 8007 | 0.00012553 |  |  |  |  | c_DK1_LargeDecentral | 8007 | 0.00016131
|  |  |  | c_DK2 | 8008 | 0.0001271 |  |  |  |  | c_DK1_LargeDecentral | 8008 | 0.00015881
|  |  |  | c_DK2 | 8009 | 0.00013463 |  |  |  |  | c_DK1_LargeDecentral | 8009 | 0.00016431
|  |  |  | c_DK2 | 8010 | 0.00014342 |  |  |  |  | c_DK1_LargeDecentral | 8010 | 0.00017031
|  |  |  | c_DK2 | 8011 | 0.00014171 |  |  |  |  | c_DK1_LargeDecentral | 8011 | 0.00017281
|  |  |  | c_DK2 | 8012 | 0.00013478 |  |  |  |  | c_DK1_LargeDecentral | 8012 | 0.00017331
|  |  |  | c_DK2 | 8013 | 0.00012665 |  |  |  |  | c_DK1_LargeDecentral | 8013 | 0.00017164
|  |  |  | c_DK2 | 8014 | 0.00011972 |  |  |  |  | c_DK1_LargeDecentral | 8014 | 0.00016031
|  |  |  | c_DK2 | 8015 | 0.00011286 |  |  |  |  | c_DK1_LargeDecentral | 8015 | 0.00012965
|  |  |  | c_DK2 | 8016 | 0.00010615 |  |  |  |  | c_DK1_LargeDecentral | 8016 | 9.9152e-05
|  |  |  | c_DK2 | 8017 | 9.9742e-05 |  |  |  |  | c_DK1_LargeDecentral | 8017 | 9.5653e-05
|  |  |  | c_DK2 | 8018 | 9.6164e-05 |  |  |  |  | c_DK1_LargeDecentral | 8018 | 0.00010232
|  |  |  | c_DK2 | 8019 | 9.4077e-05 |  |  |  |  | c_DK1_LargeDecentral | 8019 | 0.00010315
|  |  |  | c_DK2 | 8020 | 9.2586e-05 |  |  |  |  | c_DK1_LargeDecentral | 8020 | 0.00011715
|  |  |  | c_DK2 | 8021 | 9.2809e-05 |  |  |  |  | c_DK1_LargeDecentral | 8021 | 0.00014998
|  |  |  | c_DK2 | 8022 | 9.5046e-05 |  |  |  |  | c_DK1_LargeDecentral | 8022 | 0.00020964
|  |  |  | c_DK2 | 8023 | 0.00010034 |  |  |  |  | c_DK1_LargeDecentral | 8023 | 0.00021913
|  |  |  | c_DK2 | 8024 | 0.00010764 |  |  |  |  | c_DK1_LargeDecentral | 8024 | 0.00021597
|  |  |  | c_DK2 | 8025 | 0.00011562 |  |  |  |  | c_DK1_LargeDecentral | 8025 | 0.0001963
|  |  |  | c_DK2 | 8026 | 0.00012382 |  |  |  |  | c_DK1_LargeDecentral | 8026 | 0.00018814
|  |  |  | c_DK2 | 8027 | 0.00012941 |  |  |  |  | c_DK1_LargeDecentral | 8027 | 0.00017997
|  |  |  | c_DK2 | 8028 | 0.00013045 |  |  |  |  | c_DK1_LargeDecentral | 8028 | 0.00017447
|  |  |  | c_DK2 | 8029 | 0.00012889 |  |  |  |  | c_DK1_LargeDecentral | 8029 | 0.00016997
|  |  |  | c_DK2 | 8030 | 0.00012762 |  |  |  |  | c_DK1_LargeDecentral | 8030 | 0.00016231
|  |  |  | c_DK2 | 8031 | 0.00012725 |  |  |  |  | c_DK1_LargeDecentral | 8031 | 0.00016331
|  |  |  | c_DK2 | 8032 | 0.00013097 |  |  |  |  | c_DK1_LargeDecentral | 8032 | 0.00016248
|  |  |  | c_DK2 | 8033 | 0.00013835 |  |  |  |  | c_DK1_LargeDecentral | 8033 | 0.00016781
|  |  |  | c_DK2 | 8034 | 0.00014648 |  |  |  |  | c_DK1_LargeDecentral | 8034 | 0.00017814
|  |  |  | c_DK2 | 8035 | 0.00014462 |  |  |  |  | c_DK1_LargeDecentral | 8035 | 0.00018164
|  |  |  | c_DK2 | 8036 | 0.00013753 |  |  |  |  | c_DK1_LargeDecentral | 8036 | 0.00018331
|  |  |  | c_DK2 | 8037 | 0.00013038 |  |  |  |  | c_DK1_LargeDecentral | 8037 | 0.00018264
|  |  |  | c_DK2 | 8038 | 0.00012203 |  |  |  |  | c_DK1_LargeDecentral | 8038 | 0.00017031
|  |  |  | c_DK2 | 8039 | 0.00011346 |  |  |  |  | c_DK1_LargeDecentral | 8039 | 0.00013765
|  |  |  | c_DK2 | 8040 | 0.0001063 |  |  |  |  | c_DK1_LargeDecentral | 8040 | 0.00010898
|  |  |  | c_DK2 | 8041 | 9.8325e-05 |  |  |  |  | c_DK1_LargeDecentral | 8041 | 9.5819e-05
|  |  |  | c_DK2 | 8042 | 9.2213e-05 |  |  |  |  | c_DK1_LargeDecentral | 8042 | 0.00010198
|  |  |  | c_DK2 | 8043 | 9.0648e-05 |  |  |  |  | c_DK1_LargeDecentral | 8043 | 0.00010365
|  |  |  | c_DK2 | 8044 | 9.2511e-05 |  |  |  |  | c_DK1_LargeDecentral | 8044 | 0.00011165
|  |  |  | c_DK2 | 8045 | 9.5195e-05 |  |  |  |  | c_DK1_LargeDecentral | 8045 | 0.00013948
|  |  |  | c_DK2 | 8046 | 0.00010399 |  |  |  |  | c_DK1_LargeDecentral | 8046 | 0.00020647
|  |  |  | c_DK2 | 8047 | 0.00011964 |  |  |  |  | c_DK1_LargeDecentral | 8047 | 0.00023863
|  |  |  | c_DK2 | 8048 | 0.00014014 |  |  |  |  | c_DK1_LargeDecentral | 8048 | 0.00023447
|  |  |  | c_DK2 | 8049 | 0.00014596 |  |  |  |  | c_DK1_LargeDecentral | 8049 | 0.0002128
|  |  |  | c_DK2 | 8050 | 0.00014655 |  |  |  |  | c_DK1_LargeDecentral | 8050 | 0.00020547
|  |  |  | c_DK2 | 8051 | 0.0001473 |  |  |  |  | c_DK1_LargeDecentral | 8051 | 0.00019597
|  |  |  | c_DK2 | 8052 | 0.00014506 |  |  |  |  | c_DK1_LargeDecentral | 8052 | 0.00018814
|  |  |  | c_DK2 | 8053 | 0.00014223 |  |  |  |  | c_DK1_LargeDecentral | 8053 | 0.00018264
|  |  |  | c_DK2 | 8054 | 0.00014134 |  |  |  |  | c_DK1_LargeDecentral | 8054 | 0.00017381
|  |  |  | c_DK2 | 8055 | 0.00014044 |  |  |  |  | c_DK1_LargeDecentral | 8055 | 0.00017297
|  |  |  | c_DK2 | 8056 | 0.00014529 |  |  |  |  | c_DK1_LargeDecentral | 8056 | 0.00017131
|  |  |  | c_DK2 | 8057 | 0.00015162 |  |  |  |  | c_DK1_LargeDecentral | 8057 | 0.00017681
|  |  |  | c_DK2 | 8058 | 0.00016221 |  |  |  |  | c_DK1_LargeDecentral | 8058 | 0.00018547
|  |  |  | c_DK2 | 8059 | 0.00015885 |  |  |  |  | c_DK1_LargeDecentral | 8059 | 0.00018714
|  |  |  | c_DK2 | 8060 | 0.00014886 |  |  |  |  | c_DK1_LargeDecentral | 8060 | 0.00018931
|  |  |  | c_DK2 | 8061 | 0.0001382 |  |  |  |  | c_DK1_LargeDecentral | 8061 | 0.00018747
|  |  |  | c_DK2 | 8062 | 0.00012762 |  |  |  |  | c_DK1_LargeDecentral | 8062 | 0.00017147
|  |  |  | c_DK2 | 8063 | 0.00011704 |  |  |  |  | c_DK1_LargeDecentral | 8063 | 0.00013948
|  |  |  | c_DK2 | 8064 | 0.00010794 |  |  |  |  | c_DK1_LargeDecentral | 8064 | 0.00010782
|  |  |  | c_DK2 | 8065 | 0.00010123 |  |  |  |  | c_DK1_LargeDecentral | 8065 | 9.032e-05
|  |  |  | c_DK2 | 8066 | 9.6238e-05 |  |  |  |  | c_DK1_LargeDecentral | 8066 | 9.6986e-05
|  |  |  | c_DK2 | 8067 | 9.5567e-05 |  |  |  |  | c_DK1_LargeDecentral | 8067 | 9.8319e-05
|  |  |  | c_DK2 | 8068 | 9.8102e-05 |  |  |  |  | c_DK1_LargeDecentral | 8068 | 0.00010565
|  |  |  | c_DK2 | 8069 | 0.00010064 |  |  |  |  | c_DK1_LargeDecentral | 8069 | 0.00013331
|  |  |  | c_DK2 | 8070 | 0.00010727 |  |  |  |  | c_DK1_LargeDecentral | 8070 | 0.0001978
|  |  |  | c_DK2 | 8071 | 0.00012441 |  |  |  |  | c_DK1_LargeDecentral | 8071 | 0.00022997
|  |  |  | c_DK2 | 8072 | 0.00014521 |  |  |  |  | c_DK1_LargeDecentral | 8072 | 0.00022663
|  |  |  | c_DK2 | 8073 | 0.00015103 |  |  |  |  | c_DK1_LargeDecentral | 8073 | 0.00020647
|  |  |  | c_DK2 | 8074 | 0.00015117 |  |  |  |  | c_DK1_LargeDecentral | 8074 | 0.00019847
|  |  |  | c_DK2 | 8075 | 0.0001517 |  |  |  |  | c_DK1_LargeDecentral | 8075 | 0.00018864
|  |  |  | c_DK2 | 8076 | 0.0001508 |  |  |  |  | c_DK1_LargeDecentral | 8076 | 0.00018131
|  |  |  | c_DK2 | 8077 | 0.00014946 |  |  |  |  | c_DK1_LargeDecentral | 8077 | 0.00017581
|  |  |  | c_DK2 | 8078 | 0.0001508 |  |  |  |  | c_DK1_LargeDecentral | 8078 | 0.00016648
|  |  |  | c_DK2 | 8079 | 0.00014998 |  |  |  |  | c_DK1_LargeDecentral | 8079 | 0.00016514
|  |  |  | c_DK2 | 8080 | 0.00014961 |  |  |  |  | c_DK1_LargeDecentral | 8080 | 0.00016331
|  |  |  | c_DK2 | 8081 | 0.00015639 |  |  |  |  | c_DK1_LargeDecentral | 8081 | 0.00016831
|  |  |  | c_DK2 | 8082 | 0.00016377 |  |  |  |  | c_DK1_LargeDecentral | 8082 | 0.00017597
|  |  |  | c_DK2 | 8083 | 0.00015773 |  |  |  |  | c_DK1_LargeDecentral | 8083 | 0.00017697
|  |  |  | c_DK2 | 8084 | 0.00015095 |  |  |  |  | c_DK1_LargeDecentral | 8084 | 0.00017947
|  |  |  | c_DK2 | 8085 | 0.00014432 |  |  |  |  | c_DK1_LargeDecentral | 8085 | 0.00017881
|  |  |  | c_DK2 | 8086 | 0.00013478 |  |  |  |  | c_DK1_LargeDecentral | 8086 | 0.00016281
|  |  |  | c_DK2 | 8087 | 0.00012143 |  |  |  |  | c_DK1_LargeDecentral | 8087 | 0.00013215
|  |  |  | c_DK2 | 8088 | 0.00011204 |  |  |  |  | c_DK1_LargeDecentral | 8088 | 0.00010165
|  |  |  | c_DK2 | 8089 | 9.8698e-05 |  |  |  |  | c_DK1_LargeDecentral | 8089 | 7.8655e-05
|  |  |  | c_DK2 | 8090 | 9.3555e-05 |  |  |  |  | c_DK1_LargeDecentral | 8090 | 8.4987e-05
|  |  |  | c_DK2 | 8091 | 9.2139e-05 |  |  |  |  | c_DK1_LargeDecentral | 8091 | 8.5821e-05
|  |  |  | c_DK2 | 8092 | 9.348e-05 |  |  |  |  | c_DK1_LargeDecentral | 8092 | 9.332e-05
|  |  |  | c_DK2 | 8093 | 9.5791e-05 |  |  |  |  | c_DK1_LargeDecentral | 8093 | 0.00012165
|  |  |  | c_DK2 | 8094 | 0.0001022 |  |  |  |  | c_DK1_LargeDecentral | 8094 | 0.00018147
|  |  |  | c_DK2 | 8095 | 0.00012039 |  |  |  |  | c_DK1_LargeDecentral | 8095 | 0.0002123
|  |  |  | c_DK2 | 8096 | 0.00014044 |  |  |  |  | c_DK1_LargeDecentral | 8096 | 0.0002093
|  |  |  | c_DK2 | 8097 | 0.00014685 |  |  |  |  | c_DK1_LargeDecentral | 8097 | 0.00018964
|  |  |  | c_DK2 | 8098 | 0.00014663 |  |  |  |  | c_DK1_LargeDecentral | 8098 | 0.00018014
|  |  |  | c_DK2 | 8099 | 0.00014715 |  |  |  |  | c_DK1_LargeDecentral | 8099 | 0.00017031
|  |  |  | c_DK2 | 8100 | 0.00014603 |  |  |  |  | c_DK1_LargeDecentral | 8100 | 0.00016314
|  |  |  | c_DK2 | 8101 | 0.00014476 |  |  |  |  | c_DK1_LargeDecentral | 8101 | 0.00015848
|  |  |  | c_DK2 | 8102 | 0.00014372 |  |  |  |  | c_DK1_LargeDecentral | 8102 | 0.00014881
|  |  |  | c_DK2 | 8103 | 0.00014462 |  |  |  |  | c_DK1_LargeDecentral | 8103 | 0.00014748
|  |  |  | c_DK2 | 8104 | 0.00014573 |  |  |  |  | c_DK1_LargeDecentral | 8104 | 0.00014565
|  |  |  | c_DK2 | 8105 | 0.00015244 |  |  |  |  | c_DK1_LargeDecentral | 8105 | 0.00015014
|  |  |  | c_DK2 | 8106 | 0.00016042 |  |  |  |  | c_DK1_LargeDecentral | 8106 | 0.00015848
|  |  |  | c_DK2 | 8107 | 0.00015587 |  |  |  |  | c_DK1_LargeDecentral | 8107 | 0.00016048
|  |  |  | c_DK2 | 8108 | 0.00014767 |  |  |  |  | c_DK1_LargeDecentral | 8108 | 0.00016381
|  |  |  | c_DK2 | 8109 | 0.00013828 |  |  |  |  | c_DK1_LargeDecentral | 8109 | 0.00016381
|  |  |  | c_DK2 | 8110 | 0.00012643 |  |  |  |  | c_DK1_LargeDecentral | 8110 | 0.00014898
|  |  |  | c_DK2 | 8111 | 0.00011651 |  |  |  |  | c_DK1_LargeDecentral | 8111 | 0.00011965
|  |  |  | c_DK2 | 8112 | 0.00010809 |  |  |  |  | c_DK1_LargeDecentral | 8112 | 9.032e-05
|  |  |  | c_DK2 | 8113 | 9.6387e-05 |  |  |  |  | c_DK1_LargeDecentral | 8113 | 7.2656e-05
|  |  |  | c_DK2 | 8114 | 9.1766e-05 |  |  |  |  | c_DK1_LargeDecentral | 8114 | 7.9322e-05
|  |  |  | c_DK2 | 8115 | 8.9082e-05 |  |  |  |  | c_DK1_LargeDecentral | 8115 | 7.9822e-05
|  |  |  | c_DK2 | 8116 | 9.1169e-05 |  |  |  |  | c_DK1_LargeDecentral | 8116 | 8.7487e-05
|  |  |  | c_DK2 | 8117 | 9.3108e-05 |  |  |  |  | c_DK1_LargeDecentral | 8117 | 0.00011732
|  |  |  | c_DK2 | 8118 | 0.0001019 |  |  |  |  | c_DK1_LargeDecentral | 8118 | 0.00017547
|  |  |  | c_DK2 | 8119 | 0.00012061 |  |  |  |  | c_DK1_LargeDecentral | 8119 | 0.00020564
|  |  |  | c_DK2 | 8120 | 0.00013932 |  |  |  |  | c_DK1_LargeDecentral | 8120 | 0.0002033
|  |  |  | c_DK2 | 8121 | 0.00014611 |  |  |  |  | c_DK1_LargeDecentral | 8121 | 0.00018331
|  |  |  | c_DK2 | 8122 | 0.0001476 |  |  |  |  | c_DK1_LargeDecentral | 8122 | 0.00017247
|  |  |  | c_DK2 | 8123 | 0.00014857 |  |  |  |  | c_DK1_LargeDecentral | 8123 | 0.00016181
|  |  |  | c_DK2 | 8124 | 0.00014834 |  |  |  |  | c_DK1_LargeDecentral | 8124 | 0.00015498
|  |  |  | c_DK2 | 8125 | 0.00014655 |  |  |  |  | c_DK1_LargeDecentral | 8125 | 0.00015031
|  |  |  | c_DK2 | 8126 | 0.00014842 |  |  |  |  | c_DK1_LargeDecentral | 8126 | 0.00014081
|  |  |  | c_DK2 | 8127 | 0.00014842 |  |  |  |  | c_DK1_LargeDecentral | 8127 | 0.00013915
|  |  |  | c_DK2 | 8128 | 0.00014909 |  |  |  |  | c_DK1_LargeDecentral | 8128 | 0.00013748
|  |  |  | c_DK2 | 8129 | 0.00015923 |  |  |  |  | c_DK1_LargeDecentral | 8129 | 0.00014181
|  |  |  | c_DK2 | 8130 | 0.00016638 |  |  |  |  | c_DK1_LargeDecentral | 8130 | 0.00015064
|  |  |  | c_DK2 | 8131 | 0.00015997 |  |  |  |  | c_DK1_LargeDecentral | 8131 | 0.00015314
|  |  |  | c_DK2 | 8132 | 0.00015073 |  |  |  |  | c_DK1_LargeDecentral | 8132 | 0.00015764
|  |  |  | c_DK2 | 8133 | 0.00014104 |  |  |  |  | c_DK1_LargeDecentral | 8133 | 0.00015781
|  |  |  | c_DK2 | 8134 | 0.00013209 |  |  |  |  | c_DK1_LargeDecentral | 8134 | 0.00014348
|  |  |  | c_DK2 | 8135 | 0.00012277 |  |  |  |  | c_DK1_LargeDecentral | 8135 | 0.00011398
|  |  |  | c_DK2 | 8136 | 0.00011316 |  |  |  |  | c_DK1_LargeDecentral | 8136 | 8.5154e-05
|  |  |  | c_DK2 | 8137 | 0.00010399 |  |  |  |  | c_DK1_LargeDecentral | 8137 | 6.749e-05
|  |  |  | c_DK2 | 8138 | 9.8847e-05 |  |  |  |  | c_DK1_LargeDecentral | 8138 | 7.2823e-05
|  |  |  | c_DK2 | 8139 | 9.7431e-05 |  |  |  |  | c_DK1_LargeDecentral | 8139 | 7.2823e-05
|  |  |  | c_DK2 | 8140 | 9.8996e-05 |  |  |  |  | c_DK1_LargeDecentral | 8140 | 7.9322e-05
|  |  |  | c_DK2 | 8141 | 0.00010101 |  |  |  |  | c_DK1_LargeDecentral | 8141 | 0.00010598
|  |  |  | c_DK2 | 8142 | 0.00010779 |  |  |  |  | c_DK1_LargeDecentral | 8142 | 0.00016064
|  |  |  | c_DK2 | 8143 | 0.00012374 |  |  |  |  | c_DK1_LargeDecentral | 8143 | 0.00019031
|  |  |  | c_DK2 | 8144 | 0.00014305 |  |  |  |  | c_DK1_LargeDecentral | 8144 | 0.00019014
|  |  |  | c_DK2 | 8145 | 0.00015028 |  |  |  |  | c_DK1_LargeDecentral | 8145 | 0.00017164
|  |  |  | c_DK2 | 8146 | 0.00015468 |  |  |  |  | c_DK1_LargeDecentral | 8146 | 0.00016148
|  |  |  | c_DK2 | 8147 | 0.00015535 |  |  |  |  | c_DK1_LargeDecentral | 8147 | 0.00015098
|  |  |  | c_DK2 | 8148 | 0.00015237 |  |  |  |  | c_DK1_LargeDecentral | 8148 | 0.00014465
|  |  |  | c_DK2 | 8149 | 0.00014953 |  |  |  |  | c_DK1_LargeDecentral | 8149 | 0.00014015
|  |  |  | c_DK2 | 8150 | 0.00014708 |  |  |  |  | c_DK1_LargeDecentral | 8150 | 0.00013115
|  |  |  | c_DK2 | 8151 | 0.00014529 |  |  |  |  | c_DK1_LargeDecentral | 8151 | 0.00012915
|  |  |  | c_DK2 | 8152 | 0.00014797 |  |  |  |  | c_DK1_LargeDecentral | 8152 | 0.00012715
|  |  |  | c_DK2 | 8153 | 0.00015423 |  |  |  |  | c_DK1_LargeDecentral | 8153 | 0.00013081
|  |  |  | c_DK2 | 8154 | 0.00015945 |  |  |  |  | c_DK1_LargeDecentral | 8154 | 0.00013981
|  |  |  | c_DK2 | 8155 | 0.00015431 |  |  |  |  | c_DK1_LargeDecentral | 8155 | 0.00014315
|  |  |  | c_DK2 | 8156 | 0.00014551 |  |  |  |  | c_DK1_LargeDecentral | 8156 | 0.00014798
|  |  |  | c_DK2 | 8157 | 0.00013738 |  |  |  |  | c_DK1_LargeDecentral | 8157 | 0.00014781
|  |  |  | c_DK2 | 8158 | 0.00012986 |  |  |  |  | c_DK1_LargeDecentral | 8158 | 0.00013481
|  |  |  | c_DK2 | 8159 | 0.00012121 |  |  |  |  | c_DK1_LargeDecentral | 8159 | 0.00010665
|  |  |  | c_DK2 | 8160 | 0.00011301 |  |  |  |  | c_DK1_LargeDecentral | 8160 | 7.9155e-05
|  |  |  | c_DK2 | 8161 | 0.00010377 |  |  |  |  | c_DK1_LargeDecentral | 8161 | 6.9323e-05
|  |  |  | c_DK2 | 8162 | 9.8624e-05 |  |  |  |  | c_DK1_LargeDecentral | 8162 | 7.2823e-05
|  |  |  | c_DK2 | 8163 | 9.4673e-05 |  |  |  |  | c_DK1_LargeDecentral | 8163 | 6.9323e-05
|  |  |  | c_DK2 | 8164 | 9.3182e-05 |  |  |  |  | c_DK1_LargeDecentral | 8164 | 7.8822e-05
|  |  |  | c_DK2 | 8165 | 9.7804e-05 |  |  |  |  | c_DK1_LargeDecentral | 8165 | 0.00010548
|  |  |  | c_DK2 | 8166 | 0.00010086 |  |  |  |  | c_DK1_LargeDecentral | 8166 | 0.00015498
|  |  |  | c_DK2 | 8167 | 0.00010369 |  |  |  |  | c_DK1_LargeDecentral | 8167 | 0.00018864
|  |  |  | c_DK2 | 8168 | 0.0001101 |  |  |  |  | c_DK1_LargeDecentral | 8168 | 0.00018614
|  |  |  | c_DK2 | 8169 | 0.00011905 |  |  |  |  | c_DK1_LargeDecentral | 8169 | 0.00016564
|  |  |  | c_DK2 | 8170 | 0.00012725 |  |  |  |  | c_DK1_LargeDecentral | 8170 | 0.00015514
|  |  |  | c_DK2 | 8171 | 0.00013373 |  |  |  |  | c_DK1_LargeDecentral | 8171 | 0.00014864
|  |  |  | c_DK2 | 8172 | 0.00013343 |  |  |  |  | c_DK1_LargeDecentral | 8172 | 0.00013948
|  |  |  | c_DK2 | 8173 | 0.00013232 |  |  |  |  | c_DK1_LargeDecentral | 8173 | 0.00013581
|  |  |  | c_DK2 | 8174 | 0.00013105 |  |  |  |  | c_DK1_LargeDecentral | 8174 | 0.00012382
|  |  |  | c_DK2 | 8175 | 0.00012948 |  |  |  |  | c_DK1_LargeDecentral | 8175 | 0.00012781
|  |  |  | c_DK2 | 8176 | 0.00013217 |  |  |  |  | c_DK1_LargeDecentral | 8176 | 0.00012581
|  |  |  | c_DK2 | 8177 | 0.00014014 |  |  |  |  | c_DK1_LargeDecentral | 8177 | 0.00013031
|  |  |  | c_DK2 | 8178 | 0.00014715 |  |  |  |  | c_DK1_LargeDecentral | 8178 | 0.00013648
|  |  |  | c_DK2 | 8179 | 0.00014357 |  |  |  |  | c_DK1_LargeDecentral | 8179 | 0.00014065
|  |  |  | c_DK2 | 8180 | 0.00013522 |  |  |  |  | c_DK1_LargeDecentral | 8180 | 0.00014248
|  |  |  | c_DK2 | 8181 | 0.00012687 |  |  |  |  | c_DK1_LargeDecentral | 8181 | 0.00014298
|  |  |  | c_DK2 | 8182 | 0.00011912 |  |  |  |  | c_DK1_LargeDecentral | 8182 | 0.00013265
|  |  |  | c_DK2 | 8183 | 0.00011234 |  |  |  |  | c_DK1_LargeDecentral | 8183 | 0.00010632
|  |  |  | c_DK2 | 8184 | 0.00010541 |  |  |  |  | c_DK1_LargeDecentral | 8184 | 7.7822e-05
|  |  |  | c_DK2 | 8185 | 0.00010429 |  |  |  |  | c_DK1_LargeDecentral | 8185 | 6.8657e-05
|  |  |  | c_DK2 | 8186 | 0.00010034 |  |  |  |  | c_DK1_LargeDecentral | 8186 | 7.7655e-05
|  |  |  | c_DK2 | 8187 | 9.84e-05 |  |  |  |  | c_DK1_LargeDecentral | 8187 | 7.5989e-05
|  |  |  | c_DK2 | 8188 | 9.7431e-05 |  |  |  |  | c_DK1_LargeDecentral | 8188 | 8.8987e-05
|  |  |  | c_DK2 | 8189 | 9.6238e-05 |  |  |  |  | c_DK1_LargeDecentral | 8189 | 0.00011915
|  |  |  | c_DK2 | 8190 | 9.9071e-05 |  |  |  |  | c_DK1_LargeDecentral | 8190 | 0.00016981
|  |  |  | c_DK2 | 8191 | 0.00010392 |  |  |  |  | c_DK1_LargeDecentral | 8191 | 0.00017714
|  |  |  | c_DK2 | 8192 | 0.00011182 |  |  |  |  | c_DK1_LargeDecentral | 8192 | 0.00017564
|  |  |  | c_DK2 | 8193 | 0.00011793 |  |  |  |  | c_DK1_LargeDecentral | 8193 | 0.00015331
|  |  |  | c_DK2 | 8194 | 0.00012665 |  |  |  |  | c_DK1_LargeDecentral | 8194 | 0.00014565
|  |  |  | c_DK2 | 8195 | 0.00013239 |  |  |  |  | c_DK1_LargeDecentral | 8195 | 0.00013781
|  |  |  | c_DK2 | 8196 | 0.00013485 |  |  |  |  | c_DK1_LargeDecentral | 8196 | 0.00013265
|  |  |  | c_DK2 | 8197 | 0.00013455 |  |  |  |  | c_DK1_LargeDecentral | 8197 | 0.00012965
|  |  |  | c_DK2 | 8198 | 0.00013776 |  |  |  |  | c_DK1_LargeDecentral | 8198 | 0.00012165
|  |  |  | c_DK2 | 8199 | 0.00013627 |  |  |  |  | c_DK1_LargeDecentral | 8199 | 0.00012198
|  |  |  | c_DK2 | 8200 | 0.00013865 |  |  |  |  | c_DK1_LargeDecentral | 8200 | 0.00011965
|  |  |  | c_DK2 | 8201 | 0.00014633 |  |  |  |  | c_DK1_LargeDecentral | 8201 | 0.00012648
|  |  |  | c_DK2 | 8202 | 0.00015453 |  |  |  |  | c_DK1_LargeDecentral | 8202 | 0.00013581
|  |  |  | c_DK2 | 8203 | 0.00015229 |  |  |  |  | c_DK1_LargeDecentral | 8203 | 0.00013965
|  |  |  | c_DK2 | 8204 | 0.00014484 |  |  |  |  | c_DK1_LargeDecentral | 8204 | 0.00014331
|  |  |  | c_DK2 | 8205 | 0.00013649 |  |  |  |  | c_DK1_LargeDecentral | 8205 | 0.00014515
|  |  |  | c_DK2 | 8206 | 0.00012814 |  |  |  |  | c_DK1_LargeDecentral | 8206 | 0.00013465
|  |  |  | c_DK2 | 8207 | 0.00012031 |  |  |  |  | c_DK1_LargeDecentral | 8207 | 0.00010865
|  |  |  | c_DK2 | 8208 | 0.00011383 |  |  |  |  | c_DK1_LargeDecentral | 8208 | 8.1155e-05
|  |  |  | c_DK2 | 8209 | 0.00010056 |  |  |  |  | c_DK1_LargeDecentral | 8209 | 7.1489e-05
|  |  |  | c_DK2 | 8210 | 9.6387e-05 |  |  |  |  | c_DK1_LargeDecentral | 8210 | 7.8488e-05
|  |  |  | c_DK2 | 8211 | 9.2958e-05 |  |  |  |  | c_DK1_LargeDecentral | 8211 | 7.8988e-05
|  |  |  | c_DK2 | 8212 | 9.5046e-05 |  |  |  |  | c_DK1_LargeDecentral | 8212 | 8.6487e-05
|  |  |  | c_DK2 | 8213 | 9.7282e-05 |  |  |  |  | c_DK1_LargeDecentral | 8213 | 0.00011532
|  |  |  | c_DK2 | 8214 | 0.00010638 |  |  |  |  | c_DK1_LargeDecentral | 8214 | 0.00017247
|  |  |  | c_DK2 | 8215 | 0.00012374 |  |  |  |  | c_DK1_LargeDecentral | 8215 | 0.00020114
|  |  |  | c_DK2 | 8216 | 0.00014245 |  |  |  |  | c_DK1_LargeDecentral | 8216 | 0.00019897
|  |  |  | c_DK2 | 8217 | 0.00015043 |  |  |  |  | c_DK1_LargeDecentral | 8217 | 0.00017614
|  |  |  | c_DK2 | 8218 | 0.00015155 |  |  |  |  | c_DK1_LargeDecentral | 8218 | 0.00016681
|  |  |  | c_DK2 | 8219 | 0.00015341 |  |  |  |  | c_DK1_LargeDecentral | 8219 | 0.00015714
|  |  |  | c_DK2 | 8220 | 0.00015274 |  |  |  |  | c_DK1_LargeDecentral | 8220 | 0.00014981
|  |  |  | c_DK2 | 8221 | 0.00014812 |  |  |  |  | c_DK1_LargeDecentral | 8221 | 0.00014615
|  |  |  | c_DK2 | 8222 | 0.00014551 |  |  |  |  | c_DK1_LargeDecentral | 8222 | 0.00013598
|  |  |  | c_DK2 | 8223 | 0.00014409 |  |  |  |  | c_DK1_LargeDecentral | 8223 | 0.00013498
|  |  |  | c_DK2 | 8224 | 0.00014581 |  |  |  |  | c_DK1_LargeDecentral | 8224 | 0.00013365
|  |  |  | c_DK2 | 8225 | 0.00015386 |  |  |  |  | c_DK1_LargeDecentral | 8225 | 0.00013931
|  |  |  | c_DK2 | 8226 | 0.00016355 |  |  |  |  | c_DK1_LargeDecentral | 8226 | 0.00014764
|  |  |  | c_DK2 | 8227 | 0.00015952 |  |  |  |  | c_DK1_LargeDecentral | 8227 | 0.00015164
|  |  |  | c_DK2 | 8228 | 0.00014976 |  |  |  |  | c_DK1_LargeDecentral | 8228 | 0.00015581
|  |  |  | c_DK2 | 8229 | 0.00013999 |  |  |  |  | c_DK1_LargeDecentral | 8229 | 0.00015664
|  |  |  | c_DK2 | 8230 | 0.0001303 |  |  |  |  | c_DK1_LargeDecentral | 8230 | 0.00014215
|  |  |  | c_DK2 | 8231 | 0.00011987 |  |  |  |  | c_DK1_LargeDecentral | 8231 | 0.00011382
|  |  |  | c_DK2 | 8232 | 0.00011062 |  |  |  |  | c_DK1_LargeDecentral | 8232 | 8.4488e-05
|  |  |  | c_DK2 | 8233 | 9.8773e-05 |  |  |  |  | c_DK1_LargeDecentral | 8233 | 8.2821e-05
|  |  |  | c_DK2 | 8234 | 9.4449e-05 |  |  |  |  | c_DK1_LargeDecentral | 8234 | 8.9154e-05
|  |  |  | c_DK2 | 8235 | 9.2437e-05 |  |  |  |  | c_DK1_LargeDecentral | 8235 | 9.0153e-05
|  |  |  | c_DK2 | 8236 | 9.5046e-05 |  |  |  |  | c_DK1_LargeDecentral | 8236 | 9.7486e-05
|  |  |  | c_DK2 | 8237 | 9.9369e-05 |  |  |  |  | c_DK1_LargeDecentral | 8237 | 0.00012531
|  |  |  | c_DK2 | 8238 | 0.00010854 |  |  |  |  | c_DK1_LargeDecentral | 8238 | 0.00018681
|  |  |  | c_DK2 | 8239 | 0.00012367 |  |  |  |  | c_DK1_LargeDecentral | 8239 | 0.00021763
|  |  |  | c_DK2 | 8240 | 0.00014335 |  |  |  |  | c_DK1_LargeDecentral | 8240 | 0.00021464
|  |  |  | c_DK2 | 8241 | 0.00015214 |  |  |  |  | c_DK1_LargeDecentral | 8241 | 0.0001948
|  |  |  | c_DK2 | 8242 | 0.00015199 |  |  |  |  | c_DK1_LargeDecentral | 8242 | 0.00018614
|  |  |  | c_DK2 | 8243 | 0.00015393 |  |  |  |  | c_DK1_LargeDecentral | 8243 | 0.00017631
|  |  |  | c_DK2 | 8244 | 0.00015311 |  |  |  |  | c_DK1_LargeDecentral | 8244 | 0.00016914
|  |  |  | c_DK2 | 8245 | 0.00014946 |  |  |  |  | c_DK1_LargeDecentral | 8245 | 0.00016414
|  |  |  | c_DK2 | 8246 | 0.00014767 |  |  |  |  | c_DK1_LargeDecentral | 8246 | 0.00015481
|  |  |  | c_DK2 | 8247 | 0.00014693 |  |  |  |  | c_DK1_LargeDecentral | 8247 | 0.00015331
|  |  |  | c_DK2 | 8248 | 0.00014819 |  |  |  |  | c_DK1_LargeDecentral | 8248 | 0.00015164
|  |  |  | c_DK2 | 8249 | 0.00015326 |  |  |  |  | c_DK1_LargeDecentral | 8249 | 0.00015614
|  |  |  | c_DK2 | 8250 | 0.00016042 |  |  |  |  | c_DK1_LargeDecentral | 8250 | 0.00016414
|  |  |  | c_DK2 | 8251 | 0.00015833 |  |  |  |  | c_DK1_LargeDecentral | 8251 | 0.00016581
|  |  |  | c_DK2 | 8252 | 0.0001511 |  |  |  |  | c_DK1_LargeDecentral | 8252 | 0.00016864
|  |  |  | c_DK2 | 8253 | 0.0001438 |  |  |  |  | c_DK1_LargeDecentral | 8253 | 0.00016831
|  |  |  | c_DK2 | 8254 | 0.00013612 |  |  |  |  | c_DK1_LargeDecentral | 8254 | 0.00015331
|  |  |  | c_DK2 | 8255 | 0.00012605 |  |  |  |  | c_DK1_LargeDecentral | 8255 | 0.00012365
|  |  |  | c_DK2 | 8256 | 0.00011636 |  |  |  |  | c_DK1_LargeDecentral | 8256 | 9.4319e-05
|  |  |  | c_DK2 | 8257 | 0.00010034 |  |  |  |  | c_DK1_LargeDecentral | 8257 | 8.0322e-05
|  |  |  | c_DK2 | 8258 | 9.6536e-05 |  |  |  |  | c_DK1_LargeDecentral | 8258 | 8.6987e-05
|  |  |  | c_DK2 | 8259 | 9.6089e-05 |  |  |  |  | c_DK1_LargeDecentral | 8259 | 8.782e-05
|  |  |  | c_DK2 | 8260 | 9.7133e-05 |  |  |  |  | c_DK1_LargeDecentral | 8260 | 9.5153e-05
|  |  |  | c_DK2 | 8261 | 9.7729e-05 |  |  |  |  | c_DK1_LargeDecentral | 8261 | 0.00012348
|  |  |  | c_DK2 | 8262 | 0.00010377 |  |  |  |  | c_DK1_LargeDecentral | 8262 | 0.00018397
|  |  |  | c_DK2 | 8263 | 0.00011987 |  |  |  |  | c_DK1_LargeDecentral | 8263 | 0.0002148
|  |  |  | c_DK2 | 8264 | 0.00014148 |  |  |  |  | c_DK1_LargeDecentral | 8264 | 0.00021197
|  |  |  | c_DK2 | 8265 | 0.00014976 |  |  |  |  | c_DK1_LargeDecentral | 8265 | 0.00019231
|  |  |  | c_DK2 | 8266 | 0.00015326 |  |  |  |  | c_DK1_LargeDecentral | 8266 | 0.00018281
|  |  |  | c_DK2 | 8267 | 0.0001552 |  |  |  |  | c_DK1_LargeDecentral | 8267 | 0.00017297
|  |  |  | c_DK2 | 8268 | 0.00015229 |  |  |  |  | c_DK1_LargeDecentral | 8268 | 0.00016581
|  |  |  | c_DK2 | 8269 | 0.0001505 |  |  |  |  | c_DK1_LargeDecentral | 8269 | 0.00016098
|  |  |  | c_DK2 | 8270 | 0.00014983 |  |  |  |  | c_DK1_LargeDecentral | 8270 | 0.00015148
|  |  |  | c_DK2 | 8271 | 0.00014879 |  |  |  |  | c_DK1_LargeDecentral | 8271 | 0.00015014
|  |  |  | c_DK2 | 8272 | 0.00014924 |  |  |  |  | c_DK1_LargeDecentral | 8272 | 0.00014814
|  |  |  | c_DK2 | 8273 | 0.00015565 |  |  |  |  | c_DK1_LargeDecentral | 8273 | 0.00015281
|  |  |  | c_DK2 | 8274 | 0.00016392 |  |  |  |  | c_DK1_LargeDecentral | 8274 | 0.00016114
|  |  |  | c_DK2 | 8275 | 0.00015915 |  |  |  |  | c_DK1_LargeDecentral | 8275 | 0.00016298
|  |  |  | c_DK2 | 8276 | 0.0001505 |  |  |  |  | c_DK1_LargeDecentral | 8276 | 0.00016614
|  |  |  | c_DK2 | 8277 | 0.00014096 |  |  |  |  | c_DK1_LargeDecentral | 8277 | 0.00016614
|  |  |  | c_DK2 | 8278 | 0.00013112 |  |  |  |  | c_DK1_LargeDecentral | 8278 | 0.00015114
|  |  |  | c_DK2 | 8279 | 0.00012143 |  |  |  |  | c_DK1_LargeDecentral | 8279 | 0.00012165
|  |  |  | c_DK2 | 8280 | 0.00011264 |  |  |  |  | c_DK1_LargeDecentral | 8280 | 9.2153e-05
|  |  |  | c_DK2 | 8281 | 9.9742e-05 |  |  |  |  | c_DK1_LargeDecentral | 8281 | 8.4987e-05
|  |  |  | c_DK2 | 8282 | 9.43e-05 |  |  |  |  | c_DK1_LargeDecentral | 8282 | 9.1487e-05
|  |  |  | c_DK2 | 8283 | 9.2586e-05 |  |  |  |  | c_DK1_LargeDecentral | 8283 | 9.232e-05
|  |  |  | c_DK2 | 8284 | 9.3629e-05 |  |  |  |  | c_DK1_LargeDecentral | 8284 | 9.9652e-05
|  |  |  | c_DK2 | 8285 | 9.5716e-05 |  |  |  |  | c_DK1_LargeDecentral | 8285 | 0.00012698
|  |  |  | c_DK2 | 8286 | 0.0001019 |  |  |  |  | c_DK1_LargeDecentral | 8286 | 0.00018897
|  |  |  | c_DK2 | 8287 | 0.00011949 |  |  |  |  | c_DK1_LargeDecentral | 8287 | 0.00021997
|  |  |  | c_DK2 | 8288 | 0.00013947 |  |  |  |  | c_DK1_LargeDecentral | 8288 | 0.0002168
|  |  |  | c_DK2 | 8289 | 0.00014879 |  |  |  |  | c_DK1_LargeDecentral | 8289 | 0.0001968
|  |  |  | c_DK2 | 8290 | 0.00014968 |  |  |  |  | c_DK1_LargeDecentral | 8290 | 0.00018897
|  |  |  | c_DK2 | 8291 | 0.00015028 |  |  |  |  | c_DK1_LargeDecentral | 8291 | 0.00017931
|  |  |  | c_DK2 | 8292 | 0.00014894 |  |  |  |  | c_DK1_LargeDecentral | 8292 | 0.00017214
|  |  |  | c_DK2 | 8293 | 0.00014626 |  |  |  |  | c_DK1_LargeDecentral | 8293 | 0.00016731
|  |  |  | c_DK2 | 8294 | 0.00014439 |  |  |  |  | c_DK1_LargeDecentral | 8294 | 0.00015781
|  |  |  | c_DK2 | 8295 | 0.00014253 |  |  |  |  | c_DK1_LargeDecentral | 8295 | 0.00015631
|  |  |  | c_DK2 | 8296 | 0.00014573 |  |  |  |  | c_DK1_LargeDecentral | 8296 | 0.00015464
|  |  |  | c_DK2 | 8297 | 0.00015654 |  |  |  |  | c_DK1_LargeDecentral | 8297 | 0.00015931
|  |  |  | c_DK2 | 8298 | 0.00016273 |  |  |  |  | c_DK1_LargeDecentral | 8298 | 0.00016698
|  |  |  | c_DK2 | 8299 | 0.00015527 |  |  |  |  | c_DK1_LargeDecentral | 8299 | 0.00016814
|  |  |  | c_DK2 | 8300 | 0.00014521 |  |  |  |  | c_DK1_LargeDecentral | 8300 | 0.00017064
|  |  |  | c_DK2 | 8301 | 0.00013582 |  |  |  |  | c_DK1_LargeDecentral | 8301 | 0.00017031
|  |  |  | c_DK2 | 8302 | 0.0001268 |  |  |  |  | c_DK1_LargeDecentral | 8302 | 0.00015514
|  |  |  | c_DK2 | 8303 | 0.00011487 |  |  |  |  | c_DK1_LargeDecentral | 8303 | 0.00012565
|  |  |  | c_DK2 | 8304 | 0.00010675 |  |  |  |  | c_DK1_LargeDecentral | 8304 | 9.6319e-05
|  |  |  | c_DK2 | 8305 | 9.922e-05 |  |  |  |  | c_DK1_LargeDecentral | 8305 | 8.782e-05
|  |  |  | c_DK2 | 8306 | 9.3257e-05 |  |  |  |  | c_DK1_LargeDecentral | 8306 | 9.3486e-05
|  |  |  | c_DK2 | 8307 | 8.9753e-05 |  |  |  |  | c_DK1_LargeDecentral | 8307 | 9.4819e-05
|  |  |  | c_DK2 | 8308 | 9.0797e-05 |  |  |  |  | c_DK1_LargeDecentral | 8308 | 0.00010082
|  |  |  | c_DK2 | 8309 | 9.3778e-05 |  |  |  |  | c_DK1_LargeDecentral | 8309 | 0.00012615
|  |  |  | c_DK2 | 8310 | 0.00010161 |  |  |  |  | c_DK1_LargeDecentral | 8310 | 0.00018864
|  |  |  | c_DK2 | 8311 | 0.00011882 |  |  |  |  | c_DK1_LargeDecentral | 8311 | 0.00022097
|  |  |  | c_DK2 | 8312 | 0.00013843 |  |  |  |  | c_DK1_LargeDecentral | 8312 | 0.0002198
|  |  |  | c_DK2 | 8313 | 0.00014767 |  |  |  |  | c_DK1_LargeDecentral | 8313 | 0.00020064
|  |  |  | c_DK2 | 8314 | 0.00014953 |  |  |  |  | c_DK1_LargeDecentral | 8314 | 0.00019314
|  |  |  | c_DK2 | 8315 | 0.0001505 |  |  |  |  | c_DK1_LargeDecentral | 8315 | 0.00018314
|  |  |  | c_DK2 | 8316 | 0.00014797 |  |  |  |  | c_DK1_LargeDecentral | 8316 | 0.00017581
|  |  |  | c_DK2 | 8317 | 0.00014484 |  |  |  |  | c_DK1_LargeDecentral | 8317 | 0.00017064
|  |  |  | c_DK2 | 8318 | 0.00014201 |  |  |  |  | c_DK1_LargeDecentral | 8318 | 0.00016181
|  |  |  | c_DK2 | 8319 | 0.00013955 |  |  |  |  | c_DK1_LargeDecentral | 8319 | 0.00015964
|  |  |  | c_DK2 | 8320 | 0.00014283 |  |  |  |  | c_DK1_LargeDecentral | 8320 | 0.00015781
|  |  |  | c_DK2 | 8321 | 0.00015043 |  |  |  |  | c_DK1_LargeDecentral | 8321 | 0.00016231
|  |  |  | c_DK2 | 8322 | 0.0001555 |  |  |  |  | c_DK1_LargeDecentral | 8322 | 0.00017064
|  |  |  | c_DK2 | 8323 | 0.00015058 |  |  |  |  | c_DK1_LargeDecentral | 8323 | 0.00017214
|  |  |  | c_DK2 | 8324 | 0.00014141 |  |  |  |  | c_DK1_LargeDecentral | 8324 | 0.00017514
|  |  |  | c_DK2 | 8325 | 0.00013165 |  |  |  |  | c_DK1_LargeDecentral | 8325 | 0.00017364
|  |  |  | c_DK2 | 8326 | 0.0001227 |  |  |  |  | c_DK1_LargeDecentral | 8326 | 0.00015914
|  |  |  | c_DK2 | 8327 | 0.00011428 |  |  |  |  | c_DK1_LargeDecentral | 8327 | 0.00012865
|  |  |  | c_DK2 | 8328 | 0.00010675 |  |  |  |  | c_DK1_LargeDecentral | 8328 | 9.8486e-05
|  |  |  | c_DK2 | 8329 | 0.00010041 |  |  |  |  | c_DK1_LargeDecentral | 8329 | 8.9487e-05
|  |  |  | c_DK2 | 8330 | 9.4673e-05 |  |  |  |  | c_DK1_LargeDecentral | 8330 | 9.1487e-05
|  |  |  | c_DK2 | 8331 | 9.2735e-05 |  |  |  |  | c_DK1_LargeDecentral | 8331 | 9.0653e-05
|  |  |  | c_DK2 | 8332 | 9.184e-05 |  |  |  |  | c_DK1_LargeDecentral | 8332 | 9.9152e-05
|  |  |  | c_DK2 | 8333 | 9.2139e-05 |  |  |  |  | c_DK1_LargeDecentral | 8333 | 0.00012415
|  |  |  | c_DK2 | 8334 | 9.4151e-05 |  |  |  |  | c_DK1_LargeDecentral | 8334 | 0.00018064
|  |  |  | c_DK2 | 8335 | 9.7953e-05 |  |  |  |  | c_DK1_LargeDecentral | 8335 | 0.00021763
|  |  |  | c_DK2 | 8336 | 0.00010734 |  |  |  |  | c_DK1_LargeDecentral | 8336 | 0.00021297
|  |  |  | c_DK2 | 8337 | 0.00011838 |  |  |  |  | c_DK1_LargeDecentral | 8337 | 0.0001933
|  |  |  | c_DK2 | 8338 | 0.00012635 |  |  |  |  | c_DK1_LargeDecentral | 8338 | 0.00018464
|  |  |  | c_DK2 | 8339 | 0.00013194 |  |  |  |  | c_DK1_LargeDecentral | 8339 | 0.00017864
|  |  |  | c_DK2 | 8340 | 0.00013403 |  |  |  |  | c_DK1_LargeDecentral | 8340 | 0.00016931
|  |  |  | c_DK2 | 8341 | 0.00013388 |  |  |  |  | c_DK1_LargeDecentral | 8341 | 0.00016381
|  |  |  | c_DK2 | 8342 | 0.00013165 |  |  |  |  | c_DK1_LargeDecentral | 8342 | 0.00015381
|  |  |  | c_DK2 | 8343 | 0.0001309 |  |  |  |  | c_DK1_LargeDecentral | 8343 | 0.00015781
|  |  |  | c_DK2 | 8344 | 0.0001341 |  |  |  |  | c_DK1_LargeDecentral | 8344 | 0.00015514
|  |  |  | c_DK2 | 8345 | 0.00014037 |  |  |  |  | c_DK1_LargeDecentral | 8345 | 0.00016048
|  |  |  | c_DK2 | 8346 | 0.00014581 |  |  |  |  | c_DK1_LargeDecentral | 8346 | 0.00016614
|  |  |  | c_DK2 | 8347 | 0.00014193 |  |  |  |  | c_DK1_LargeDecentral | 8347 | 0.00016848
|  |  |  | c_DK2 | 8348 | 0.0001341 |  |  |  |  | c_DK1_LargeDecentral | 8348 | 0.00016881
|  |  |  | c_DK2 | 8349 | 0.00012531 |  |  |  |  | c_DK1_LargeDecentral | 8349 | 0.00016714
|  |  |  | c_DK2 | 8350 | 0.00011756 |  |  |  |  | c_DK1_LargeDecentral | 8350 | 0.00015614
|  |  |  | c_DK2 | 8351 | 0.0001107 |  |  |  |  | c_DK1_LargeDecentral | 8351 | 0.00012648
|  |  |  | c_DK2 | 8352 | 0.00010451 |  |  |  |  | c_DK1_LargeDecentral | 8352 | 9.6819e-05
|  |  |  | c_DK2 | 8353 | 9.9667e-05 |  |  |  |  | c_DK1_LargeDecentral | 8353 | 8.6654e-05
|  |  |  | c_DK2 | 8354 | 9.4673e-05 |  |  |  |  | c_DK1_LargeDecentral | 8354 | 9.3653e-05
|  |  |  | c_DK2 | 8355 | 9.2511e-05 |  |  |  |  | c_DK1_LargeDecentral | 8355 | 9.382e-05
|  |  |  | c_DK2 | 8356 | 9.4226e-05 |  |  |  |  | c_DK1_LargeDecentral | 8356 | 0.00010748
|  |  |  | c_DK2 | 8357 | 9.3257e-05 |  |  |  |  | c_DK1_LargeDecentral | 8357 | 0.00013865
|  |  |  | c_DK2 | 8358 | 9.3182e-05 |  |  |  |  | c_DK1_LargeDecentral | 8358 | 0.00019447
|  |  |  | c_DK2 | 8359 | 9.8176e-05 |  |  |  |  | c_DK1_LargeDecentral | 8359 | 0.00020347
|  |  |  | c_DK2 | 8360 | 0.00010608 |  |  |  |  | c_DK1_LargeDecentral | 8360 | 0.00020097
|  |  |  | c_DK2 | 8361 | 0.0001142 |  |  |  |  | c_DK1_LargeDecentral | 8361 | 0.00018081
|  |  |  | c_DK2 | 8362 | 0.00012292 |  |  |  |  | c_DK1_LargeDecentral | 8362 | 0.00017331
|  |  |  | c_DK2 | 8363 | 0.00013023 |  |  |  |  | c_DK1_LargeDecentral | 8363 | 0.00016548
|  |  |  | c_DK2 | 8364 | 0.00013261 |  |  |  |  | c_DK1_LargeDecentral | 8364 | 0.00016014
|  |  |  | c_DK2 | 8365 | 0.0001344 |  |  |  |  | c_DK1_LargeDecentral | 8365 | 0.00015631
|  |  |  | c_DK2 | 8366 | 0.00013291 |  |  |  |  | c_DK1_LargeDecentral | 8366 | 0.00014864
|  |  |  | c_DK2 | 8367 | 0.00013127 |  |  |  |  | c_DK1_LargeDecentral | 8367 | 0.00014931
|  |  |  | c_DK2 | 8368 | 0.00013097 |  |  |  |  | c_DK1_LargeDecentral | 8368 | 0.00014831
|  |  |  | c_DK2 | 8369 | 0.0001382 |  |  |  |  | c_DK1_LargeDecentral | 8369 | 0.00015364
|  |  |  | c_DK2 | 8370 | 0.00014611 |  |  |  |  | c_DK1_LargeDecentral | 8370 | 0.00016331
|  |  |  | c_DK2 | 8371 | 0.00014365 |  |  |  |  | c_DK1_LargeDecentral | 8371 | 0.00016681
|  |  |  | c_DK2 | 8372 | 0.00013843 |  |  |  |  | c_DK1_LargeDecentral | 8372 | 0.00016864
|  |  |  | c_DK2 | 8373 | 0.00012933 |  |  |  |  | c_DK1_LargeDecentral | 8373 | 0.00016881
|  |  |  | c_DK2 | 8374 | 0.00012076 |  |  |  |  | c_DK1_LargeDecentral | 8374 | 0.00015731
|  |  |  | c_DK2 | 8375 | 0.00011234 |  |  |  |  | c_DK1_LargeDecentral | 8375 | 0.00012698
|  |  |  | c_DK2 | 8376 | 0.00010533 |  |  |  |  | c_DK1_LargeDecentral | 8376 | 9.9485e-05
|  |  |  | c_DK2 | 8377 | 9.5791e-05 |  |  |  |  | c_DK1_LargeDecentral | 8377 | 8.0821e-05
|  |  |  | c_DK2 | 8378 | 9.2064e-05 |  |  |  |  | c_DK1_LargeDecentral | 8378 | 8.7487e-05
|  |  |  | c_DK2 | 8379 | 9.0722e-05 |  |  |  |  | c_DK1_LargeDecentral | 8379 | 8.832e-05
|  |  |  | c_DK2 | 8380 | 9.2586e-05 |  |  |  |  | c_DK1_LargeDecentral | 8380 | 9.6153e-05
|  |  |  | c_DK2 | 8381 | 9.512e-05 |  |  |  |  | c_DK1_LargeDecentral | 8381 | 0.00012432
|  |  |  | c_DK2 | 8382 | 0.00010108 |  |  |  |  | c_DK1_LargeDecentral | 8382 | 0.00018514
|  |  |  | c_DK2 | 8383 | 0.00011756 |  |  |  |  | c_DK1_LargeDecentral | 8383 | 0.00021497
|  |  |  | c_DK2 | 8384 | 0.00013835 |  |  |  |  | c_DK1_LargeDecentral | 8384 | 0.00021197
|  |  |  | c_DK2 | 8385 | 0.00014894 |  |  |  |  | c_DK1_LargeDecentral | 8385 | 0.00018981
|  |  |  | c_DK2 | 8386 | 0.00015035 |  |  |  |  | c_DK1_LargeDecentral | 8386 | 0.00018131
|  |  |  | c_DK2 | 8387 | 0.0001517 |  |  |  |  | c_DK1_LargeDecentral | 8387 | 0.00017197
|  |  |  | c_DK2 | 8388 | 0.00015058 |  |  |  |  | c_DK1_LargeDecentral | 8388 | 0.00016448
|  |  |  | c_DK2 | 8389 | 0.00014268 |  |  |  |  | c_DK1_LargeDecentral | 8389 | 0.00015998
|  |  |  | c_DK2 | 8390 | 0.00014327 |  |  |  |  | c_DK1_LargeDecentral | 8390 | 0.00015064
|  |  |  | c_DK2 | 8391 | 0.00014312 |  |  |  |  | c_DK1_LargeDecentral | 8391 | 0.00014964
|  |  |  | c_DK2 | 8392 | 0.00014342 |  |  |  |  | c_DK1_LargeDecentral | 8392 | 0.00014814
|  |  |  | c_DK2 | 8393 | 0.00014879 |  |  |  |  | c_DK1_LargeDecentral | 8393 | 0.00015381
|  |  |  | c_DK2 | 8394 | 0.00015662 |  |  |  |  | c_DK1_LargeDecentral | 8394 | 0.00016198
|  |  |  | c_DK2 | 8395 | 0.00015341 |  |  |  |  | c_DK1_LargeDecentral | 8395 | 0.00016498
|  |  |  | c_DK2 | 8396 | 0.00014566 |  |  |  |  | c_DK1_LargeDecentral | 8396 | 0.00016831
|  |  |  | c_DK2 | 8397 | 0.00013455 |  |  |  |  | c_DK1_LargeDecentral | 8397 | 0.00016798
|  |  |  | c_DK2 | 8398 | 0.00012359 |  |  |  |  | c_DK1_LargeDecentral | 8398 | 0.00015298
|  |  |  | c_DK2 | 8399 | 0.00011316 |  |  |  |  | c_DK1_LargeDecentral | 8399 | 0.00012348
|  |  |  | c_DK2 | 8400 | 0.00010459 |  |  |  |  | c_DK1_LargeDecentral | 8400 | 9.3486e-05
|  |  |  | c_DK2 | 8401 | 9.348e-05 |  |  |  |  | c_DK1_LargeDecentral | 8401 | 7.4822e-05
|  |  |  | c_DK2 | 8402 | 8.8188e-05 |  |  |  |  | c_DK1_LargeDecentral | 8402 | 8.1321e-05
|  |  |  | c_DK2 | 8403 | 8.6697e-05 |  |  |  |  | c_DK1_LargeDecentral | 8403 | 8.1988e-05
|  |  |  | c_DK2 | 8404 | 8.8113e-05 |  |  |  |  | c_DK1_LargeDecentral | 8404 | 8.9653e-05
|  |  |  | c_DK2 | 8405 | 9.0424e-05 |  |  |  |  | c_DK1_LargeDecentral | 8405 | 0.00011915
|  |  |  | c_DK2 | 8406 | 9.7953e-05 |  |  |  |  | c_DK1_LargeDecentral | 8406 | 0.00017814
|  |  |  | c_DK2 | 8407 | 0.00011614 |  |  |  |  | c_DK1_LargeDecentral | 8407 | 0.00020864
|  |  |  | c_DK2 | 8408 | 0.00013656 |  |  |  |  | c_DK1_LargeDecentral | 8408 | 0.0002058
|  |  |  | c_DK2 | 8409 | 0.00014506 |  |  |  |  | c_DK1_LargeDecentral | 8409 | 0.00018597
|  |  |  | c_DK2 | 8410 | 0.00014566 |  |  |  |  | c_DK1_LargeDecentral | 8410 | 0.00017531
|  |  |  | c_DK2 | 8411 | 0.00014663 |  |  |  |  | c_DK1_LargeDecentral | 8411 | 0.00016514
|  |  |  | c_DK2 | 8412 | 0.00014439 |  |  |  |  | c_DK1_LargeDecentral | 8412 | 0.00015814
|  |  |  | c_DK2 | 8413 | 0.00014462 |  |  |  |  | c_DK1_LargeDecentral | 8413 | 0.00015348
|  |  |  | c_DK2 | 8414 | 0.00014432 |  |  |  |  | c_DK1_LargeDecentral | 8414 | 0.00014365
|  |  |  | c_DK2 | 8415 | 0.00014268 |  |  |  |  | c_DK1_LargeDecentral | 8415 | 0.00014231
|  |  |  | c_DK2 | 8416 | 0.00014439 |  |  |  |  | c_DK1_LargeDecentral | 8416 | 0.00014031
|  |  |  | c_DK2 | 8417 | 0.00015088 |  |  |  |  | c_DK1_LargeDecentral | 8417 | 0.00014481
|  |  |  | c_DK2 | 8418 | 0.00015617 |  |  |  |  | c_DK1_LargeDecentral | 8418 | 0.00015364
|  |  |  | c_DK2 | 8419 | 0.00015155 |  |  |  |  | c_DK1_LargeDecentral | 8419 | 0.00015598
|  |  |  | c_DK2 | 8420 | 0.00014253 |  |  |  |  | c_DK1_LargeDecentral | 8420 | 0.00016031
|  |  |  | c_DK2 | 8421 | 0.00013023 |  |  |  |  | c_DK1_LargeDecentral | 8421 | 0.00016048
|  |  |  | c_DK2 | 8422 | 0.00011964 |  |  |  |  | c_DK1_LargeDecentral | 8422 | 0.00014565
|  |  |  | c_DK2 | 8423 | 0.00010921 |  |  |  |  | c_DK1_LargeDecentral | 8423 | 0.00011615
|  |  |  | c_DK2 | 8424 | 0.00010101 |  |  |  |  | c_DK1_LargeDecentral | 8424 | 8.6987e-05
|  |  |  | c_DK2 | 8425 | 9.3182e-05 |  |  |  |  | c_DK1_LargeDecentral | 8425 | 7.4156e-05
|  |  |  | c_DK2 | 8426 | 8.7517e-05 |  |  |  |  | c_DK1_LargeDecentral | 8426 | 8.0821e-05
|  |  |  | c_DK2 | 8427 | 8.6473e-05 |  |  |  |  | c_DK1_LargeDecentral | 8427 | 8.1321e-05
|  |  |  | c_DK2 | 8428 | 8.8933e-05 |  |  |  |  | c_DK1_LargeDecentral | 8428 | 8.8987e-05
|  |  |  | c_DK2 | 8429 | 9.1989e-05 |  |  |  |  | c_DK1_LargeDecentral | 8429 | 0.00011832
|  |  |  | c_DK2 | 8430 | 9.7729e-05 |  |  |  |  | c_DK1_LargeDecentral | 8430 | 0.00017697
|  |  |  | c_DK2 | 8431 | 0.00011584 |  |  |  |  | c_DK1_LargeDecentral | 8431 | 0.0002073
|  |  |  | c_DK2 | 8432 | 0.00013709 |  |  |  |  | c_DK1_LargeDecentral | 8432 | 0.00020447
|  |  |  | c_DK2 | 8433 | 0.00014596 |  |  |  |  | c_DK1_LargeDecentral | 8433 | 0.00018481
|  |  |  | c_DK2 | 8434 | 0.00014693 |  |  |  |  | c_DK1_LargeDecentral | 8434 | 0.00017431
|  |  |  | c_DK2 | 8435 | 0.00014663 |  |  |  |  | c_DK1_LargeDecentral | 8435 | 0.00016414
|  |  |  | c_DK2 | 8436 | 0.00014551 |  |  |  |  | c_DK1_LargeDecentral | 8436 | 0.00015698
|  |  |  | c_DK2 | 8437 | 0.00014491 |  |  |  |  | c_DK1_LargeDecentral | 8437 | 0.00015248
|  |  |  | c_DK2 | 8438 | 0.00014432 |  |  |  |  | c_DK1_LargeDecentral | 8438 | 0.00014281
|  |  |  | c_DK2 | 8439 | 0.00014357 |  |  |  |  | c_DK1_LargeDecentral | 8439 | 0.00014131
|  |  |  | c_DK2 | 8440 | 0.00014529 |  |  |  |  | c_DK1_LargeDecentral | 8440 | 0.00013948
|  |  |  | c_DK2 | 8441 | 0.0001517 |  |  |  |  | c_DK1_LargeDecentral | 8441 | 0.00014381
|  |  |  | c_DK2 | 8442 | 0.00015848 |  |  |  |  | c_DK1_LargeDecentral | 8442 | 0.00015281
|  |  |  | c_DK2 | 8443 | 0.00015647 |  |  |  |  | c_DK1_LargeDecentral | 8443 | 0.00015514
|  |  |  | c_DK2 | 8444 | 0.00014752 |  |  |  |  | c_DK1_LargeDecentral | 8444 | 0.00015914
|  |  |  | c_DK2 | 8445 | 0.00013589 |  |  |  |  | c_DK1_LargeDecentral | 8445 | 0.00015948
|  |  |  | c_DK2 | 8446 | 0.0001265 |  |  |  |  | c_DK1_LargeDecentral | 8446 | 0.00014481
|  |  |  | c_DK2 | 8447 | 0.00011718 |  |  |  |  | c_DK1_LargeDecentral | 8447 | 0.00011565
|  |  |  | c_DK2 | 8448 | 0.00010809 |  |  |  |  | c_DK1_LargeDecentral | 8448 | 8.6487e-05
|  |  |  | c_DK2 | 8449 | 9.7729e-05 |  |  |  |  | c_DK1_LargeDecentral | 8449 | 7.4656e-05
|  |  |  | c_DK2 | 8450 | 9.2437e-05 |  |  |  |  | c_DK1_LargeDecentral | 8450 | 8.1321e-05
|  |  |  | c_DK2 | 8451 | 9.2064e-05 |  |  |  |  | c_DK1_LargeDecentral | 8451 | 8.1821e-05
|  |  |  | c_DK2 | 8452 | 9.3704e-05 |  |  |  |  | c_DK1_LargeDecentral | 8452 | 8.982e-05
|  |  |  | c_DK2 | 8453 | 9.4897e-05 |  |  |  |  | c_DK1_LargeDecentral | 8453 | 0.00011982
|  |  |  | c_DK2 | 8454 | 0.00010302 |  |  |  |  | c_DK1_LargeDecentral | 8454 | 0.00017881
|  |  |  | c_DK2 | 8455 | 0.00011905 |  |  |  |  | c_DK1_LargeDecentral | 8455 | 0.00020947
|  |  |  | c_DK2 | 8456 | 0.00013724 |  |  |  |  | c_DK1_LargeDecentral | 8456 | 0.00020697
|  |  |  | c_DK2 | 8457 | 0.00014432 |  |  |  |  | c_DK1_LargeDecentral | 8457 | 0.00018664
|  |  |  | c_DK2 | 8458 | 0.00014611 |  |  |  |  | c_DK1_LargeDecentral | 8458 | 0.00017597
|  |  |  | c_DK2 | 8459 | 0.00014536 |  |  |  |  | c_DK1_LargeDecentral | 8459 | 0.00016548
|  |  |  | c_DK2 | 8460 | 0.00014298 |  |  |  |  | c_DK1_LargeDecentral | 8460 | 0.00015831
|  |  |  | c_DK2 | 8461 | 0.00014283 |  |  |  |  | c_DK1_LargeDecentral | 8461 | 0.00015364
|  |  |  | c_DK2 | 8462 | 0.00014201 |  |  |  |  | c_DK1_LargeDecentral | 8462 | 0.00014381
|  |  |  | c_DK2 | 8463 | 0.0001397 |  |  |  |  | c_DK1_LargeDecentral | 8463 | 0.00014248
|  |  |  | c_DK2 | 8464 | 0.00014134 |  |  |  |  | c_DK1_LargeDecentral | 8464 | 0.00014065
|  |  |  | c_DK2 | 8465 | 0.00014827 |  |  |  |  | c_DK1_LargeDecentral | 8465 | 0.00014498
|  |  |  | c_DK2 | 8466 | 0.00015602 |  |  |  |  | c_DK1_LargeDecentral | 8466 | 0.00015398
|  |  |  | c_DK2 | 8467 | 0.00015185 |  |  |  |  | c_DK1_LargeDecentral | 8467 | 0.00015648
|  |  |  | c_DK2 | 8468 | 0.00014365 |  |  |  |  | c_DK1_LargeDecentral | 8468 | 0.00016081
|  |  |  | c_DK2 | 8469 | 0.00013358 |  |  |  |  | c_DK1_LargeDecentral | 8469 | 0.00016114
|  |  |  | c_DK2 | 8470 | 0.00012531 |  |  |  |  | c_DK1_LargeDecentral | 8470 | 0.00014631
|  |  |  | c_DK2 | 8471 | 0.00011413 |  |  |  |  | c_DK1_LargeDecentral | 8471 | 0.00011665
|  |  |  | c_DK2 | 8472 | 0.00010466 |  |  |  |  | c_DK1_LargeDecentral | 8472 | 8.7154e-05
|  |  |  | c_DK2 | 8473 | 9.4002e-05 |  |  |  |  | c_DK1_LargeDecentral | 8473 | 7.4156e-05
|  |  |  | c_DK2 | 8474 | 8.9455e-05 |  |  |  |  | c_DK1_LargeDecentral | 8474 | 7.9988e-05
|  |  |  | c_DK2 | 8475 | 8.7964e-05 |  |  |  |  | c_DK1_LargeDecentral | 8475 | 8.0155e-05
|  |  |  | c_DK2 | 8476 | 8.7517e-05 |  |  |  |  | c_DK1_LargeDecentral | 8476 | 8.7154e-05
|  |  |  | c_DK2 | 8477 | 8.9902e-05 |  |  |  |  | c_DK1_LargeDecentral | 8477 | 0.00011615
|  |  |  | c_DK2 | 8478 | 9.6984e-05 |  |  |  |  | c_DK1_LargeDecentral | 8478 | 0.00017397
|  |  |  | c_DK2 | 8479 | 0.00011226 |  |  |  |  | c_DK1_LargeDecentral | 8479 | 0.00020614
|  |  |  | c_DK2 | 8480 | 0.00013202 |  |  |  |  | c_DK1_LargeDecentral | 8480 | 0.0002058
|  |  |  | c_DK2 | 8481 | 0.00014163 |  |  |  |  | c_DK1_LargeDecentral | 8481 | 0.00018697
|  |  |  | c_DK2 | 8482 | 0.00014141 |  |  |  |  | c_DK1_LargeDecentral | 8482 | 0.00017547
|  |  |  | c_DK2 | 8483 | 0.00014238 |  |  |  |  | c_DK1_LargeDecentral | 8483 | 0.00016431
|  |  |  | c_DK2 | 8484 | 0.00014186 |  |  |  |  | c_DK1_LargeDecentral | 8484 | 0.00015714
|  |  |  | c_DK2 | 8485 | 0.00013955 |  |  |  |  | c_DK1_LargeDecentral | 8485 | 0.00015231
|  |  |  | c_DK2 | 8486 | 0.00013791 |  |  |  |  | c_DK1_LargeDecentral | 8486 | 0.00014315
|  |  |  | c_DK2 | 8487 | 0.00013724 |  |  |  |  | c_DK1_LargeDecentral | 8487 | 0.00014115
|  |  |  | c_DK2 | 8488 | 0.00013977 |  |  |  |  | c_DK1_LargeDecentral | 8488 | 0.00013931
|  |  |  | c_DK2 | 8489 | 0.00014462 |  |  |  |  | c_DK1_LargeDecentral | 8489 | 0.00014315
|  |  |  | c_DK2 | 8490 | 0.00014968 |  |  |  |  | c_DK1_LargeDecentral | 8490 | 0.00015298
|  |  |  | c_DK2 | 8491 | 0.00014506 |  |  |  |  | c_DK1_LargeDecentral | 8491 | 0.00015664
|  |  |  | c_DK2 | 8492 | 0.00013709 |  |  |  |  | c_DK1_LargeDecentral | 8492 | 0.00016131
|  |  |  | c_DK2 | 8493 | 0.00012866 |  |  |  |  | c_DK1_LargeDecentral | 8493 | 0.00016098
|  |  |  | c_DK2 | 8494 | 0.00012248 |  |  |  |  | c_DK1_LargeDecentral | 8494 | 0.00014715
|  |  |  | c_DK2 | 8495 | 0.00011428 |  |  |  |  | c_DK1_LargeDecentral | 8495 | 0.00011632
|  |  |  | c_DK2 | 8496 | 0.00010548 |  |  |  |  | c_DK1_LargeDecentral | 8496 | 8.6654e-05
|  |  |  | c_DK2 | 8497 | 0.00010608 |  |  |  |  | c_DK1_LargeDecentral | 8497 | 7.4489e-05
|  |  |  | c_DK2 | 8498 | 0.00010235 |  |  |  |  | c_DK1_LargeDecentral | 8498 | 7.8155e-05
|  |  |  | c_DK2 | 8499 | 9.5642e-05 |  |  |  |  | c_DK1_LargeDecentral | 8499 | 7.4822e-05
|  |  |  | c_DK2 | 8500 | 9.1095e-05 |  |  |  |  | c_DK1_LargeDecentral | 8500 | 8.4821e-05
|  |  |  | c_DK2 | 8501 | 8.9902e-05 |  |  |  |  | c_DK1_LargeDecentral | 8501 | 0.00011298
|  |  |  | c_DK2 | 8502 | 9.1617e-05 |  |  |  |  | c_DK1_LargeDecentral | 8502 | 0.00016514
|  |  |  | c_DK2 | 8503 | 0.00010816 |  |  |  |  | c_DK1_LargeDecentral | 8503 | 0.00020047
|  |  |  | c_DK2 | 8504 | 0.00012054 |  |  |  |  | c_DK1_LargeDecentral | 8504 | 0.00019797
|  |  |  | c_DK2 | 8505 | 0.00012919 |  |  |  |  | c_DK1_LargeDecentral | 8505 | 0.00017697
|  |  |  | c_DK2 | 8506 | 0.00012002 |  |  |  |  | c_DK1_LargeDecentral | 8506 | 0.00016564
|  |  |  | c_DK2 | 8507 | 0.00012494 |  |  |  |  | c_DK1_LargeDecentral | 8507 | 0.00015814
|  |  |  | c_DK2 | 8508 | 0.00012665 |  |  |  |  | c_DK1_LargeDecentral | 8508 | 0.00014898
|  |  |  | c_DK2 | 8509 | 0.00012568 |  |  |  |  | c_DK1_LargeDecentral | 8509 | 0.00014465
|  |  |  | c_DK2 | 8510 | 0.00012389 |  |  |  |  | c_DK1_LargeDecentral | 8510 | 0.00013231
|  |  |  | c_DK2 | 8511 | 0.00012315 |  |  |  |  | c_DK1_LargeDecentral | 8511 | 0.00013615
|  |  |  | c_DK2 | 8512 | 0.00012389 |  |  |  |  | c_DK1_LargeDecentral | 8512 | 0.00013465
|  |  |  | c_DK2 | 8513 | 0.00013083 |  |  |  |  | c_DK1_LargeDecentral | 8513 | 0.00013948
|  |  |  | c_DK2 | 8514 | 0.00013917 |  |  |  |  | c_DK1_LargeDecentral | 8514 | 0.00014581
|  |  |  | c_DK2 | 8515 | 0.00013656 |  |  |  |  | c_DK1_LargeDecentral | 8515 | 0.00015048
|  |  |  | c_DK2 | 8516 | 0.00012933 |  |  |  |  | c_DK1_LargeDecentral | 8516 | 0.00015248
|  |  |  | c_DK2 | 8517 | 0.0001224 |  |  |  |  | c_DK1_LargeDecentral | 8517 | 0.00015298
|  |  |  | c_DK2 | 8518 | 0.00011569 |  |  |  |  | c_DK1_LargeDecentral | 8518 | 0.00014148
|  |  |  | c_DK2 | 8519 | 0.00010816 |  |  |  |  | c_DK1_LargeDecentral | 8519 | 0.00011365
|  |  |  | c_DK2 | 8520 | 0.00010101 |  |  |  |  | c_DK1_LargeDecentral | 8520 | 8.3488e-05
|  |  |  | c_DK2 | 8521 | 9.4747e-05 |  |  |  |  | c_DK1_LargeDecentral | 8521 | 7.8488e-05
|  |  |  | c_DK2 | 8522 | 8.9306e-05 |  |  |  |  | c_DK1_LargeDecentral | 8522 | 8.8487e-05
|  |  |  | c_DK2 | 8523 | 8.7666e-05 |  |  |  |  | c_DK1_LargeDecentral | 8523 | 8.6487e-05
|  |  |  | c_DK2 | 8524 | 8.8113e-05 |  |  |  |  | c_DK1_LargeDecentral | 8524 | 0.00010049
|  |  |  | c_DK2 | 8525 | 8.8411e-05 |  |  |  |  | c_DK1_LargeDecentral | 8525 | 0.00013365
|  |  |  | c_DK2 | 8526 | 9.035e-05 |  |  |  |  | c_DK1_LargeDecentral | 8526 | 0.00018947
|  |  |  | c_DK2 | 8527 | 9.43e-05 |  |  |  |  | c_DK1_LargeDecentral | 8527 | 0.00019764
|  |  |  | c_DK2 | 8528 | 0.00010161 |  |  |  |  | c_DK1_LargeDecentral | 8528 | 0.0001953
|  |  |  | c_DK2 | 8529 | 0.00011085 |  |  |  |  | c_DK1_LargeDecentral | 8529 | 0.00017197
|  |  |  | c_DK2 | 8530 | 0.00011793 |  |  |  |  | c_DK1_LargeDecentral | 8530 | 0.00016331
|  |  |  | c_DK2 | 8531 | 0.00012277 |  |  |  |  | c_DK1_LargeDecentral | 8531 | 0.00015464
|  |  |  | c_DK2 | 8532 | 0.00012449 |  |  |  |  | c_DK1_LargeDecentral | 8532 | 0.00014881
|  |  |  | c_DK2 | 8533 | 0.00012509 |  |  |  |  | c_DK1_LargeDecentral | 8533 | 0.00014515
|  |  |  | c_DK2 | 8534 | 0.00012486 |  |  |  |  | c_DK1_LargeDecentral | 8534 | 0.00013681
|  |  |  | c_DK2 | 8535 | 0.00012412 |  |  |  |  | c_DK1_LargeDecentral | 8535 | 0.00013765
|  |  |  | c_DK2 | 8536 | 0.00012605 |  |  |  |  | c_DK1_LargeDecentral | 8536 | 0.00013565
|  |  |  | c_DK2 | 8537 | 0.00013321 |  |  |  |  | c_DK1_LargeDecentral | 8537 | 0.00014315
|  |  |  | c_DK2 | 8538 | 0.0001397 |  |  |  |  | c_DK1_LargeDecentral | 8538 | 0.00015331
|  |  |  | c_DK2 | 8539 | 0.00013753 |  |  |  |  | c_DK1_LargeDecentral | 8539 | 0.00015781
|  |  |  | c_DK2 | 8540 | 0.00012993 |  |  |  |  | c_DK1_LargeDecentral | 8540 | 0.00016148
|  |  |  | c_DK2 | 8541 | 0.00012158 |  |  |  |  | c_DK1_LargeDecentral | 8541 | 0.00016298
|  |  |  | c_DK2 | 8542 | 0.00011398 |  |  |  |  | c_DK1_LargeDecentral | 8542 | 0.00015114
|  |  |  | c_DK2 | 8543 | 0.0001072 |  |  |  |  | c_DK1_LargeDecentral | 8543 | 0.00012232
|  |  |  | c_DK2 | 8544 | 0.00010131 |  |  |  |  | c_DK1_LargeDecentral | 8544 | 9.1986e-05
|  |  |  | c_DK2 | 8545 | 9.3331e-05 |  |  |  |  | c_DK1_LargeDecentral | 8545 | 7.5489e-05
|  |  |  | c_DK2 | 8546 | 8.8486e-05 |  |  |  |  | c_DK1_LargeDecentral | 8546 | 8.3154e-05
|  |  |  | c_DK2 | 8547 | 8.6026e-05 |  |  |  |  | c_DK1_LargeDecentral | 8547 | 8.3488e-05
|  |  |  | c_DK2 | 8548 | 8.7517e-05 |  |  |  |  | c_DK1_LargeDecentral | 8548 | 9.1653e-05
|  |  |  | c_DK2 | 8549 | 8.7964e-05 |  |  |  |  | c_DK1_LargeDecentral | 8549 | 0.00012165
|  |  |  | c_DK2 | 8550 | 8.8113e-05 |  |  |  |  | c_DK1_LargeDecentral | 8550 | 0.00018114
|  |  |  | c_DK2 | 8551 | 0.00010161 |  |  |  |  | c_DK1_LargeDecentral | 8551 | 0.00021097
|  |  |  | c_DK2 | 8552 | 0.00011726 |  |  |  |  | c_DK1_LargeDecentral | 8552 | 0.00020847
|  |  |  | c_DK2 | 8553 | 0.00012598 |  |  |  |  | c_DK1_LargeDecentral | 8553 | 0.00018531
|  |  |  | c_DK2 | 8554 | 0.00013209 |  |  |  |  | c_DK1_LargeDecentral | 8554 | 0.00017531
|  |  |  | c_DK2 | 8555 | 0.00013634 |  |  |  |  | c_DK1_LargeDecentral | 8555 | 0.00016531
|  |  |  | c_DK2 | 8556 | 0.00014029 |  |  |  |  | c_DK1_LargeDecentral | 8556 | 0.00015731
|  |  |  | c_DK2 | 8557 | 0.00014059 |  |  |  |  | c_DK1_LargeDecentral | 8557 | 0.00015364
|  |  |  | c_DK2 | 8558 | 0.00013999 |  |  |  |  | c_DK1_LargeDecentral | 8558 | 0.00014315
|  |  |  | c_DK2 | 8559 | 0.0001382 |  |  |  |  | c_DK1_LargeDecentral | 8559 | 0.00014248
|  |  |  | c_DK2 | 8560 | 0.00013925 |  |  |  |  | c_DK1_LargeDecentral | 8560 | 0.00014115
|  |  |  | c_DK2 | 8561 | 0.00014298 |  |  |  |  | c_DK1_LargeDecentral | 8561 | 0.00014715
|  |  |  | c_DK2 | 8562 | 0.0001473 |  |  |  |  | c_DK1_LargeDecentral | 8562 | 0.00015564
|  |  |  | c_DK2 | 8563 | 0.00014163 |  |  |  |  | c_DK1_LargeDecentral | 8563 | 0.00015998
|  |  |  | c_DK2 | 8564 | 0.00013381 |  |  |  |  | c_DK1_LargeDecentral | 8564 | 0.00016431
|  |  |  | c_DK2 | 8565 | 0.0001262 |  |  |  |  | c_DK1_LargeDecentral | 8565 | 0.00016498
|  |  |  | c_DK2 | 8566 | 0.00011741 |  |  |  |  | c_DK1_LargeDecentral | 8566 | 0.00014981
|  |  |  | c_DK2 | 8567 | 0.00010854 |  |  |  |  | c_DK1_LargeDecentral | 8567 | 0.00011965
|  |  |  | c_DK2 | 8568 | 0.00010183 |  |  |  |  | c_DK1_LargeDecentral | 8568 | 8.932e-05
|  |  |  | c_DK2 | 8569 | 9.3182e-05 |  |  |  |  | c_DK1_LargeDecentral | 8569 | 7.5656e-05
|  |  |  | c_DK2 | 8570 | 8.7815e-05 |  |  |  |  | c_DK1_LargeDecentral | 8570 | 8.2321e-05
|  |  |  | c_DK2 | 8571 | 8.5803e-05 |  |  |  |  | c_DK1_LargeDecentral | 8571 | 8.2821e-05
|  |  |  | c_DK2 | 8572 | 8.5579e-05 |  |  |  |  | c_DK1_LargeDecentral | 8572 | 9.0987e-05
|  |  |  | c_DK2 | 8573 | 8.5355e-05 |  |  |  |  | c_DK1_LargeDecentral | 8573 | 0.00012165
|  |  |  | c_DK2 | 8574 | 8.7517e-05 |  |  |  |  | c_DK1_LargeDecentral | 8574 | 0.00018114
|  |  |  | c_DK2 | 8575 | 9.1766e-05 |  |  |  |  | c_DK1_LargeDecentral | 8575 | 0.00021247
|  |  |  | c_DK2 | 8576 | 9.9444e-05 |  |  |  |  | c_DK1_LargeDecentral | 8576 | 0.0002098
|  |  |  | c_DK2 | 8577 | 0.0001107 |  |  |  |  | c_DK1_LargeDecentral | 8577 | 0.00018947
|  |  |  | c_DK2 | 8578 | 0.00011875 |  |  |  |  | c_DK1_LargeDecentral | 8578 | 0.00017814
|  |  |  | c_DK2 | 8579 | 0.00012404 |  |  |  |  | c_DK1_LargeDecentral | 8579 | 0.00016748
|  |  |  | c_DK2 | 8580 | 0.00012695 |  |  |  |  | c_DK1_LargeDecentral | 8580 | 0.00016014
|  |  |  | c_DK2 | 8581 | 0.00012732 |  |  |  |  | c_DK1_LargeDecentral | 8581 | 0.00015548
|  |  |  | c_DK2 | 8582 | 0.00012673 |  |  |  |  | c_DK1_LargeDecentral | 8582 | 0.00014548
|  |  |  | c_DK2 | 8583 | 0.00012807 |  |  |  |  | c_DK1_LargeDecentral | 8583 | 0.00014415
|  |  |  | c_DK2 | 8584 | 0.00013276 |  |  |  |  | c_DK1_LargeDecentral | 8584 | 0.00014248
|  |  |  | c_DK2 | 8585 | 0.00014283 |  |  |  |  | c_DK1_LargeDecentral | 8585 | 0.00014698
|  |  |  | c_DK2 | 8586 | 0.00014663 |  |  |  |  | c_DK1_LargeDecentral | 8586 | 0.00015631
|  |  |  | c_DK2 | 8587 | 0.00012814 |  |  |  |  | c_DK1_LargeDecentral | 8587 | 0.00015864
|  |  |  | c_DK2 | 8588 | 0.00011294 |  |  |  |  | c_DK1_LargeDecentral | 8588 | 0.00016314
|  |  |  | c_DK2 | 8589 | 0.00010645 |  |  |  |  | c_DK1_LargeDecentral | 8589 | 0.00016331
|  |  |  | c_DK2 | 8590 | 0.00010332 |  |  |  |  | c_DK1_LargeDecentral | 8590 | 0.00014848
|  |  |  | c_DK2 | 8591 | 9.9667e-05 |  |  |  |  | c_DK1_LargeDecentral | 8591 | 0.00011798
|  |  |  | c_DK2 | 8592 | 9.5493e-05 |  |  |  |  | c_DK1_LargeDecentral | 8592 | 8.8154e-05
|  |  |  | c_DK2 | 8593 | 9.5642e-05 |  |  |  |  | c_DK1_LargeDecentral | 8593 | 7.8822e-05
|  |  |  | c_DK2 | 8594 | 9.1989e-05 |  |  |  |  | c_DK1_LargeDecentral | 8594 | 8.5654e-05
|  |  |  | c_DK2 | 8595 | 8.7144e-05 |  |  |  |  | c_DK1_LargeDecentral | 8595 | 8.6154e-05
|  |  |  | c_DK2 | 8596 | 8.3566e-05 |  |  |  |  | c_DK1_LargeDecentral | 8596 | 9.4153e-05
|  |  |  | c_DK2 | 8597 | 8.3939e-05 |  |  |  |  | c_DK1_LargeDecentral | 8597 | 0.00012398
|  |  |  | c_DK2 | 8598 | 8.6473e-05 |  |  |  |  | c_DK1_LargeDecentral | 8598 | 0.00018414
|  |  |  | c_DK2 | 8599 | 8.9455e-05 |  |  |  |  | c_DK1_LargeDecentral | 8599 | 0.0002158
|  |  |  | c_DK2 | 8600 | 9.3257e-05 |  |  |  |  | c_DK1_LargeDecentral | 8600 | 0.0002128
|  |  |  | c_DK2 | 8601 | 0.00010086 |  |  |  |  | c_DK1_LargeDecentral | 8601 | 0.00019297
|  |  |  | c_DK2 | 8602 | 0.00010802 |  |  |  |  | c_DK1_LargeDecentral | 8602 | 0.00018247
|  |  |  | c_DK2 | 8603 | 0.00011525 |  |  |  |  | c_DK1_LargeDecentral | 8603 | 0.00017197
|  |  |  | c_DK2 | 8604 | 0.0001183 |  |  |  |  | c_DK1_LargeDecentral | 8604 | 0.00016464
|  |  |  | c_DK2 | 8605 | 0.0001189 |  |  |  |  | c_DK1_LargeDecentral | 8605 | 0.00015998
|  |  |  | c_DK2 | 8606 | 0.00011778 |  |  |  |  | c_DK1_LargeDecentral | 8606 | 0.00015014
|  |  |  | c_DK2 | 8607 | 0.00011614 |  |  |  |  | c_DK1_LargeDecentral | 8607 | 0.00014864
|  |  |  | c_DK2 | 8608 | 0.00011905 |  |  |  |  | c_DK1_LargeDecentral | 8608 | 0.00014715
|  |  |  | c_DK2 | 8609 | 0.00012427 |  |  |  |  | c_DK1_LargeDecentral | 8609 | 0.00015164
|  |  |  | c_DK2 | 8610 | 0.00012769 |  |  |  |  | c_DK1_LargeDecentral | 8610 | 0.00016048
|  |  |  | c_DK2 | 8611 | 0.00012568 |  |  |  |  | c_DK1_LargeDecentral | 8611 | 0.00016264
|  |  |  | c_DK2 | 8612 | 0.00012143 |  |  |  |  | c_DK1_LargeDecentral | 8612 | 0.00016664
|  |  |  | c_DK2 | 8613 | 0.00011592 |  |  |  |  | c_DK1_LargeDecentral | 8613 | 0.00016648
|  |  |  | c_DK2 | 8614 | 0.00010995 |  |  |  |  | c_DK1_LargeDecentral | 8614 | 0.00015131
|  |  |  | c_DK2 | 8615 | 0.00010332 |  |  |  |  | c_DK1_LargeDecentral | 8615 | 0.00012115
|  |  |  | c_DK2 | 8616 | 9.7133e-05 |  |  |  |  | c_DK1_LargeDecentral | 8616 | 9.1153e-05
|  |  |  | c_DK2 | 8617 | 9.1915e-05 |  |  |  |  | c_DK1_LargeDecentral | 8617 | 8.7987e-05
|  |  |  | c_DK2 | 8618 | 8.8411e-05 |  |  |  |  | c_DK1_LargeDecentral | 8618 | 9.4486e-05
|  |  |  | c_DK2 | 8619 | 8.543e-05 |  |  |  |  | c_DK1_LargeDecentral | 8619 | 9.5653e-05
|  |  |  | c_DK2 | 8620 | 8.4237e-05 |  |  |  |  | c_DK1_LargeDecentral | 8620 | 0.00010265
|  |  |  | c_DK2 | 8621 | 8.5206e-05 |  |  |  |  | c_DK1_LargeDecentral | 8621 | 0.00012948
|  |  |  | c_DK2 | 8622 | 8.7219e-05 |  |  |  |  | c_DK1_LargeDecentral | 8622 | 0.00019264
|  |  |  | c_DK2 | 8623 | 9.1169e-05 |  |  |  |  | c_DK1_LargeDecentral | 8623 | 0.00022363
|  |  |  | c_DK2 | 8624 | 9.758e-05 |  |  |  |  | c_DK1_LargeDecentral | 8624 | 0.00022047
|  |  |  | c_DK2 | 8625 | 0.00010638 |  |  |  |  | c_DK1_LargeDecentral | 8625 | 0.00020064
|  |  |  | c_DK2 | 8626 | 0.00011405 |  |  |  |  | c_DK1_LargeDecentral | 8626 | 0.0001933
|  |  |  | c_DK2 | 8627 | 0.00012113 |  |  |  |  | c_DK1_LargeDecentral | 8627 | 0.00018381
|  |  |  | c_DK2 | 8628 | 0.00012464 |  |  |  |  | c_DK1_LargeDecentral | 8628 | 0.00017681
|  |  |  | c_DK2 | 8629 | 0.00012456 |  |  |  |  | c_DK1_LargeDecentral | 8629 | 0.00017131
|  |  |  | c_DK2 | 8630 | 0.00012195 |  |  |  |  | c_DK1_LargeDecentral | 8630 | 0.00016231
|  |  |  | c_DK2 | 8631 | 0.0001192 |  |  |  |  | c_DK1_LargeDecentral | 8631 | 0.00016081
|  |  |  | c_DK2 | 8632 | 0.00012143 |  |  |  |  | c_DK1_LargeDecentral | 8632 | 0.00015898
|  |  |  | c_DK2 | 8633 | 0.00012628 |  |  |  |  | c_DK1_LargeDecentral | 8633 | 0.00016381
|  |  |  | c_DK2 | 8634 | 0.00012829 |  |  |  |  | c_DK1_LargeDecentral | 8634 | 0.00017097
|  |  |  | c_DK2 | 8635 | 0.00012665 |  |  |  |  | c_DK1_LargeDecentral | 8635 | 0.00017214
|  |  |  | c_DK2 | 8636 | 0.00012337 |  |  |  |  | c_DK1_LargeDecentral | 8636 | 0.00017431
|  |  |  | c_DK2 | 8637 | 0.0001189 |  |  |  |  | c_DK1_LargeDecentral | 8637 | 0.00017364
|  |  |  | c_DK2 | 8638 | 0.00011413 |  |  |  |  | c_DK1_LargeDecentral | 8638 | 0.00015831
|  |  |  | c_DK2 | 8639 | 0.00010742 |  |  |  |  | c_DK1_LargeDecentral | 8639 | 0.00012865
|  |  |  | c_DK2 | 8640 | 0.00010011 |  |  |  |  | c_DK1_LargeDecentral | 8640 | 9.8985e-05
|  |  |  | c_DK2 | 8641 | 9.3629e-05 |  |  |  |  | c_DK1_LargeDecentral | 8641 | 9.6486e-05
|  |  |  | c_DK2 | 8642 | 8.9828e-05 |  |  |  |  | c_DK1_LargeDecentral | 8642 | 0.00010215
|  |  |  | c_DK2 | 8643 | 8.7592e-05 |  |  |  |  | c_DK1_LargeDecentral | 8643 | 0.00010382
|  |  |  | c_DK2 | 8644 | 8.7368e-05 |  |  |  |  | c_DK1_LargeDecentral | 8644 | 0.00011032
|  |  |  | c_DK2 | 8645 | 9.0871e-05 |  |  |  |  | c_DK1_LargeDecentral | 8645 | 0.00013698
|  |  |  | c_DK2 | 8646 | 9.5046e-05 |  |  |  |  | c_DK1_LargeDecentral | 8646 | 0.0002033
|  |  |  | c_DK2 | 8647 | 0.00010488 |  |  |  |  | c_DK1_LargeDecentral | 8647 | 0.00023747
|  |  |  | c_DK2 | 8648 | 0.00011405 |  |  |  |  | c_DK1_LargeDecentral | 8648 | 0.0002363
|  |  |  | c_DK2 | 8649 | 0.00012345 |  |  |  |  | c_DK1_LargeDecentral | 8649 | 0.00021663
|  |  |  | c_DK2 | 8650 | 0.00012978 |  |  |  |  | c_DK1_LargeDecentral | 8650 | 0.0002088
|  |  |  | c_DK2 | 8651 | 0.0001341 |  |  |  |  | c_DK1_LargeDecentral | 8651 | 0.0001983
|  |  |  | c_DK2 | 8652 | 0.0001356 |  |  |  |  | c_DK1_LargeDecentral | 8652 | 0.00019031
|  |  |  | c_DK2 | 8653 | 0.00013448 |  |  |  |  | c_DK1_LargeDecentral | 8653 | 0.00018447
|  |  |  | c_DK2 | 8654 | 0.00013284 |  |  |  |  | c_DK1_LargeDecentral | 8654 | 0.00017581
|  |  |  | c_DK2 | 8655 | 0.00013112 |  |  |  |  | c_DK1_LargeDecentral | 8655 | 0.00017364
|  |  |  | c_DK2 | 8656 | 0.00013157 |  |  |  |  | c_DK1_LargeDecentral | 8656 | 0.00017197
|  |  |  | c_DK2 | 8657 | 0.00013858 |  |  |  |  | c_DK1_LargeDecentral | 8657 | 0.00017697
|  |  |  | c_DK2 | 8658 | 0.0001467 |  |  |  |  | c_DK1_LargeDecentral | 8658 | 0.00018514
|  |  |  | c_DK2 | 8659 | 0.00014394 |  |  |  |  | c_DK1_LargeDecentral | 8659 | 0.00018681
|  |  |  | c_DK2 | 8660 | 0.00013507 |  |  |  |  | c_DK1_LargeDecentral | 8660 | 0.00018947
|  |  |  | c_DK2 | 8661 | 0.00012449 |  |  |  |  | c_DK1_LargeDecentral | 8661 | 0.00018764
|  |  |  | c_DK2 | 8662 | 0.0001151 |  |  |  |  | c_DK1_LargeDecentral | 8662 | 0.00017181
|  |  |  | c_DK2 | 8663 | 0.00010697 |  |  |  |  | c_DK1_LargeDecentral | 8663 | 0.00013915
|  |  |  | c_DK2 | 8664 | 0.00010011 |  |  |  |  | c_DK1_LargeDecentral | 8664 | 0.00010715
|  |  |  | c_DK2 | 8665 | 9.9891e-05 |  |  |  |  | c_DK1_LargeDecentral | 8665 | 0.00010632
|  |  |  | c_DK2 | 8666 | 9.4673e-05 |  |  |  |  | c_DK1_LargeDecentral | 8666 | 0.00010832
|  |  |  | c_DK2 | 8667 | 9.2139e-05 |  |  |  |  | c_DK1_LargeDecentral | 8667 | 0.00010782
|  |  |  | c_DK2 | 8668 | 9.2139e-05 |  |  |  |  | c_DK1_LargeDecentral | 8668 | 0.00011698
|  |  |  | c_DK2 | 8669 | 9.3108e-05 |  |  |  |  | c_DK1_LargeDecentral | 8669 | 0.00014398
|  |  |  | c_DK2 | 8670 | 9.4971e-05 |  |  |  |  | c_DK1_LargeDecentral | 8670 | 0.0002068
|  |  |  | c_DK2 | 8671 | 9.922e-05 |  |  |  |  | c_DK1_LargeDecentral | 8671 | 0.00024763
|  |  |  | c_DK2 | 8672 | 0.00010548 |  |  |  |  | c_DK1_LargeDecentral | 8672 | 0.00024196
|  |  |  | c_DK2 | 8673 | 0.00011465 |  |  |  |  | c_DK1_LargeDecentral | 8673 | 0.0002218
|  |  |  | c_DK2 | 8674 | 0.00012233 |  |  |  |  | c_DK1_LargeDecentral | 8674 | 0.0002123
|  |  |  | c_DK2 | 8675 | 0.00012881 |  |  |  |  | c_DK1_LargeDecentral | 8675 | 0.00020547
|  |  |  | c_DK2 | 8676 | 0.00013083 |  |  |  |  | c_DK1_LargeDecentral | 8676 | 0.00019564
|  |  |  | c_DK2 | 8677 | 0.00013112 |  |  |  |  | c_DK1_LargeDecentral | 8677 | 0.00018931
|  |  |  | c_DK2 | 8678 | 0.00012978 |  |  |  |  | c_DK1_LargeDecentral | 8678 | 0.00017897
|  |  |  | c_DK2 | 8679 | 0.00012874 |  |  |  |  | c_DK1_LargeDecentral | 8679 | 0.00018297
|  |  |  | c_DK2 | 8680 | 0.00013045 |  |  |  |  | c_DK1_LargeDecentral | 8680 | 0.00018014
|  |  |  | c_DK2 | 8681 | 0.00013738 |  |  |  |  | c_DK1_LargeDecentral | 8681 | 0.00018631
|  |  |  | c_DK2 | 8682 | 0.00014581 |  |  |  |  | c_DK1_LargeDecentral | 8682 | 0.00019231
|  |  |  | c_DK2 | 8683 | 0.00014365 |  |  |  |  | c_DK1_LargeDecentral | 8683 | 0.0001943
|  |  |  | c_DK2 | 8684 | 0.0001353 |  |  |  |  | c_DK1_LargeDecentral | 8684 | 0.00019447
|  |  |  | c_DK2 | 8685 | 0.00012658 |  |  |  |  | c_DK1_LargeDecentral | 8685 | 0.00019181
|  |  |  | c_DK2 | 8686 | 0.00011905 |  |  |  |  | c_DK1_LargeDecentral | 8686 | 0.00017897
|  |  |  | c_DK2 | 8687 | 0.00011234 |  |  |  |  | c_DK1_LargeDecentral | 8687 | 0.00014615
|  |  |  | c_DK2 | 8688 | 0.00010615 |  |  |  |  | c_DK1_LargeDecentral | 8688 | 0.00011365
|  |  |  | c_DK2 | 8689 | 0.00010146 |  |  |  |  | c_DK1_LargeDecentral | 8689 | 9.8819e-05
|  |  |  | c_DK2 | 8690 | 9.6611e-05 |  |  |  |  | c_DK1_LargeDecentral | 8690 | 0.00010532
|  |  |  | c_DK2 | 8691 | 9.3778e-05 |  |  |  |  | c_DK1_LargeDecentral | 8691 | 0.00010632
|  |  |  | c_DK2 | 8692 | 9.3257e-05 |  |  |  |  | c_DK1_LargeDecentral | 8692 | 0.00012065
|  |  |  | c_DK2 | 8693 | 9.2213e-05 |  |  |  |  | c_DK1_LargeDecentral | 8693 | 0.00015364
|  |  |  | c_DK2 | 8694 | 9.266e-05 |  |  |  |  | c_DK1_LargeDecentral | 8694 | 0.00021447
|  |  |  | c_DK2 | 8695 | 9.6238e-05 |  |  |  |  | c_DK1_LargeDecentral | 8695 | 0.00022447
|  |  |  | c_DK2 | 8696 | 0.00010131 |  |  |  |  | c_DK1_LargeDecentral | 8696 | 0.00022097
|  |  |  | c_DK2 | 8697 | 0.00011048 |  |  |  |  | c_DK1_LargeDecentral | 8697 | 0.0002013
|  |  |  | c_DK2 | 8698 | 0.00011793 |  |  |  |  | c_DK1_LargeDecentral | 8698 | 0.0001933
|  |  |  | c_DK2 | 8699 | 0.00012456 |  |  |  |  | c_DK1_LargeDecentral | 8699 | 0.00018514
|  |  |  | c_DK2 | 8700 | 0.00012851 |  |  |  |  | c_DK1_LargeDecentral | 8700 | 0.00017947
|  |  |  | c_DK2 | 8701 | 0.00012732 |  |  |  |  | c_DK1_LargeDecentral | 8701 | 0.00017497
|  |  |  | c_DK2 | 8702 | 0.00012635 |  |  |  |  | c_DK1_LargeDecentral | 8702 | 0.00016748
|  |  |  | c_DK2 | 8703 | 0.00012583 |  |  |  |  | c_DK1_LargeDecentral | 8703 | 0.00016831
|  |  |  | c_DK2 | 8704 | 0.00012837 |  |  |  |  | c_DK1_LargeDecentral | 8704 | 0.00016764
|  |  |  | c_DK2 | 8705 | 0.0001382 |  |  |  |  | c_DK1_LargeDecentral | 8705 | 0.00017281
|  |  |  | c_DK2 | 8706 | 0.00014797 |  |  |  |  | c_DK1_LargeDecentral | 8706 | 0.00018331
|  |  |  | c_DK2 | 8707 | 0.00014715 |  |  |  |  | c_DK1_LargeDecentral | 8707 | 0.00018681
|  |  |  | c_DK2 | 8708 | 0.00013694 |  |  |  |  | c_DK1_LargeDecentral | 8708 | 0.00018797
|  |  |  | c_DK2 | 8709 | 0.00012881 |  |  |  |  | c_DK1_LargeDecentral | 8709 | 0.00018731
|  |  |  | c_DK2 | 8710 | 0.00012151 |  |  |  |  | c_DK1_LargeDecentral | 8710 | 0.00017464
|  |  |  | c_DK2 | 8711 | 0.00011435 |  |  |  |  | c_DK1_LargeDecentral | 8711 | 0.00014115
|  |  |  | c_DK2 | 8712 | 0.00010585 |  |  |  |  | c_DK1_LargeDecentral | 8712 | 0.00011232
|  |  |  | c_DK2 | 8713 | 9.922e-05 |  |  |  |  | c_DK1_LargeDecentral | 8713 | 8.3654e-05
|  |  |  | c_DK2 | 8714 | 9.5791e-05 |  |  |  |  | c_DK1_LargeDecentral | 8714 | 8.9987e-05
|  |  |  | c_DK2 | 8715 | 9.3629e-05 |  |  |  |  | c_DK1_LargeDecentral | 8715 | 9.1153e-05
|  |  |  | c_DK2 | 8716 | 9.3331e-05 |  |  |  |  | c_DK1_LargeDecentral | 8716 | 9.8819e-05
|  |  |  | c_DK2 | 8717 | 9.4822e-05 |  |  |  |  | c_DK1_LargeDecentral | 8717 | 0.00012615
|  |  |  | c_DK2 | 8718 | 9.8773e-05 |  |  |  |  | c_DK1_LargeDecentral | 8718 | 0.00018797
|  |  |  | c_DK2 | 8719 | 0.00010951 |  |  |  |  | c_DK1_LargeDecentral | 8719 | 0.00021813
|  |  |  | c_DK2 | 8720 | 0.00012128 |  |  |  |  | c_DK1_LargeDecentral | 8720 | 0.0002148
|  |  |  | c_DK2 | 8721 | 0.00012851 |  |  |  |  | c_DK1_LargeDecentral | 8721 | 0.00019297
|  |  |  | c_DK2 | 8722 | 0.00013463 |  |  |  |  | c_DK1_LargeDecentral | 8722 | 0.00018497
|  |  |  | c_DK2 | 8723 | 0.00013992 |  |  |  |  | c_DK1_LargeDecentral | 8723 | 0.00017597
|  |  |  | c_DK2 | 8724 | 0.00014059 |  |  |  |  | c_DK1_LargeDecentral | 8724 | 0.00016848
|  |  |  | c_DK2 | 8725 | 0.00013947 |  |  |  |  | c_DK1_LargeDecentral | 8725 | 0.00016381
|  |  |  | c_DK2 | 8726 | 0.00013806 |  |  |  |  | c_DK1_LargeDecentral | 8726 | 0.00015464
|  |  |  | c_DK2 | 8727 | 0.00013604 |  |  |  |  | c_DK1_LargeDecentral | 8727 | 0.00015364
|  |  |  | c_DK2 | 8728 | 0.00013329 |  |  |  |  | c_DK1_LargeDecentral | 8728 | 0.00015214
|  |  |  | c_DK2 | 8729 | 0.00014156 |  |  |  |  | c_DK1_LargeDecentral | 8729 | 0.00015748
|  |  |  | c_DK2 | 8730 | 0.00014968 |  |  |  |  | c_DK1_LargeDecentral | 8730 | 0.00016598
|  |  |  | c_DK2 | 8731 | 0.00014521 |  |  |  |  | c_DK1_LargeDecentral | 8731 | 0.00016814
|  |  |  | c_DK2 | 8732 | 0.00013865 |  |  |  |  | c_DK1_LargeDecentral | 8732 | 0.00017114
|  |  |  | c_DK2 | 8733 | 0.00013261 |  |  |  |  | c_DK1_LargeDecentral | 8733 | 0.00017047
|  |  |  | c_DK2 | 8734 | 0.00012427 |  |  |  |  | c_DK1_LargeDecentral | 8734 | 0.00015564
|  |  |  | c_DK2 | 8735 | 0.00011413 |  |  |  |  | c_DK1_LargeDecentral | 8735 | 0.00012598
|  |  |  | c_DK2 | 8736 | 0.00010436 |  |  |  |  | c_DK1_LargeDecentral | 8736 | 9.5986e-05
|  |  |  | c_DK2 | 8737 | 9.5567e-05 |  |  |  |  | c_DK1_LargeDecentral | 8737 | 7.8988e-05
|  |  |  | c_DK2 | 8738 | 9.1244e-05 |  |  |  |  | c_DK1_LargeDecentral | 8738 | 8.5654e-05
|  |  |  | c_DK2 | 8739 | 8.9008e-05 |  |  |  |  | c_DK1_LargeDecentral | 8739 | 8.6321e-05
|  |  |  | c_DK2 | 8740 | 8.7741e-05 |  |  |  |  | c_DK1_LargeDecentral | 8740 | 9.382e-05
|  |  |  | c_DK2 | 8741 | 8.7219e-05 |  |  |  |  | c_DK1_LargeDecentral | 8741 | 0.00012298
|  |  |  | c_DK2 | 8742 | 9.0424e-05 |  |  |  |  | c_DK1_LargeDecentral | 8742 | 0.00018331
|  |  |  | c_DK2 | 8743 | 9.5642e-05 |  |  |  |  | c_DK1_LargeDecentral | 8743 | 0.00021414
|  |  |  | c_DK2 | 8744 | 0.0001028 |  |  |  |  | c_DK1_LargeDecentral | 8744 | 0.0002113
|  |  |  | c_DK2 | 8745 | 0.00011092 |  |  |  |  | c_DK1_LargeDecentral | 8745 | 0.00019147
|  |  |  | c_DK2 | 8746 | 0.00011882 |  |  |  |  | c_DK1_LargeDecentral | 8746 | 0.00018164
|  |  |  | c_DK2 | 8747 | 0.00012509 |  |  |  |  | c_DK1_LargeDecentral | 8747 | 0.00017131
|  |  |  | c_DK2 | 8748 | 0.0001271 |  |  |  |  | c_DK1_LargeDecentral | 8748 | 0.00016431
|  |  |  | c_DK2 | 8749 | 0.00012702 |  |  |  |  | c_DK1_LargeDecentral | 8749 | 0.00015931
|  |  |  | c_DK2 | 8750 | 0.00012643 |  |  |  |  | c_DK1_LargeDecentral | 8750 | 0.00014981
|  |  |  | c_DK2 | 8751 | 0.00012635 |  |  |  |  | c_DK1_LargeDecentral | 8751 | 0.00014831
|  |  |  | c_DK2 | 8752 | 0.00012896 |  |  |  |  | c_DK1_LargeDecentral | 8752 | 0.00014648
|  |  |  | c_DK2 | 8753 | 0.00013746 |  |  |  |  | c_DK1_LargeDecentral | 8753 | 0.00015114
|  |  |  | c_DK2 | 8754 | 0.00014499 |  |  |  |  | c_DK1_LargeDecentral | 8754 | 0.00015948
|  |  |  | c_DK2 | 8755 | 0.00014059 |  |  |  |  | c_DK1_LargeDecentral | 8755 | 0.00016164
|  |  |  | c_DK2 | 8756 | 0.0001306 |  |  |  |  | c_DK1_LargeDecentral | 8756 | 0.00016514
|  |  |  | c_DK2 | 8757 | 0.00012054 |  |  |  |  | c_DK1_LargeDecentral | 8757 | 0.00016531
|  |  |  | c_DK2 | 8758 | 0.0001154 |  |  |  |  | c_DK1_LargeDecentral | 8758 | 0.00015031
|  |  |  | c_DK2 | 8759 | 0.00011122 |  |  |  |  | c_DK1_LargeDecentral | 8759 | 0.00012048
|  |  |  | c_DK2 | 8760 | 0.0001069 |  |  |  |  | c_DK1_LargeDecentral | 8760 | 9.0987e-05
[11 empty] | c_DK1_SmallDecentral | 1 | 8.782e-05
[11 empty] | c_DK1_SmallDecentral | 2 | 7.9155e-05
[11 empty] | c_DK1_SmallDecentral | 3 | 7.9488e-05
[11 empty] | c_DK1_SmallDecentral | 4 | 8.732e-05
[11 empty] | c_DK1_SmallDecentral | 5 | 0.00011698
[11 empty] | c_DK1_SmallDecentral | 6 | 0.00017497
[11 empty] | c_DK1_SmallDecentral | 7 | 0.0002053
[11 empty] | c_DK1_SmallDecentral | 8 | 0.0002028
[11 empty] | c_DK1_SmallDecentral | 9 | 0.00018297
[11 empty] | c_DK1_SmallDecentral | 10 | 0.00017214
[11 empty] | c_DK1_SmallDecentral | 11 | 0.00016181
[11 empty] | c_DK1_SmallDecentral | 12 | 0.00015464
[11 empty] | c_DK1_SmallDecentral | 13 | 0.00015014
[11 empty] | c_DK1_SmallDecentral | 14 | 0.00014031
[11 empty] | c_DK1_SmallDecentral | 15 | 0.00013898
[11 empty] | c_DK1_SmallDecentral | 16 | 0.00013715
[11 empty] | c_DK1_SmallDecentral | 17 | 0.00014131
[11 empty] | c_DK1_SmallDecentral | 18 | 0.00015031
[11 empty] | c_DK1_SmallDecentral | 19 | 0.00015298
[11 empty] | c_DK1_SmallDecentral | 20 | 0.00015731
[11 empty] | c_DK1_SmallDecentral | 21 | 0.00015764
[11 empty] | c_DK1_SmallDecentral | 22 | 0.00014315
[11 empty] | c_DK1_SmallDecentral | 23 | 0.00011398
[11 empty] | c_DK1_SmallDecentral | 24 | 8.4987e-05
[11 empty] | c_DK1_SmallDecentral | 25 | 8.5487e-05
[11 empty] | c_DK1_SmallDecentral | 26 | 9.182e-05
[11 empty] | c_DK1_SmallDecentral | 27 | 9.2986e-05
[11 empty] | c_DK1_SmallDecentral | 28 | 9.9985e-05
[11 empty] | c_DK1_SmallDecentral | 29 | 0.00012715
[11 empty] | c_DK1_SmallDecentral | 30 | 0.00018897
[11 empty] | c_DK1_SmallDecentral | 31 | 0.00021997
[11 empty] | c_DK1_SmallDecentral | 32 | 0.00021663
[11 empty] | c_DK1_SmallDecentral | 33 | 0.00019714
[11 empty] | c_DK1_SmallDecentral | 34 | 0.00018914
[11 empty] | c_DK1_SmallDecentral | 35 | 0.00017981
[11 empty] | c_DK1_SmallDecentral | 36 | 0.00017264
[11 empty] | c_DK1_SmallDecentral | 37 | 0.00016781
[11 empty] | c_DK1_SmallDecentral | 38 | 0.00015848
[11 empty] | c_DK1_SmallDecentral | 39 | 0.00015698
[11 empty] | c_DK1_SmallDecentral | 40 | 0.00015514
[11 empty] | c_DK1_SmallDecentral | 41 | 0.00015981
[11 empty] | c_DK1_SmallDecentral | 42 | 0.00016748
[11 empty] | c_DK1_SmallDecentral | 43 | 0.00016864
[11 empty] | c_DK1_SmallDecentral | 44 | 0.00017097
[11 empty] | c_DK1_SmallDecentral | 45 | 0.00017047
[11 empty] | c_DK1_SmallDecentral | 46 | 0.00015531
[11 empty] | c_DK1_SmallDecentral | 47 | 0.00012598
[11 empty] | c_DK1_SmallDecentral | 48 | 9.6652e-05
[11 empty] | c_DK1_SmallDecentral | 49 | 9.5486e-05
[11 empty] | c_DK1_SmallDecentral | 50 | 0.00010215
[11 empty] | c_DK1_SmallDecentral | 51 | 0.00010382
[11 empty] | c_DK1_SmallDecentral | 52 | 0.00011098
[11 empty] | c_DK1_SmallDecentral | 53 | 0.00013881
[11 empty] | c_DK1_SmallDecentral | 54 | 0.00020547
[11 empty] | c_DK1_SmallDecentral | 55 | 0.00023813
[11 empty] | c_DK1_SmallDecentral | 56 | 0.0002348
[11 empty] | c_DK1_SmallDecentral | 57 | 0.00021447
[11 empty] | c_DK1_SmallDecentral | 58 | 0.00020697
[11 empty] | c_DK1_SmallDecentral | 59 | 0.00019697
[11 empty] | c_DK1_SmallDecentral | 60 | 0.00018931
[11 empty] | c_DK1_SmallDecentral | 61 | 0.00018381
[11 empty] | c_DK1_SmallDecentral | 62 | 0.00017447
[11 empty] | c_DK1_SmallDecentral | 63 | 0.00017297
[11 empty] | c_DK1_SmallDecentral | 64 | 0.00017131
[11 empty] | c_DK1_SmallDecentral | 65 | 0.00017664
[11 empty] | c_DK1_SmallDecentral | 66 | 0.00018397
[11 empty] | c_DK1_SmallDecentral | 67 | 0.00018514
[11 empty] | c_DK1_SmallDecentral | 68 | 0.00018697
[11 empty] | c_DK1_SmallDecentral | 69 | 0.00018581
[11 empty] | c_DK1_SmallDecentral | 70 | 0.00016948
[11 empty] | c_DK1_SmallDecentral | 71 | 0.00013781
[11 empty] | c_DK1_SmallDecentral | 72 | 0.00010682
[11 empty] | c_DK1_SmallDecentral | 73 | 8.8487e-05
[11 empty] | c_DK1_SmallDecentral | 74 | 9.3986e-05
[11 empty] | c_DK1_SmallDecentral | 75 | 9.5486e-05
[11 empty] | c_DK1_SmallDecentral | 76 | 0.00010132
[11 empty] | c_DK1_SmallDecentral | 77 | 0.00012715
[11 empty] | c_DK1_SmallDecentral | 78 | 0.00018997
[11 empty] | c_DK1_SmallDecentral | 79 | 0.0002223
[11 empty] | c_DK1_SmallDecentral | 80 | 0.00022113
[11 empty] | c_DK1_SmallDecentral | 81 | 0.00020214
[11 empty] | c_DK1_SmallDecentral | 82 | 0.0001943
[11 empty] | c_DK1_SmallDecentral | 83 | 0.00018414
[11 empty] | c_DK1_SmallDecentral | 84 | 0.00017697
[11 empty] | c_DK1_SmallDecentral | 85 | 0.00017164
[11 empty] | c_DK1_SmallDecentral | 86 | 0.00016281
[11 empty] | c_DK1_SmallDecentral | 87 | 0.00016064
[11 empty] | c_DK1_SmallDecentral | 88 | 0.00015881
[11 empty] | c_DK1_SmallDecentral | 89 | 0.00016364
[11 empty] | c_DK1_SmallDecentral | 90 | 0.00017164
[11 empty] | c_DK1_SmallDecentral | 91 | 0.00017347
[11 empty] | c_DK1_SmallDecentral | 92 | 0.00017647
[11 empty] | c_DK1_SmallDecentral | 93 | 0.00017481
[11 empty] | c_DK1_SmallDecentral | 94 | 0.00016014
[11 empty] | c_DK1_SmallDecentral | 95 | 0.00012931
[11 empty] | c_DK1_SmallDecentral | 96 | 9.9152e-05
[11 empty] | c_DK1_SmallDecentral | 97 | 8.832e-05
[11 empty] | c_DK1_SmallDecentral | 98 | 9.0487e-05
[11 empty] | c_DK1_SmallDecentral | 99 | 8.932e-05
[11 empty] | c_DK1_SmallDecentral | 100 | 9.7819e-05
[11 empty] | c_DK1_SmallDecentral | 101 | 0.00012315
[11 empty] | c_DK1_SmallDecentral | 102 | 0.00017931
[11 empty] | c_DK1_SmallDecentral | 103 | 0.00021647
[11 empty] | c_DK1_SmallDecentral | 104 | 0.0002118
[11 empty] | c_DK1_SmallDecentral | 105 | 0.00019197
[11 empty] | c_DK1_SmallDecentral | 106 | 0.00018297
[11 empty] | c_DK1_SmallDecentral | 107 | 0.00017664
[11 empty] | c_DK1_SmallDecentral | 108 | 0.00016764
[11 empty] | c_DK1_SmallDecentral | 109 | 0.00016231
[11 empty] | c_DK1_SmallDecentral | 110 | 0.00015198
[11 empty] | c_DK1_SmallDecentral | 111 | 0.00015581
[11 empty] | c_DK1_SmallDecentral | 112 | 0.00015348
[11 empty] | c_DK1_SmallDecentral | 113 | 0.00015864
[11 empty] | c_DK1_SmallDecentral | 114 | 0.00016448
[11 empty] | c_DK1_SmallDecentral | 115 | 0.00016698
[11 empty] | c_DK1_SmallDecentral | 116 | 0.00016748
[11 empty] | c_DK1_SmallDecentral | 117 | 0.00016581
[11 empty] | c_DK1_SmallDecentral | 118 | 0.00015481
[11 empty] | c_DK1_SmallDecentral | 119 | 0.00012548
[11 empty] | c_DK1_SmallDecentral | 120 | 9.5653e-05
[11 empty] | c_DK1_SmallDecentral | 121 | 9.2486e-05
[11 empty] | c_DK1_SmallDecentral | 122 | 9.9152e-05
[11 empty] | c_DK1_SmallDecentral | 123 | 9.9985e-05
[11 empty] | c_DK1_SmallDecentral | 124 | 0.00011365
[11 empty] | c_DK1_SmallDecentral | 125 | 0.00014581
[11 empty] | c_DK1_SmallDecentral | 126 | 0.0002038
[11 empty] | c_DK1_SmallDecentral | 127 | 0.00021314
[11 empty] | c_DK1_SmallDecentral | 128 | 0.0002103
[11 empty] | c_DK1_SmallDecentral | 129 | 0.00019064
[11 empty] | c_DK1_SmallDecentral | 130 | 0.00018297
[11 empty] | c_DK1_SmallDecentral | 131 | 0.00017481
[11 empty] | c_DK1_SmallDecentral | 132 | 0.00016931
[11 empty] | c_DK1_SmallDecentral | 133 | 0.00016531
[11 empty] | c_DK1_SmallDecentral | 134 | 0.00015764
[11 empty] | c_DK1_SmallDecentral | 135 | 0.00015864
[11 empty] | c_DK1_SmallDecentral | 136 | 0.00015764
[11 empty] | c_DK1_SmallDecentral | 137 | 0.00016298
[11 empty] | c_DK1_SmallDecentral | 138 | 0.00017297
[11 empty] | c_DK1_SmallDecentral | 139 | 0.00017631
[11 empty] | c_DK1_SmallDecentral | 140 | 0.00017797
[11 empty] | c_DK1_SmallDecentral | 141 | 0.00017731
[11 empty] | c_DK1_SmallDecentral | 142 | 0.00016548
[11 empty] | c_DK1_SmallDecentral | 143 | 0.00013381
[11 empty] | c_DK1_SmallDecentral | 144 | 0.00010582
[11 empty] | c_DK1_SmallDecentral | 145 | 8.5987e-05
[11 empty] | c_DK1_SmallDecentral | 146 | 9.232e-05
[11 empty] | c_DK1_SmallDecentral | 147 | 9.3653e-05
[11 empty] | c_DK1_SmallDecentral | 148 | 0.00010115
[11 empty] | c_DK1_SmallDecentral | 149 | 0.00012815
[11 empty] | c_DK1_SmallDecentral | 150 | 0.00019097
[11 empty] | c_DK1_SmallDecentral | 151 | 0.00022113
[11 empty] | c_DK1_SmallDecentral | 152 | 0.00021747
[11 empty] | c_DK1_SmallDecentral | 153 | 0.00019614
[11 empty] | c_DK1_SmallDecentral | 154 | 0.00018831
[11 empty] | c_DK1_SmallDecentral | 155 | 0.00017947
[11 empty] | c_DK1_SmallDecentral | 156 | 0.00017197
[11 empty] | c_DK1_SmallDecentral | 157 | 0.00016698
[11 empty] | c_DK1_SmallDecentral | 158 | 0.00015814
[11 empty] | c_DK1_SmallDecentral | 159 | 0.00015731
[11 empty] | c_DK1_SmallDecentral | 160 | 0.00015564
[11 empty] | c_DK1_SmallDecentral | 161 | 0.00016081
[11 empty] | c_DK1_SmallDecentral | 162 | 0.00016914
[11 empty] | c_DK1_SmallDecentral | 163 | 0.00017131
[11 empty] | c_DK1_SmallDecentral | 164 | 0.00017397
[11 empty] | c_DK1_SmallDecentral | 165 | 0.00017297
[11 empty] | c_DK1_SmallDecentral | 166 | 0.00015781
[11 empty] | c_DK1_SmallDecentral | 167 | 0.00012815
[11 empty] | c_DK1_SmallDecentral | 168 | 9.7986e-05
[11 empty] | c_DK1_SmallDecentral | 169 | 8.6821e-05
[11 empty] | c_DK1_SmallDecentral | 170 | 9.2986e-05
[11 empty] | c_DK1_SmallDecentral | 171 | 9.4319e-05
[11 empty] | c_DK1_SmallDecentral | 172 | 0.00010132
[11 empty] | c_DK1_SmallDecentral | 173 | 0.00012831
[11 empty] | c_DK1_SmallDecentral | 174 | 0.00019097
[11 empty] | c_DK1_SmallDecentral | 175 | 0.00022197
[11 empty] | c_DK1_SmallDecentral | 176 | 0.0002188
[11 empty] | c_DK1_SmallDecentral | 177 | 0.00019897
[11 empty] | c_DK1_SmallDecentral | 178 | 0.00019147
[11 empty] | c_DK1_SmallDecentral | 179 | 0.00018197
[11 empty] | c_DK1_SmallDecentral | 180 | 0.00017497
[11 empty] | c_DK1_SmallDecentral | 181 | 0.00016964
[11 empty] | c_DK1_SmallDecentral | 182 | 0.00016048
[11 empty] | c_DK1_SmallDecentral | 183 | 0.00015914
[11 empty] | c_DK1_SmallDecentral | 184 | 0.00015714
[11 empty] | c_DK1_SmallDecentral | 185 | 0.00016181
[11 empty] | c_DK1_SmallDecentral | 186 | 0.00016931
[11 empty] | c_DK1_SmallDecentral | 187 | 0.00017064
[11 empty] | c_DK1_SmallDecentral | 188 | 0.00017264
[11 empty] | c_DK1_SmallDecentral | 189 | 0.00017231
[11 empty] | c_DK1_SmallDecentral | 190 | 0.00015681
[11 empty] | c_DK1_SmallDecentral | 191 | 0.00012731
[11 empty] | c_DK1_SmallDecentral | 192 | 9.7986e-05
[11 empty] | c_DK1_SmallDecentral | 193 | 9.3653e-05
[11 empty] | c_DK1_SmallDecentral | 194 | 9.9985e-05
[11 empty] | c_DK1_SmallDecentral | 195 | 0.00010165
[11 empty] | c_DK1_SmallDecentral | 196 | 0.00010898
[11 empty] | c_DK1_SmallDecentral | 197 | 0.00013631
[11 empty] | c_DK1_SmallDecentral | 198 | 0.0002018
[11 empty] | c_DK1_SmallDecentral | 199 | 0.00023413
[11 empty] | c_DK1_SmallDecentral | 200 | 0.0002308
[11 empty] | c_DK1_SmallDecentral | 201 | 0.0002108
[11 empty] | c_DK1_SmallDecentral | 202 | 0.0002033
[11 empty] | c_DK1_SmallDecentral | 203 | 0.00019364
[11 empty] | c_DK1_SmallDecentral | 204 | 0.00018597
[11 empty] | c_DK1_SmallDecentral | 205 | 0.00018081
[11 empty] | c_DK1_SmallDecentral | 206 | 0.00017131
[11 empty] | c_DK1_SmallDecentral | 207 | 0.00016997
[11 empty] | c_DK1_SmallDecentral | 208 | 0.00016831
[11 empty] | c_DK1_SmallDecentral | 209 | 0.00017347
[11 empty] | c_DK1_SmallDecentral | 210 | 0.00018081
[11 empty] | c_DK1_SmallDecentral | 211 | 0.00018181
[11 empty] | c_DK1_SmallDecentral | 212 | 0.00018364
[11 empty] | c_DK1_SmallDecentral | 213 | 0.00018264
[11 empty] | c_DK1_SmallDecentral | 214 | 0.00016631
[11 empty] | c_DK1_SmallDecentral | 215 | 0.00013565
[11 empty] | c_DK1_SmallDecentral | 216 | 0.00010482
[11 empty] | c_DK1_SmallDecentral | 217 | 9.9152e-05
[11 empty] | c_DK1_SmallDecentral | 218 | 0.00010582
[11 empty] | c_DK1_SmallDecentral | 219 | 0.00010748
[11 empty] | c_DK1_SmallDecentral | 220 | 0.00011532
[11 empty] | c_DK1_SmallDecentral | 221 | 0.00014365
[11 empty] | c_DK1_SmallDecentral | 222 | 0.00021164
[11 empty] | c_DK1_SmallDecentral | 223 | 0.00024546
[11 empty] | c_DK1_SmallDecentral | 224 | 0.0002418
[11 empty] | c_DK1_SmallDecentral | 225 | 0.00022147
[11 empty] | c_DK1_SmallDecentral | 226 | 0.0002138
[11 empty] | c_DK1_SmallDecentral | 227 | 0.00020364
[11 empty] | c_DK1_SmallDecentral | 228 | 0.00019547
[11 empty] | c_DK1_SmallDecentral | 229 | 0.00018981
[11 empty] | c_DK1_SmallDecentral | 230 | 0.00018031
[11 empty] | c_DK1_SmallDecentral | 231 | 0.00017914
[11 empty] | c_DK1_SmallDecentral | 232 | 0.00017747
[11 empty] | c_DK1_SmallDecentral | 233 | 0.00018281
[11 empty] | c_DK1_SmallDecentral | 234 | 0.00019031
[11 empty] | c_DK1_SmallDecentral | 235 | 0.00019131
[11 empty] | c_DK1_SmallDecentral | 236 | 0.00019297
[11 empty] | c_DK1_SmallDecentral | 237 | 0.00019181
[11 empty] | c_DK1_SmallDecentral | 238 | 0.00017497
[11 empty] | c_DK1_SmallDecentral | 239 | 0.00014231
[11 empty] | c_DK1_SmallDecentral | 240 | 0.00011065
[11 empty] | c_DK1_SmallDecentral | 241 | 9.0653e-05
[11 empty] | c_DK1_SmallDecentral | 242 | 9.6319e-05
[11 empty] | c_DK1_SmallDecentral | 243 | 9.7652e-05
[11 empty] | c_DK1_SmallDecentral | 244 | 0.00010382
[11 empty] | c_DK1_SmallDecentral | 245 | 0.00012981
[11 empty] | c_DK1_SmallDecentral | 246 | 0.00019364
[11 empty] | c_DK1_SmallDecentral | 247 | 0.00022647
[11 empty] | c_DK1_SmallDecentral | 248 | 0.00022547
[11 empty] | c_DK1_SmallDecentral | 249 | 0.0002063
[11 empty] | c_DK1_SmallDecentral | 250 | 0.0001983
[11 empty] | c_DK1_SmallDecentral | 251 | 0.00018831
[11 empty] | c_DK1_SmallDecentral | 252 | 0.00018081
[11 empty] | c_DK1_SmallDecentral | 253 | 0.00017531
[11 empty] | c_DK1_SmallDecentral | 254 | 0.00016648
[11 empty] | c_DK1_SmallDecentral | 255 | 0.00016414
[11 empty] | c_DK1_SmallDecentral | 256 | 0.00016248
[11 empty] | c_DK1_SmallDecentral | 257 | 0.00016731
[11 empty] | c_DK1_SmallDecentral | 258 | 0.00017531
[11 empty] | c_DK1_SmallDecentral | 259 | 0.00017731
[11 empty] | c_DK1_SmallDecentral | 260 | 0.00017997
[11 empty] | c_DK1_SmallDecentral | 261 | 0.00017847
[11 empty] | c_DK1_SmallDecentral | 262 | 0.00016331
[11 empty] | c_DK1_SmallDecentral | 263 | 0.00013215
[11 empty] | c_DK1_SmallDecentral | 264 | 0.00010132
[11 empty] | c_DK1_SmallDecentral | 265 | 8.982e-05
[11 empty] | c_DK1_SmallDecentral | 266 | 9.182e-05
[11 empty] | c_DK1_SmallDecentral | 267 | 9.082e-05
[11 empty] | c_DK1_SmallDecentral | 268 | 9.9319e-05
[11 empty] | c_DK1_SmallDecentral | 269 | 0.00012481
[11 empty] | c_DK1_SmallDecentral | 270 | 0.00018147
[11 empty] | c_DK1_SmallDecentral | 271 | 0.00021897
[11 empty] | c_DK1_SmallDecentral | 272 | 0.0002143
[11 empty] | c_DK1_SmallDecentral | 273 | 0.00019447
[11 empty] | c_DK1_SmallDecentral | 274 | 0.00018531
[11 empty] | c_DK1_SmallDecentral | 275 | 0.00017931
[11 empty] | c_DK1_SmallDecentral | 276 | 0.00016997
[11 empty] | c_DK1_SmallDecentral | 277 | 0.00016431
[11 empty] | c_DK1_SmallDecentral | 278 | 0.00015431
[11 empty] | c_DK1_SmallDecentral | 279 | 0.00015831
[11 empty] | c_DK1_SmallDecentral | 280 | 0.00015581
[11 empty] | c_DK1_SmallDecentral | 281 | 0.00016098
[11 empty] | c_DK1_SmallDecentral | 282 | 0.00016681
[11 empty] | c_DK1_SmallDecentral | 283 | 0.00016948
[11 empty] | c_DK1_SmallDecentral | 284 | 0.00016964
[11 empty] | c_DK1_SmallDecentral | 285 | 0.00016798
[11 empty] | c_DK1_SmallDecentral | 286 | 0.00015698
[11 empty] | c_DK1_SmallDecentral | 287 | 0.00012698
[11 empty] | c_DK1_SmallDecentral | 288 | 9.7152e-05
[11 empty] | c_DK1_SmallDecentral | 289 | 8.3654e-05
[11 empty] | c_DK1_SmallDecentral | 290 | 9.1487e-05
[11 empty] | c_DK1_SmallDecentral | 291 | 9.1153e-05
[11 empty] | c_DK1_SmallDecentral | 292 | 0.00010482
[11 empty] | c_DK1_SmallDecentral | 293 | 0.00013631
[11 empty] | c_DK1_SmallDecentral | 294 | 0.00019214
[11 empty] | c_DK1_SmallDecentral | 295 | 0.00020064
[11 empty] | c_DK1_SmallDecentral | 296 | 0.0001983
[11 empty] | c_DK1_SmallDecentral | 297 | 0.00017714
[11 empty] | c_DK1_SmallDecentral | 298 | 0.00016914
[11 empty] | c_DK1_SmallDecentral | 299 | 0.00016131
[11 empty] | c_DK1_SmallDecentral | 300 | 0.00015598
[11 empty] | c_DK1_SmallDecentral | 301 | 0.00015198
[11 empty] | c_DK1_SmallDecentral | 302 | 0.00014415
[11 empty] | c_DK1_SmallDecentral | 303 | 0.00014498
[11 empty] | c_DK1_SmallDecentral | 304 | 0.00014348
[11 empty] | c_DK1_SmallDecentral | 305 | 0.00014948
[11 empty] | c_DK1_SmallDecentral | 306 | 0.00015931
[11 empty] | c_DK1_SmallDecentral | 307 | 0.00016314
[11 empty] | c_DK1_SmallDecentral | 308 | 0.00016564
[11 empty] | c_DK1_SmallDecentral | 309 | 0.00016598
[11 empty] | c_DK1_SmallDecentral | 310 | 0.00015448
[11 empty] | c_DK1_SmallDecentral | 311 | 0.00012481
[11 empty] | c_DK1_SmallDecentral | 312 | 9.6652e-05
[11 empty] | c_DK1_SmallDecentral | 313 | 9.1986e-05
[11 empty] | c_DK1_SmallDecentral | 314 | 9.7986e-05
[11 empty] | c_DK1_SmallDecentral | 315 | 9.9485e-05
[11 empty] | c_DK1_SmallDecentral | 316 | 0.00010715
[11 empty] | c_DK1_SmallDecentral | 317 | 0.00013381
[11 empty] | c_DK1_SmallDecentral | 318 | 0.0001988
[11 empty] | c_DK1_SmallDecentral | 319 | 0.0002298
[11 empty] | c_DK1_SmallDecentral | 320 | 0.0002258
[11 empty] | c_DK1_SmallDecentral | 321 | 0.00020464
[11 empty] | c_DK1_SmallDecentral | 322 | 0.00019764
[11 empty] | c_DK1_SmallDecentral | 323 | 0.00018847
[11 empty] | c_DK1_SmallDecentral | 324 | 0.00018131
[11 empty] | c_DK1_SmallDecentral | 325 | 0.00017581
[11 empty] | c_DK1_SmallDecentral | 326 | 0.00016714
[11 empty] | c_DK1_SmallDecentral | 327 | 0.00016631
[11 empty] | c_DK1_SmallDecentral | 328 | 0.00016481
[11 empty] | c_DK1_SmallDecentral | 329 | 0.00016997
[11 empty] | c_DK1_SmallDecentral | 330 | 0.00017831
[11 empty] | c_DK1_SmallDecentral | 331 | 0.00017981
[11 empty] | c_DK1_SmallDecentral | 332 | 0.00018164
[11 empty] | c_DK1_SmallDecentral | 333 | 0.00018014
[11 empty] | c_DK1_SmallDecentral | 334 | 0.00016481
[11 empty] | c_DK1_SmallDecentral | 335 | 0.00013431
[11 empty] | c_DK1_SmallDecentral | 336 | 0.00010382
[11 empty] | c_DK1_SmallDecentral | 337 | 8.8487e-05
[11 empty] | c_DK1_SmallDecentral | 338 | 9.4819e-05
[11 empty] | c_DK1_SmallDecentral | 339 | 9.5986e-05
[11 empty] | c_DK1_SmallDecentral | 340 | 0.00010315
[11 empty] | c_DK1_SmallDecentral | 341 | 0.00012998
[11 empty] | c_DK1_SmallDecentral | 342 | 0.00019364
[11 empty] | c_DK1_SmallDecentral | 343 | 0.00022463
[11 empty] | c_DK1_SmallDecentral | 344 | 0.00022147
[11 empty] | c_DK1_SmallDecentral | 345 | 0.00020164
[11 empty] | c_DK1_SmallDecentral | 346 | 0.0001943
[11 empty] | c_DK1_SmallDecentral | 347 | 0.00018464
[11 empty] | c_DK1_SmallDecentral | 348 | 0.00017747
[11 empty] | c_DK1_SmallDecentral | 349 | 0.00017231
[11 empty] | c_DK1_SmallDecentral | 350 | 0.00016298
[11 empty] | c_DK1_SmallDecentral | 351 | 0.00016181
[11 empty] | c_DK1_SmallDecentral | 352 | 0.00015964
[11 empty] | c_DK1_SmallDecentral | 353 | 0.00016464
[11 empty] | c_DK1_SmallDecentral | 354 | 0.00017197
[11 empty] | c_DK1_SmallDecentral | 355 | 0.00017297
[11 empty] | c_DK1_SmallDecentral | 356 | 0.00017497
[11 empty] | c_DK1_SmallDecentral | 357 | 0.00017447
[11 empty] | c_DK1_SmallDecentral | 358 | 0.00015898
[11 empty] | c_DK1_SmallDecentral | 359 | 0.00012931
[11 empty] | c_DK1_SmallDecentral | 360 | 9.9485e-05
[11 empty] | c_DK1_SmallDecentral | 361 | 7.9155e-05
[11 empty] | c_DK1_SmallDecentral | 362 | 8.5821e-05
[11 empty] | c_DK1_SmallDecentral | 363 | 8.6487e-05
[11 empty] | c_DK1_SmallDecentral | 364 | 9.4319e-05
[11 empty] | c_DK1_SmallDecentral | 365 | 0.00012348
[11 empty] | c_DK1_SmallDecentral | 366 | 0.00018381
[11 empty] | c_DK1_SmallDecentral | 367 | 0.0002148
[11 empty] | c_DK1_SmallDecentral | 368 | 0.00021197
[11 empty] | c_DK1_SmallDecentral | 369 | 0.00019214
[11 empty] | c_DK1_SmallDecentral | 370 | 0.00018197
[11 empty] | c_DK1_SmallDecentral | 371 | 0.00017181
[11 empty] | c_DK1_SmallDecentral | 372 | 0.00016448
[11 empty] | c_DK1_SmallDecentral | 373 | 0.00015998
[11 empty] | c_DK1_SmallDecentral | 374 | 0.00015031
[11 empty] | c_DK1_SmallDecentral | 375 | 0.00014881
[11 empty] | c_DK1_SmallDecentral | 376 | 0.00014698
[11 empty] | c_DK1_SmallDecentral | 377 | 0.00015164
[11 empty] | c_DK1_SmallDecentral | 378 | 0.00016031
[11 empty] | c_DK1_SmallDecentral | 379 | 0.00016248
[11 empty] | c_DK1_SmallDecentral | 380 | 0.00016598
[11 empty] | c_DK1_SmallDecentral | 381 | 0.00016564
[11 empty] | c_DK1_SmallDecentral | 382 | 0.00015098
[11 empty] | c_DK1_SmallDecentral | 383 | 0.00012098
[11 empty] | c_DK1_SmallDecentral | 384 | 9.132e-05
[11 empty] | c_DK1_SmallDecentral | 385 | 9.132e-05
[11 empty] | c_DK1_SmallDecentral | 386 | 9.7652e-05
[11 empty] | c_DK1_SmallDecentral | 387 | 9.9152e-05
[11 empty] | c_DK1_SmallDecentral | 388 | 0.00010632
[11 empty] | c_DK1_SmallDecentral | 389 | 0.00013315
[11 empty] | c_DK1_SmallDecentral | 390 | 0.00019764
[11 empty] | c_DK1_SmallDecentral | 391 | 0.00022913
[11 empty] | c_DK1_SmallDecentral | 392 | 0.0002258
[11 empty] | c_DK1_SmallDecentral | 393 | 0.00020597
[11 empty] | c_DK1_SmallDecentral | 394 | 0.0001988
[11 empty] | c_DK1_SmallDecentral | 395 | 0.00018931
[11 empty] | c_DK1_SmallDecentral | 396 | 0.00018181
[11 empty] | c_DK1_SmallDecentral | 397 | 0.00017664
[11 empty] | c_DK1_SmallDecentral | 398 | 0.00016731
[11 empty] | c_DK1_SmallDecentral | 399 | 0.00016598
[11 empty] | c_DK1_SmallDecentral | 400 | 0.00016414
[11 empty] | c_DK1_SmallDecentral | 401 | 0.00016914
[11 empty] | c_DK1_SmallDecentral | 402 | 0.00017631
[11 empty] | c_DK1_SmallDecentral | 403 | 0.00017731
[11 empty] | c_DK1_SmallDecentral | 404 | 0.00017914
[11 empty] | c_DK1_SmallDecentral | 405 | 0.00017847
[11 empty] | c_DK1_SmallDecentral | 406 | 0.00016264
[11 empty] | c_DK1_SmallDecentral | 407 | 0.00013231
[11 empty] | c_DK1_SmallDecentral | 408 | 0.00010232
[11 empty] | c_DK1_SmallDecentral | 409 | 0.00010049
[11 empty] | c_DK1_SmallDecentral | 410 | 0.00010632
[11 empty] | c_DK1_SmallDecentral | 411 | 0.00010815
[11 empty] | c_DK1_SmallDecentral | 412 | 0.00011482
[11 empty] | c_DK1_SmallDecentral | 413 | 0.00014231
[11 empty] | c_DK1_SmallDecentral | 414 | 0.00021047
[11 empty] | c_DK1_SmallDecentral | 415 | 0.0002463
[11 empty] | c_DK1_SmallDecentral | 416 | 0.00024463
[11 empty] | c_DK1_SmallDecentral | 417 | 0.00022497
[11 empty] | c_DK1_SmallDecentral | 418 | 0.00021647
[11 empty] | c_DK1_SmallDecentral | 419 | 0.0002058
[11 empty] | c_DK1_SmallDecentral | 420 | 0.00019764
[11 empty] | c_DK1_SmallDecentral | 421 | 0.00019164
[11 empty] | c_DK1_SmallDecentral | 422 | 0.00018281
[11 empty] | c_DK1_SmallDecentral | 423 | 0.00018047
[11 empty] | c_DK1_SmallDecentral | 424 | 0.00017881
[11 empty] | c_DK1_SmallDecentral | 425 | 0.00018431
[11 empty] | c_DK1_SmallDecentral | 426 | 0.0001928
[11 empty] | c_DK1_SmallDecentral | 427 | 0.00019414
[11 empty] | c_DK1_SmallDecentral | 428 | 0.00019714
[11 empty] | c_DK1_SmallDecentral | 429 | 0.0001948
[11 empty] | c_DK1_SmallDecentral | 430 | 0.00017831
[11 empty] | c_DK1_SmallDecentral | 431 | 0.00014448
[11 empty] | c_DK1_SmallDecentral | 432 | 0.00011165
[11 empty] | c_DK1_SmallDecentral | 433 | 0.00010865
[11 empty] | c_DK1_SmallDecentral | 434 | 0.00011065
[11 empty] | c_DK1_SmallDecentral | 435 | 0.00010998
[11 empty] | c_DK1_SmallDecentral | 436 | 0.00011898
[11 empty] | c_DK1_SmallDecentral | 437 | 0.00014581
[11 empty] | c_DK1_SmallDecentral | 438 | 0.0002083
[11 empty] | c_DK1_SmallDecentral | 439 | 0.00024896
[11 empty] | c_DK1_SmallDecentral | 440 | 0.0002433
[11 empty] | c_DK1_SmallDecentral | 441 | 0.0002233
[11 empty] | c_DK1_SmallDecentral | 442 | 0.00021447
[11 empty] | c_DK1_SmallDecentral | 443 | 0.00020747
[11 empty] | c_DK1_SmallDecentral | 444 | 0.00019747
[11 empty] | c_DK1_SmallDecentral | 445 | 0.00019164
[11 empty] | c_DK1_SmallDecentral | 446 | 0.00018097
[11 empty] | c_DK1_SmallDecentral | 447 | 0.00018531
[11 empty] | c_DK1_SmallDecentral | 448 | 0.00018197
[11 empty] | c_DK1_SmallDecentral | 449 | 0.00018797
[11 empty] | c_DK1_SmallDecentral | 450 | 0.00019364
[11 empty] | c_DK1_SmallDecentral | 451 | 0.00019564
[11 empty] | c_DK1_SmallDecentral | 452 | 0.00019564
[11 empty] | c_DK1_SmallDecentral | 453 | 0.0001928
[11 empty] | c_DK1_SmallDecentral | 454 | 0.00017981
[11 empty] | c_DK1_SmallDecentral | 455 | 0.00014764
[11 empty] | c_DK1_SmallDecentral | 456 | 0.00011565
[11 empty] | c_DK1_SmallDecentral | 457 | 0.00011282
[11 empty] | c_DK1_SmallDecentral | 458 | 0.00011898
[11 empty] | c_DK1_SmallDecentral | 459 | 0.00012065
[11 empty] | c_DK1_SmallDecentral | 460 | 0.00013465
[11 empty] | c_DK1_SmallDecentral | 461 | 0.00016614
[11 empty] | c_DK1_SmallDecentral | 462 | 0.00023013
[11 empty] | c_DK1_SmallDecentral | 463 | 0.00024196
[11 empty] | c_DK1_SmallDecentral | 464 | 0.00023763
[11 empty] | c_DK1_SmallDecentral | 465 | 0.0002193
[11 empty] | c_DK1_SmallDecentral | 466 | 0.00021114
[11 empty] | c_DK1_SmallDecentral | 467 | 0.0002028
[11 empty] | c_DK1_SmallDecentral | 468 | 0.0001973
[11 empty] | c_DK1_SmallDecentral | 469 | 0.00019231
[11 empty] | c_DK1_SmallDecentral | 470 | 0.00018397
[11 empty] | c_DK1_SmallDecentral | 471 | 0.00018414
[11 empty] | c_DK1_SmallDecentral | 472 | 0.00018364
[11 empty] | c_DK1_SmallDecentral | 473 | 0.00018981
[11 empty] | c_DK1_SmallDecentral | 474 | 0.00019947
[11 empty] | c_DK1_SmallDecentral | 475 | 0.0002018
[11 empty] | c_DK1_SmallDecentral | 476 | 0.0002028
[11 empty] | c_DK1_SmallDecentral | 477 | 0.0002008
[11 empty] | c_DK1_SmallDecentral | 478 | 0.00018781
[11 empty] | c_DK1_SmallDecentral | 479 | 0.00015481
[11 empty] | c_DK1_SmallDecentral | 480 | 0.00012398
[11 empty] | c_DK1_SmallDecentral | 481 | 0.00010698
[11 empty] | c_DK1_SmallDecentral | 482 | 0.00011315
[11 empty] | c_DK1_SmallDecentral | 483 | 0.00011515
[11 empty] | c_DK1_SmallDecentral | 484 | 0.00012365
[11 empty] | c_DK1_SmallDecentral | 485 | 0.00015198
[11 empty] | c_DK1_SmallDecentral | 486 | 0.00022197
[11 empty] | c_DK1_SmallDecentral | 487 | 0.0002563
[11 empty] | c_DK1_SmallDecentral | 488 | 0.0002518
[11 empty] | c_DK1_SmallDecentral | 489 | 0.0002308
[11 empty] | c_DK1_SmallDecentral | 490 | 0.00022313
[11 empty] | c_DK1_SmallDecentral | 491 | 0.00021297
[11 empty] | c_DK1_SmallDecentral | 492 | 0.0002048
[11 empty] | c_DK1_SmallDecentral | 493 | 0.00019897
[11 empty] | c_DK1_SmallDecentral | 494 | 0.00018947
[11 empty] | c_DK1_SmallDecentral | 495 | 0.00018847
[11 empty] | c_DK1_SmallDecentral | 496 | 0.00018681
[11 empty] | c_DK1_SmallDecentral | 497 | 0.00019264
[11 empty] | c_DK1_SmallDecentral | 498 | 0.00020147
[11 empty] | c_DK1_SmallDecentral | 499 | 0.00020314
[11 empty] | c_DK1_SmallDecentral | 500 | 0.00020464
[11 empty] | c_DK1_SmallDecentral | 501 | 0.0002018
[11 empty] | c_DK1_SmallDecentral | 502 | 0.00018481
[11 empty] | c_DK1_SmallDecentral | 503 | 0.00015198
[11 empty] | c_DK1_SmallDecentral | 504 | 0.00011898
[11 empty] | c_DK1_SmallDecentral | 505 | 0.00010815
[11 empty] | c_DK1_SmallDecentral | 506 | 0.00011482
[11 empty] | c_DK1_SmallDecentral | 507 | 0.00011665
[11 empty] | c_DK1_SmallDecentral | 508 | 0.00012465
[11 empty] | c_DK1_SmallDecentral | 509 | 0.00015314
[11 empty] | c_DK1_SmallDecentral | 510 | 0.0002233
[11 empty] | c_DK1_SmallDecentral | 511 | 0.00025863
[11 empty] | c_DK1_SmallDecentral | 512 | 0.0002543
[11 empty] | c_DK1_SmallDecentral | 513 | 0.00023547
[11 empty] | c_DK1_SmallDecentral | 514 | 0.00022713
[11 empty] | c_DK1_SmallDecentral | 515 | 0.0002163
[11 empty] | c_DK1_SmallDecentral | 516 | 0.00020814
[11 empty] | c_DK1_SmallDecentral | 517 | 0.00020214
[11 empty] | c_DK1_SmallDecentral | 518 | 0.00019214
[11 empty] | c_DK1_SmallDecentral | 519 | 0.00019081
[11 empty] | c_DK1_SmallDecentral | 520 | 0.00018914
[11 empty] | c_DK1_SmallDecentral | 521 | 0.00019447
[11 empty] | c_DK1_SmallDecentral | 522 | 0.00020214
[11 empty] | c_DK1_SmallDecentral | 523 | 0.0002028
[11 empty] | c_DK1_SmallDecentral | 524 | 0.0002043
[11 empty] | c_DK1_SmallDecentral | 525 | 0.00020247
[11 empty] | c_DK1_SmallDecentral | 526 | 0.00018447
[11 empty] | c_DK1_SmallDecentral | 527 | 0.00015181
[11 empty] | c_DK1_SmallDecentral | 528 | 0.00011898
[11 empty] | c_DK1_SmallDecentral | 529 | 0.00011648
[11 empty] | c_DK1_SmallDecentral | 530 | 0.00012232
[11 empty] | c_DK1_SmallDecentral | 531 | 0.00012415
[11 empty] | c_DK1_SmallDecentral | 532 | 0.00013265
[11 empty] | c_DK1_SmallDecentral | 533 | 0.00016014
[11 empty] | c_DK1_SmallDecentral | 534 | 0.00023063
[11 empty] | c_DK1_SmallDecentral | 535 | 0.00026696
[11 empty] | c_DK1_SmallDecentral | 536 | 0.00026196
[11 empty] | c_DK1_SmallDecentral | 537 | 0.0002458
[11 empty] | c_DK1_SmallDecentral | 538 | 0.0002363
[11 empty] | c_DK1_SmallDecentral | 539 | 0.00022563
[11 empty] | c_DK1_SmallDecentral | 540 | 0.00021747
[11 empty] | c_DK1_SmallDecentral | 541 | 0.00021164
[11 empty] | c_DK1_SmallDecentral | 542 | 0.00020047
[11 empty] | c_DK1_SmallDecentral | 543 | 0.0001993
[11 empty] | c_DK1_SmallDecentral | 544 | 0.00019747
[11 empty] | c_DK1_SmallDecentral | 545 | 0.0002023
[11 empty] | c_DK1_SmallDecentral | 546 | 0.0002103
[11 empty] | c_DK1_SmallDecentral | 547 | 0.00021064
[11 empty] | c_DK1_SmallDecentral | 548 | 0.00021197
[11 empty] | c_DK1_SmallDecentral | 549 | 0.00020864
[11 empty] | c_DK1_SmallDecentral | 550 | 0.00018997
[11 empty] | c_DK1_SmallDecentral | 551 | 0.00015898
[11 empty] | c_DK1_SmallDecentral | 552 | 0.00012631
[11 empty] | c_DK1_SmallDecentral | 553 | 0.00012332
[11 empty] | c_DK1_SmallDecentral | 554 | 0.00012931
[11 empty] | c_DK1_SmallDecentral | 555 | 0.00013148
[11 empty] | c_DK1_SmallDecentral | 556 | 0.00013998
[11 empty] | c_DK1_SmallDecentral | 557 | 0.00016781
[11 empty] | c_DK1_SmallDecentral | 558 | 0.00023963
[11 empty] | c_DK1_SmallDecentral | 559 | 0.00027729
[11 empty] | c_DK1_SmallDecentral | 560 | 0.00027163
[11 empty] | c_DK1_SmallDecentral | 561 | 0.00025646
[11 empty] | c_DK1_SmallDecentral | 562 | 0.00024663
[11 empty] | c_DK1_SmallDecentral | 563 | 0.00023547
[11 empty] | c_DK1_SmallDecentral | 564 | 0.00022747
[11 empty] | c_DK1_SmallDecentral | 565 | 0.00022113
[11 empty] | c_DK1_SmallDecentral | 566 | 0.0002093
[11 empty] | c_DK1_SmallDecentral | 567 | 0.00020847
[11 empty] | c_DK1_SmallDecentral | 568 | 0.00020647
[11 empty] | c_DK1_SmallDecentral | 569 | 0.0002113
[11 empty] | c_DK1_SmallDecentral | 570 | 0.0002193
[11 empty] | c_DK1_SmallDecentral | 571 | 0.0002193
[11 empty] | c_DK1_SmallDecentral | 572 | 0.00022063
[11 empty] | c_DK1_SmallDecentral | 573 | 0.00021663
[11 empty] | c_DK1_SmallDecentral | 574 | 0.0001973
[11 empty] | c_DK1_SmallDecentral | 575 | 0.00016598
[11 empty] | c_DK1_SmallDecentral | 576 | 0.00013315
[11 empty] | c_DK1_SmallDecentral | 577 | 0.00012615
[11 empty] | c_DK1_SmallDecentral | 578 | 0.00013065
[11 empty] | c_DK1_SmallDecentral | 579 | 0.00013281
[11 empty] | c_DK1_SmallDecentral | 580 | 0.00014065
[11 empty] | c_DK1_SmallDecentral | 581 | 0.00016764
[11 empty] | c_DK1_SmallDecentral | 582 | 0.0002398
[11 empty] | c_DK1_SmallDecentral | 583 | 0.00027996
[11 empty] | c_DK1_SmallDecentral | 584 | 0.00027546
[11 empty] | c_DK1_SmallDecentral | 585 | 0.00026163
[11 empty] | c_DK1_SmallDecentral | 586 | 0.0002518
[11 empty] | c_DK1_SmallDecentral | 587 | 0.00023963
[11 empty] | c_DK1_SmallDecentral | 588 | 0.00023147
[11 empty] | c_DK1_SmallDecentral | 589 | 0.00022547
[11 empty] | c_DK1_SmallDecentral | 590 | 0.0002138
[11 empty] | c_DK1_SmallDecentral | 591 | 0.00021214
[11 empty] | c_DK1_SmallDecentral | 592 | 0.0002103
[11 empty] | c_DK1_SmallDecentral | 593 | 0.00021547
[11 empty] | c_DK1_SmallDecentral | 594 | 0.00022297
[11 empty] | c_DK1_SmallDecentral | 595 | 0.0002248
[11 empty] | c_DK1_SmallDecentral | 596 | 0.0002258
[11 empty] | c_DK1_SmallDecentral | 597 | 0.00022113
[11 empty] | c_DK1_SmallDecentral | 598 | 0.00020164
[11 empty] | c_DK1_SmallDecentral | 599 | 0.00016931
[11 empty] | c_DK1_SmallDecentral | 600 | 0.00013581
[11 empty] | c_DK1_SmallDecentral | 601 | 0.00012065
[11 empty] | c_DK1_SmallDecentral | 602 | 0.00012332
[11 empty] | c_DK1_SmallDecentral | 603 | 0.00012182
[11 empty] | c_DK1_SmallDecentral | 604 | 0.00013081
[11 empty] | c_DK1_SmallDecentral | 605 | 0.00015781
[11 empty] | c_DK1_SmallDecentral | 606 | 0.00022213
[11 empty] | c_DK1_SmallDecentral | 607 | 0.00026363
[11 empty] | c_DK1_SmallDecentral | 608 | 0.00025763
[11 empty] | c_DK1_SmallDecentral | 609 | 0.00023813
[11 empty] | c_DK1_SmallDecentral | 610 | 0.00022997
[11 empty] | c_DK1_SmallDecentral | 611 | 0.0002228
[11 empty] | c_DK1_SmallDecentral | 612 | 0.00021264
[11 empty] | c_DK1_SmallDecentral | 613 | 0.0002073
[11 empty] | c_DK1_SmallDecentral | 614 | 0.0001963
[11 empty] | c_DK1_SmallDecentral | 615 | 0.00020064
[11 empty] | c_DK1_SmallDecentral | 616 | 0.0001958
[11 empty] | c_DK1_SmallDecentral | 617 | 0.00020214
[11 empty] | c_DK1_SmallDecentral | 618 | 0.00020697
[11 empty] | c_DK1_SmallDecentral | 619 | 0.00020847
[11 empty] | c_DK1_SmallDecentral | 620 | 0.0002083
[11 empty] | c_DK1_SmallDecentral | 621 | 0.0002053
[11 empty] | c_DK1_SmallDecentral | 622 | 0.00019031
[11 empty] | c_DK1_SmallDecentral | 623 | 0.00015948
[11 empty] | c_DK1_SmallDecentral | 624 | 0.00012665
[11 empty] | c_DK1_SmallDecentral | 625 | 0.00010698
[11 empty] | c_DK1_SmallDecentral | 626 | 0.00011348
[11 empty] | c_DK1_SmallDecentral | 627 | 0.00011482
[11 empty] | c_DK1_SmallDecentral | 628 | 0.00012948
[11 empty] | c_DK1_SmallDecentral | 629 | 0.00016348
[11 empty] | c_DK1_SmallDecentral | 630 | 0.00022697
[11 empty] | c_DK1_SmallDecentral | 631 | 0.00023796
[11 empty] | c_DK1_SmallDecentral | 632 | 0.00023397
[11 empty] | c_DK1_SmallDecentral | 633 | 0.00021447
[11 empty] | c_DK1_SmallDecentral | 634 | 0.00020614
[11 empty] | c_DK1_SmallDecentral | 635 | 0.00019764
[11 empty] | c_DK1_SmallDecentral | 636 | 0.00019164
[11 empty] | c_DK1_SmallDecentral | 637 | 0.00018681
[11 empty] | c_DK1_SmallDecentral | 638 | 0.00017914
[11 empty] | c_DK1_SmallDecentral | 639 | 0.00017997
[11 empty] | c_DK1_SmallDecentral | 640 | 0.00017947
[11 empty] | c_DK1_SmallDecentral | 641 | 0.00018514
[11 empty] | c_DK1_SmallDecentral | 642 | 0.00019564
[11 empty] | c_DK1_SmallDecentral | 643 | 0.00019897
[11 empty] | c_DK1_SmallDecentral | 644 | 0.00019997
[11 empty] | c_DK1_SmallDecentral | 645 | 0.0001988
[11 empty] | c_DK1_SmallDecentral | 646 | 0.00018547
[11 empty] | c_DK1_SmallDecentral | 647 | 0.00015048
[11 empty] | c_DK1_SmallDecentral | 648 | 0.00012048
[11 empty] | c_DK1_SmallDecentral | 649 | 0.00010315
[11 empty] | c_DK1_SmallDecentral | 650 | 0.00010948
[11 empty] | c_DK1_SmallDecentral | 651 | 0.00011132
[11 empty] | c_DK1_SmallDecentral | 652 | 0.00011982
[11 empty] | c_DK1_SmallDecentral | 653 | 0.00014814
[11 empty] | c_DK1_SmallDecentral | 654 | 0.0002183
[11 empty] | c_DK1_SmallDecentral | 655 | 0.00025213
[11 empty] | c_DK1_SmallDecentral | 656 | 0.00024763
[11 empty] | c_DK1_SmallDecentral | 657 | 0.00022613
[11 empty] | c_DK1_SmallDecentral | 658 | 0.00021813
[11 empty] | c_DK1_SmallDecentral | 659 | 0.00020864
[11 empty] | c_DK1_SmallDecentral | 660 | 0.00020014
[11 empty] | c_DK1_SmallDecentral | 661 | 0.0001943
[11 empty] | c_DK1_SmallDecentral | 662 | 0.00018547
[11 empty] | c_DK1_SmallDecentral | 663 | 0.00018464
[11 empty] | c_DK1_SmallDecentral | 664 | 0.00018297
[11 empty] | c_DK1_SmallDecentral | 665 | 0.00018881
[11 empty] | c_DK1_SmallDecentral | 666 | 0.00019764
[11 empty] | c_DK1_SmallDecentral | 667 | 0.0001993
[11 empty] | c_DK1_SmallDecentral | 668 | 0.00020097
[11 empty] | c_DK1_SmallDecentral | 669 | 0.00019864
[11 empty] | c_DK1_SmallDecentral | 670 | 0.00018181
[11 empty] | c_DK1_SmallDecentral | 671 | 0.00014848
[11 empty] | c_DK1_SmallDecentral | 672 | 0.00011548
[11 empty] | c_DK1_SmallDecentral | 673 | 0.00010565
[11 empty] | c_DK1_SmallDecentral | 674 | 0.00011248
[11 empty] | c_DK1_SmallDecentral | 675 | 0.00011415
[11 empty] | c_DK1_SmallDecentral | 676 | 0.00012215
[11 empty] | c_DK1_SmallDecentral | 677 | 0.00015081
[11 empty] | c_DK1_SmallDecentral | 678 | 0.00022063
[11 empty] | c_DK1_SmallDecentral | 679 | 0.00025596
[11 empty] | c_DK1_SmallDecentral | 680 | 0.0002518
[11 empty] | c_DK1_SmallDecentral | 681 | 0.00023197
[11 empty] | c_DK1_SmallDecentral | 682 | 0.00022397
[11 empty] | c_DK1_SmallDecentral | 683 | 0.0002133
[11 empty] | c_DK1_SmallDecentral | 684 | 0.00020514
[11 empty] | c_DK1_SmallDecentral | 685 | 0.0001993
[11 empty] | c_DK1_SmallDecentral | 686 | 0.00018931
[11 empty] | c_DK1_SmallDecentral | 687 | 0.00018797
[11 empty] | c_DK1_SmallDecentral | 688 | 0.00018647
[11 empty] | c_DK1_SmallDecentral | 689 | 0.00019197
[11 empty] | c_DK1_SmallDecentral | 690 | 0.00019964
[11 empty] | c_DK1_SmallDecentral | 691 | 0.0002003
[11 empty] | c_DK1_SmallDecentral | 692 | 0.00020197
[11 empty] | c_DK1_SmallDecentral | 693 | 0.0002003
[11 empty] | c_DK1_SmallDecentral | 694 | 0.00018247
[11 empty] | c_DK1_SmallDecentral | 695 | 0.00014931
[11 empty] | c_DK1_SmallDecentral | 696 | 0.00011698
[11 empty] | c_DK1_SmallDecentral | 697 | 0.00010482
[11 empty] | c_DK1_SmallDecentral | 698 | 0.00011148
[11 empty] | c_DK1_SmallDecentral | 699 | 0.00011332
[11 empty] | c_DK1_SmallDecentral | 700 | 0.00012132
[11 empty] | c_DK1_SmallDecentral | 701 | 0.00015031
[11 empty] | c_DK1_SmallDecentral | 702 | 0.00022013
[11 empty] | c_DK1_SmallDecentral | 703 | 0.0002553
[11 empty] | c_DK1_SmallDecentral | 704 | 0.0002513
[11 empty] | c_DK1_SmallDecentral | 705 | 0.00023163
[11 empty] | c_DK1_SmallDecentral | 706 | 0.0002233
[11 empty] | c_DK1_SmallDecentral | 707 | 0.00021297
[11 empty] | c_DK1_SmallDecentral | 708 | 0.0002043
[11 empty] | c_DK1_SmallDecentral | 709 | 0.00019864
[11 empty] | c_DK1_SmallDecentral | 710 | 0.00018897
[11 empty] | c_DK1_SmallDecentral | 711 | 0.00018764
[11 empty] | c_DK1_SmallDecentral | 712 | 0.00018597
[11 empty] | c_DK1_SmallDecentral | 713 | 0.00019164
[11 empty] | c_DK1_SmallDecentral | 714 | 0.0001993
[11 empty] | c_DK1_SmallDecentral | 715 | 0.00020014
[11 empty] | c_DK1_SmallDecentral | 716 | 0.0002018
[11 empty] | c_DK1_SmallDecentral | 717 | 0.0002003
[11 empty] | c_DK1_SmallDecentral | 718 | 0.00018247
[11 empty] | c_DK1_SmallDecentral | 719 | 0.00014914
[11 empty] | c_DK1_SmallDecentral | 720 | 0.00011632
[11 empty] | c_DK1_SmallDecentral | 721 | 0.00010515
[11 empty] | c_DK1_SmallDecentral | 722 | 0.00011215
[11 empty] | c_DK1_SmallDecentral | 723 | 0.00011398
[11 empty] | c_DK1_SmallDecentral | 724 | 0.00012215
[11 empty] | c_DK1_SmallDecentral | 725 | 0.00015131
[11 empty] | c_DK1_SmallDecentral | 726 | 0.0002218
[11 empty] | c_DK1_SmallDecentral | 727 | 0.0002573
[11 empty] | c_DK1_SmallDecentral | 728 | 0.00025346
[11 empty] | c_DK1_SmallDecentral | 729 | 0.00023297
[11 empty] | c_DK1_SmallDecentral | 730 | 0.0002248
[11 empty] | c_DK1_SmallDecentral | 731 | 0.0002143
[11 empty] | c_DK1_SmallDecentral | 732 | 0.0002058
[11 empty] | c_DK1_SmallDecentral | 733 | 0.0001998
[11 empty] | c_DK1_SmallDecentral | 734 | 0.00019031
[11 empty] | c_DK1_SmallDecentral | 735 | 0.00018881
[11 empty] | c_DK1_SmallDecentral | 736 | 0.00018747
[11 empty] | c_DK1_SmallDecentral | 737 | 0.00019314
[11 empty] | c_DK1_SmallDecentral | 738 | 0.00020064
[11 empty] | c_DK1_SmallDecentral | 739 | 0.00020164
[11 empty] | c_DK1_SmallDecentral | 740 | 0.0002033
[11 empty] | c_DK1_SmallDecentral | 741 | 0.0002018
[11 empty] | c_DK1_SmallDecentral | 742 | 0.00018397
[11 empty] | c_DK1_SmallDecentral | 743 | 0.00014998
[11 empty] | c_DK1_SmallDecentral | 744 | 0.00011698
[11 empty] | c_DK1_SmallDecentral | 745 | 0.00010432
[11 empty] | c_DK1_SmallDecentral | 746 | 0.00011032
[11 empty] | c_DK1_SmallDecentral | 747 | 0.00011248
[11 empty] | c_DK1_SmallDecentral | 748 | 0.00011915
[11 empty] | c_DK1_SmallDecentral | 749 | 0.00014715
[11 empty] | c_DK1_SmallDecentral | 750 | 0.00021713
[11 empty] | c_DK1_SmallDecentral | 751 | 0.0002538
[11 empty] | c_DK1_SmallDecentral | 752 | 0.00025213
[11 empty] | c_DK1_SmallDecentral | 753 | 0.0002323
[11 empty] | c_DK1_SmallDecentral | 754 | 0.00022347
[11 empty] | c_DK1_SmallDecentral | 755 | 0.00021264
[11 empty] | c_DK1_SmallDecentral | 756 | 0.00020414
[11 empty] | c_DK1_SmallDecentral | 757 | 0.0001978
[11 empty] | c_DK1_SmallDecentral | 758 | 0.00018881
[11 empty] | c_DK1_SmallDecentral | 759 | 0.00018664
[11 empty] | c_DK1_SmallDecentral | 760 | 0.00018514
[11 empty] | c_DK1_SmallDecentral | 761 | 0.00019081
[11 empty] | c_DK1_SmallDecentral | 762 | 0.0001993
[11 empty] | c_DK1_SmallDecentral | 763 | 0.0002008
[11 empty] | c_DK1_SmallDecentral | 764 | 0.00020347
[11 empty] | c_DK1_SmallDecentral | 765 | 0.00020114
[11 empty] | c_DK1_SmallDecentral | 766 | 0.00018397
[11 empty] | c_DK1_SmallDecentral | 767 | 0.00014948
[11 empty] | c_DK1_SmallDecentral | 768 | 0.00011565
[11 empty] | c_DK1_SmallDecentral | 769 | 0.00010482
[11 empty] | c_DK1_SmallDecentral | 770 | 0.00010682
[11 empty] | c_DK1_SmallDecentral | 771 | 0.00010648
[11 empty] | c_DK1_SmallDecentral | 772 | 0.00011598
[11 empty] | c_DK1_SmallDecentral | 773 | 0.00014315
[11 empty] | c_DK1_SmallDecentral | 774 | 0.00020664
[11 empty] | c_DK1_SmallDecentral | 775 | 0.00024796
[11 empty] | c_DK1_SmallDecentral | 776 | 0.00024213
[11 empty] | c_DK1_SmallDecentral | 777 | 0.00022163
[11 empty] | c_DK1_SmallDecentral | 778 | 0.0002118
[11 empty] | c_DK1_SmallDecentral | 779 | 0.0002048
[11 empty] | c_DK1_SmallDecentral | 780 | 0.00019497
[11 empty] | c_DK1_SmallDecentral | 781 | 0.00018831
[11 empty] | c_DK1_SmallDecentral | 782 | 0.00017797
[11 empty] | c_DK1_SmallDecentral | 783 | 0.00018197
[11 empty] | c_DK1_SmallDecentral | 784 | 0.00017964
[11 empty] | c_DK1_SmallDecentral | 785 | 0.00018597
[11 empty] | c_DK1_SmallDecentral | 786 | 0.00019231
[11 empty] | c_DK1_SmallDecentral | 787 | 0.0001948
[11 empty] | c_DK1_SmallDecentral | 788 | 0.00019464
[11 empty] | c_DK1_SmallDecentral | 789 | 0.00019197
[11 empty] | c_DK1_SmallDecentral | 790 | 0.00017947
[11 empty] | c_DK1_SmallDecentral | 791 | 0.00014565
[11 empty] | c_DK1_SmallDecentral | 792 | 0.00011265
[11 empty] | c_DK1_SmallDecentral | 793 | 0.00010532
[11 empty] | c_DK1_SmallDecentral | 794 | 0.00011182
[11 empty] | c_DK1_SmallDecentral | 795 | 0.00011282
[11 empty] | c_DK1_SmallDecentral | 796 | 0.00012781
[11 empty] | c_DK1_SmallDecentral | 797 | 0.00016248
[11 empty] | c_DK1_SmallDecentral | 798 | 0.00022613
[11 empty] | c_DK1_SmallDecentral | 799 | 0.00023647
[11 empty] | c_DK1_SmallDecentral | 800 | 0.00023263
[11 empty] | c_DK1_SmallDecentral | 801 | 0.00021264
[11 empty] | c_DK1_SmallDecentral | 802 | 0.00020447
[11 empty] | c_DK1_SmallDecentral | 803 | 0.0001958
[11 empty] | c_DK1_SmallDecentral | 804 | 0.00018981
[11 empty] | c_DK1_SmallDecentral | 805 | 0.00018497
[11 empty] | c_DK1_SmallDecentral | 806 | 0.00017731
[11 empty] | c_DK1_SmallDecentral | 807 | 0.00017847
[11 empty] | c_DK1_SmallDecentral | 808 | 0.00017781
[11 empty] | c_DK1_SmallDecentral | 809 | 0.00018331
[11 empty] | c_DK1_SmallDecentral | 810 | 0.00019447
[11 empty] | c_DK1_SmallDecentral | 811 | 0.00019814
[11 empty] | c_DK1_SmallDecentral | 812 | 0.00019914
[11 empty] | c_DK1_SmallDecentral | 813 | 0.00019797
[11 empty] | c_DK1_SmallDecentral | 814 | 0.00018447
[11 empty] | c_DK1_SmallDecentral | 815 | 0.00014914
[11 empty] | c_DK1_SmallDecentral | 816 | 0.00011932
[11 empty] | c_DK1_SmallDecentral | 817 | 0.00010332
[11 empty] | c_DK1_SmallDecentral | 818 | 0.00010982
[11 empty] | c_DK1_SmallDecentral | 819 | 0.00011165
[11 empty] | c_DK1_SmallDecentral | 820 | 0.00012032
[11 empty] | c_DK1_SmallDecentral | 821 | 0.00014881
[11 empty] | c_DK1_SmallDecentral | 822 | 0.00021913
[11 empty] | c_DK1_SmallDecentral | 823 | 0.0002533
[11 empty] | c_DK1_SmallDecentral | 824 | 0.00024863
[11 empty] | c_DK1_SmallDecentral | 825 | 0.00022697
[11 empty] | c_DK1_SmallDecentral | 826 | 0.00021913
[11 empty] | c_DK1_SmallDecentral | 827 | 0.0002093
[11 empty] | c_DK1_SmallDecentral | 828 | 0.00020097
[11 empty] | c_DK1_SmallDecentral | 829 | 0.00019497
[11 empty] | c_DK1_SmallDecentral | 830 | 0.00018631
[11 empty] | c_DK1_SmallDecentral | 831 | 0.00018547
[11 empty] | c_DK1_SmallDecentral | 832 | 0.00018414
[11 empty] | c_DK1_SmallDecentral | 833 | 0.00018981
[11 empty] | c_DK1_SmallDecentral | 834 | 0.0001988
[11 empty] | c_DK1_SmallDecentral | 835 | 0.00020047
[11 empty] | c_DK1_SmallDecentral | 836 | 0.00020214
[11 empty] | c_DK1_SmallDecentral | 837 | 0.00019964
[11 empty] | c_DK1_SmallDecentral | 838 | 0.00018281
[11 empty] | c_DK1_SmallDecentral | 839 | 0.00014898
[11 empty] | c_DK1_SmallDecentral | 840 | 0.00011582
[11 empty] | c_DK1_SmallDecentral | 841 | 9.5819e-05
[11 empty] | c_DK1_SmallDecentral | 842 | 0.00010248
[11 empty] | c_DK1_SmallDecentral | 843 | 0.00010398
[11 empty] | c_DK1_SmallDecentral | 844 | 0.00011148
[11 empty] | c_DK1_SmallDecentral | 845 | 0.00013915
[11 empty] | c_DK1_SmallDecentral | 846 | 0.00020564
[11 empty] | c_DK1_SmallDecentral | 847 | 0.00023846
[11 empty] | c_DK1_SmallDecentral | 848 | 0.00023513
[11 empty] | c_DK1_SmallDecentral | 849 | 0.0002148
[11 empty] | c_DK1_SmallDecentral | 850 | 0.00020747
[11 empty] | c_DK1_SmallDecentral | 851 | 0.00019747
[11 empty] | c_DK1_SmallDecentral | 852 | 0.00018981
[11 empty] | c_DK1_SmallDecentral | 853 | 0.00018431
[11 empty] | c_DK1_SmallDecentral | 854 | 0.00017481
[11 empty] | c_DK1_SmallDecentral | 855 | 0.00017347
[11 empty] | c_DK1_SmallDecentral | 856 | 0.00017197
[11 empty] | c_DK1_SmallDecentral | 857 | 0.00017697
[11 empty] | c_DK1_SmallDecentral | 858 | 0.00018431
[11 empty] | c_DK1_SmallDecentral | 859 | 0.00018531
[11 empty] | c_DK1_SmallDecentral | 860 | 0.00018714
[11 empty] | c_DK1_SmallDecentral | 861 | 0.00018614
[11 empty] | c_DK1_SmallDecentral | 862 | 0.00016964
[11 empty] | c_DK1_SmallDecentral | 863 | 0.00013815
[11 empty] | c_DK1_SmallDecentral | 864 | 0.00010715
[11 empty] | c_DK1_SmallDecentral | 865 | 9.4486e-05
[11 empty] | c_DK1_SmallDecentral | 866 | 0.00010099
[11 empty] | c_DK1_SmallDecentral | 867 | 0.00010265
[11 empty] | c_DK1_SmallDecentral | 868 | 0.00010998
[11 empty] | c_DK1_SmallDecentral | 869 | 0.00013748
[11 empty] | c_DK1_SmallDecentral | 870 | 0.0002033
[11 empty] | c_DK1_SmallDecentral | 871 | 0.0002358
[11 empty] | c_DK1_SmallDecentral | 872 | 0.0002323
[11 empty] | c_DK1_SmallDecentral | 873 | 0.00021247
[11 empty] | c_DK1_SmallDecentral | 874 | 0.0002048
[11 empty] | c_DK1_SmallDecentral | 875 | 0.0001953
[11 empty] | c_DK1_SmallDecentral | 876 | 0.00018747
[11 empty] | c_DK1_SmallDecentral | 877 | 0.00018214
[11 empty] | c_DK1_SmallDecentral | 878 | 0.00017281
[11 empty] | c_DK1_SmallDecentral | 879 | 0.00017131
[11 empty] | c_DK1_SmallDecentral | 880 | 0.00016964
[11 empty] | c_DK1_SmallDecentral | 881 | 0.00017481
[11 empty] | c_DK1_SmallDecentral | 882 | 0.00018214
[11 empty] | c_DK1_SmallDecentral | 883 | 0.00018347
[11 empty] | c_DK1_SmallDecentral | 884 | 0.00018497
[11 empty] | c_DK1_SmallDecentral | 885 | 0.00018431
[11 empty] | c_DK1_SmallDecentral | 886 | 0.00016781
[11 empty] | c_DK1_SmallDecentral | 887 | 0.00013665
[11 empty] | c_DK1_SmallDecentral | 888 | 0.00010582
[11 empty] | c_DK1_SmallDecentral | 889 | 9.0987e-05
[11 empty] | c_DK1_SmallDecentral | 890 | 9.7486e-05
[11 empty] | c_DK1_SmallDecentral | 891 | 9.8652e-05
[11 empty] | c_DK1_SmallDecentral | 892 | 0.00010598
[11 empty] | c_DK1_SmallDecentral | 893 | 0.00013281
[11 empty] | c_DK1_SmallDecentral | 894 | 0.0001968
[11 empty] | c_DK1_SmallDecentral | 895 | 0.00022847
[11 empty] | c_DK1_SmallDecentral | 896 | 0.00022513
[11 empty] | c_DK1_SmallDecentral | 897 | 0.00020514
[11 empty] | c_DK1_SmallDecentral | 898 | 0.0001983
[11 empty] | c_DK1_SmallDecentral | 899 | 0.00018881
[11 empty] | c_DK1_SmallDecentral | 900 | 0.00018131
[11 empty] | c_DK1_SmallDecentral | 901 | 0.00017614
[11 empty] | c_DK1_SmallDecentral | 902 | 0.00016681
[11 empty] | c_DK1_SmallDecentral | 903 | 0.00016548
[11 empty] | c_DK1_SmallDecentral | 904 | 0.00016364
[11 empty] | c_DK1_SmallDecentral | 905 | 0.00016881
[11 empty] | c_DK1_SmallDecentral | 906 | 0.00017581
[11 empty] | c_DK1_SmallDecentral | 907 | 0.00017664
[11 empty] | c_DK1_SmallDecentral | 908 | 0.00017864
[11 empty] | c_DK1_SmallDecentral | 909 | 0.00017797
[11 empty] | c_DK1_SmallDecentral | 910 | 0.00016214
[11 empty] | c_DK1_SmallDecentral | 911 | 0.00013181
[11 empty] | c_DK1_SmallDecentral | 912 | 0.00010198
[11 empty] | c_DK1_SmallDecentral | 913 | 8.4987e-05
[11 empty] | c_DK1_SmallDecentral | 914 | 9.0487e-05
[11 empty] | c_DK1_SmallDecentral | 915 | 9.182e-05
[11 empty] | c_DK1_SmallDecentral | 916 | 9.7652e-05
[11 empty] | c_DK1_SmallDecentral | 917 | 0.00012315
[11 empty] | c_DK1_SmallDecentral | 918 | 0.00018414
[11 empty] | c_DK1_SmallDecentral | 919 | 0.0002158
[11 empty] | c_DK1_SmallDecentral | 920 | 0.0002148
[11 empty] | c_DK1_SmallDecentral | 921 | 0.00019597
[11 empty] | c_DK1_SmallDecentral | 922 | 0.00018814
[11 empty] | c_DK1_SmallDecentral | 923 | 0.00017831
[11 empty] | c_DK1_SmallDecentral | 924 | 0.00017114
[11 empty] | c_DK1_SmallDecentral | 925 | 0.00016598
[11 empty] | c_DK1_SmallDecentral | 926 | 0.00015731
[11 empty] | c_DK1_SmallDecentral | 927 | 0.00015514
[11 empty] | c_DK1_SmallDecentral | 928 | 0.00015331
[11 empty] | c_DK1_SmallDecentral | 929 | 0.00015781
[11 empty] | c_DK1_SmallDecentral | 930 | 0.00016581
[11 empty] | c_DK1_SmallDecentral | 931 | 0.00016781
[11 empty] | c_DK1_SmallDecentral | 932 | 0.00017081
[11 empty] | c_DK1_SmallDecentral | 933 | 0.00016931
[11 empty] | c_DK1_SmallDecentral | 934 | 0.00015514
[11 empty] | c_DK1_SmallDecentral | 935 | 0.00012531
[11 empty] | c_DK1_SmallDecentral | 936 | 9.5653e-05
[11 empty] | c_DK1_SmallDecentral | 937 | 7.8988e-05
[11 empty] | c_DK1_SmallDecentral | 938 | 8.2488e-05
[11 empty] | c_DK1_SmallDecentral | 939 | 7.9655e-05
[11 empty] | c_DK1_SmallDecentral | 940 | 8.9653e-05
[11 empty] | c_DK1_SmallDecentral | 941 | 0.00011848
[11 empty] | c_DK1_SmallDecentral | 942 | 0.00017281
[11 empty] | c_DK1_SmallDecentral | 943 | 0.0002093
[11 empty] | c_DK1_SmallDecentral | 944 | 0.0002063
[11 empty] | c_DK1_SmallDecentral | 945 | 0.00018497
[11 empty] | c_DK1_SmallDecentral | 946 | 0.00017364
[11 empty] | c_DK1_SmallDecentral | 947 | 0.00016598
[11 empty] | c_DK1_SmallDecentral | 948 | 0.00015648
[11 empty] | c_DK1_SmallDecentral | 949 | 0.00015198
[11 empty] | c_DK1_SmallDecentral | 950 | 0.00013931
[11 empty] | c_DK1_SmallDecentral | 951 | 0.00014331
[11 empty] | c_DK1_SmallDecentral | 952 | 0.00014181
[11 empty] | c_DK1_SmallDecentral | 953 | 0.00014681
[11 empty] | c_DK1_SmallDecentral | 954 | 0.00015364
[11 empty] | c_DK1_SmallDecentral | 955 | 0.00015831
[11 empty] | c_DK1_SmallDecentral | 956 | 0.00015981
[11 empty] | c_DK1_SmallDecentral | 957 | 0.00016014
[11 empty] | c_DK1_SmallDecentral | 958 | 0.00014814
[11 empty] | c_DK1_SmallDecentral | 959 | 0.00011915
[11 empty] | c_DK1_SmallDecentral | 960 | 8.8154e-05
[11 empty] | c_DK1_SmallDecentral | 961 | 8.1988e-05
[11 empty] | c_DK1_SmallDecentral | 962 | 9.082e-05
[11 empty] | c_DK1_SmallDecentral | 963 | 8.9653e-05
[11 empty] | c_DK1_SmallDecentral | 964 | 0.00010365
[11 empty] | c_DK1_SmallDecentral | 965 | 0.00013581
[11 empty] | c_DK1_SmallDecentral | 966 | 0.00019181
[11 empty] | c_DK1_SmallDecentral | 967 | 0.0002003
[11 empty] | c_DK1_SmallDecentral | 968 | 0.0001978
[11 empty] | c_DK1_SmallDecentral | 969 | 0.00017597
[11 empty] | c_DK1_SmallDecentral | 970 | 0.00016764
[11 empty] | c_DK1_SmallDecentral | 971 | 0.00015931
[11 empty] | c_DK1_SmallDecentral | 972 | 0.00015364
[11 empty] | c_DK1_SmallDecentral | 973 | 0.00014998
[11 empty] | c_DK1_SmallDecentral | 974 | 0.00014181
[11 empty] | c_DK1_SmallDecentral | 975 | 0.00014265
[11 empty] | c_DK1_SmallDecentral | 976 | 0.00014115
[11 empty] | c_DK1_SmallDecentral | 977 | 0.00014781
[11 empty] | c_DK1_SmallDecentral | 978 | 0.00015764
[11 empty] | c_DK1_SmallDecentral | 979 | 0.00016164
[11 empty] | c_DK1_SmallDecentral | 980 | 0.00016464
[11 empty] | c_DK1_SmallDecentral | 981 | 0.00016564
[11 empty] | c_DK1_SmallDecentral | 982 | 0.00015398
[11 empty] | c_DK1_SmallDecentral | 983 | 0.00012432
[11 empty] | c_DK1_SmallDecentral | 984 | 9.5153e-05
[11 empty] | c_DK1_SmallDecentral | 985 | 8.782e-05
[11 empty] | c_DK1_SmallDecentral | 986 | 9.3986e-05
[11 empty] | c_DK1_SmallDecentral | 987 | 9.5153e-05
[11 empty] | c_DK1_SmallDecentral | 988 | 0.00010248
[11 empty] | c_DK1_SmallDecentral | 989 | 0.00012848
[11 empty] | c_DK1_SmallDecentral | 990 | 0.00019164
[11 empty] | c_DK1_SmallDecentral | 991 | 0.00022163
[11 empty] | c_DK1_SmallDecentral | 992 | 0.00021763
[11 empty] | c_DK1_SmallDecentral | 993 | 0.0001968
[11 empty] | c_DK1_SmallDecentral | 994 | 0.00018997
[11 empty] | c_DK1_SmallDecentral | 995 | 0.00018131
[11 empty] | c_DK1_SmallDecentral | 996 | 0.00017431
[11 empty] | c_DK1_SmallDecentral | 997 | 0.00016914
[11 empty] | c_DK1_SmallDecentral | 998 | 0.00016064
[11 empty] | c_DK1_SmallDecentral | 999 | 0.00015964
[11 empty] | c_DK1_SmallDecentral | 1000 | 0.00015814
[11 empty] | c_DK1_SmallDecentral | 1001 | 0.00016281
[11 empty] | c_DK1_SmallDecentral | 1002 | 0.00017097
[11 empty] | c_DK1_SmallDecentral | 1003 | 0.00017247
[11 empty] | c_DK1_SmallDecentral | 1004 | 0.00017464
[11 empty] | c_DK1_SmallDecentral | 1005 | 0.00017314
[11 empty] | c_DK1_SmallDecentral | 1006 | 0.00015848
[11 empty] | c_DK1_SmallDecentral | 1007 | 0.00012915
[11 empty] | c_DK1_SmallDecentral | 1008 | 9.9652e-05
[11 empty] | c_DK1_SmallDecentral | 1009 | 9.1487e-05
[11 empty] | c_DK1_SmallDecentral | 1010 | 9.8152e-05
[11 empty] | c_DK1_SmallDecentral | 1011 | 9.9319e-05
[11 empty] | c_DK1_SmallDecentral | 1012 | 0.00010665
[11 empty] | c_DK1_SmallDecentral | 1013 | 0.00013348
[11 empty] | c_DK1_SmallDecentral | 1014 | 0.00019797
[11 empty] | c_DK1_SmallDecentral | 1015 | 0.0002298
[11 empty] | c_DK1_SmallDecentral | 1016 | 0.0002263
[11 empty] | c_DK1_SmallDecentral | 1017 | 0.00020647
[11 empty] | c_DK1_SmallDecentral | 1018 | 0.0001993
[11 empty] | c_DK1_SmallDecentral | 1019 | 0.00018981
[11 empty] | c_DK1_SmallDecentral | 1020 | 0.00018231
[11 empty] | c_DK1_SmallDecentral | 1021 | 0.00017714
[11 empty] | c_DK1_SmallDecentral | 1022 | 0.00016781
[11 empty] | c_DK1_SmallDecentral | 1023 | 0.00016648
[11 empty] | c_DK1_SmallDecentral | 1024 | 0.00016464
[11 empty] | c_DK1_SmallDecentral | 1025 | 0.00016964
[11 empty] | c_DK1_SmallDecentral | 1026 | 0.00017681
[11 empty] | c_DK1_SmallDecentral | 1027 | 0.00017781
[11 empty] | c_DK1_SmallDecentral | 1028 | 0.00017964
[11 empty] | c_DK1_SmallDecentral | 1029 | 0.00017881
[11 empty] | c_DK1_SmallDecentral | 1030 | 0.00016298
[11 empty] | c_DK1_SmallDecentral | 1031 | 0.00013265
[11 empty] | c_DK1_SmallDecentral | 1032 | 0.00010248
[11 empty] | c_DK1_SmallDecentral | 1033 | 8.1821e-05
[11 empty] | c_DK1_SmallDecentral | 1034 | 8.8154e-05
[11 empty] | c_DK1_SmallDecentral | 1035 | 8.932e-05
[11 empty] | c_DK1_SmallDecentral | 1036 | 9.6652e-05
[11 empty] | c_DK1_SmallDecentral | 1037 | 0.00012465
[11 empty] | c_DK1_SmallDecentral | 1038 | 0.00018564
[11 empty] | c_DK1_SmallDecentral | 1039 | 0.00021647
[11 empty] | c_DK1_SmallDecentral | 1040 | 0.00021347
[11 empty] | c_DK1_SmallDecentral | 1041 | 0.00019364
[11 empty] | c_DK1_SmallDecentral | 1042 | 0.00018464
[11 empty] | c_DK1_SmallDecentral | 1043 | 0.00017514
[11 empty] | c_DK1_SmallDecentral | 1044 | 0.00016781
[11 empty] | c_DK1_SmallDecentral | 1045 | 0.00016298
[11 empty] | c_DK1_SmallDecentral | 1046 | 0.00015348
[11 empty] | c_DK1_SmallDecentral | 1047 | 0.00015214
[11 empty] | c_DK1_SmallDecentral | 1048 | 0.00015031
[11 empty] | c_DK1_SmallDecentral | 1049 | 0.00015481
[11 empty] | c_DK1_SmallDecentral | 1050 | 0.00016298
[11 empty] | c_DK1_SmallDecentral | 1051 | 0.00016498
[11 empty] | c_DK1_SmallDecentral | 1052 | 0.00016764
[11 empty] | c_DK1_SmallDecentral | 1053 | 0.00016748
[11 empty] | c_DK1_SmallDecentral | 1054 | 0.00015231
[11 empty] | c_DK1_SmallDecentral | 1055 | 0.00012282
[11 empty] | c_DK1_SmallDecentral | 1056 | 9.3486e-05
[11 empty] | c_DK1_SmallDecentral | 1057 | 7.8822e-05
[11 empty] | c_DK1_SmallDecentral | 1058 | 8.5654e-05
[11 empty] | c_DK1_SmallDecentral | 1059 | 8.6487e-05
[11 empty] | c_DK1_SmallDecentral | 1060 | 9.4319e-05
[11 empty] | c_DK1_SmallDecentral | 1061 | 0.00012398
[11 empty] | c_DK1_SmallDecentral | 1062 | 0.00018481
[11 empty] | c_DK1_SmallDecentral | 1063 | 0.0002163
[11 empty] | c_DK1_SmallDecentral | 1064 | 0.00021347
[11 empty] | c_DK1_SmallDecentral | 1065 | 0.0001933
[11 empty] | c_DK1_SmallDecentral | 1066 | 0.00018297
[11 empty] | c_DK1_SmallDecentral | 1067 | 0.00017231
[11 empty] | c_DK1_SmallDecentral | 1068 | 0.00016514
[11 empty] | c_DK1_SmallDecentral | 1069 | 0.00016014
[11 empty] | c_DK1_SmallDecentral | 1070 | 0.00015048
[11 empty] | c_DK1_SmallDecentral | 1071 | 0.00014914
[11 empty] | c_DK1_SmallDecentral | 1072 | 0.00014715
[11 empty] | c_DK1_SmallDecentral | 1073 | 0.00015181
[11 empty] | c_DK1_SmallDecentral | 1074 | 0.00016064
[11 empty] | c_DK1_SmallDecentral | 1075 | 0.00016298
[11 empty] | c_DK1_SmallDecentral | 1076 | 0.00016681
[11 empty] | c_DK1_SmallDecentral | 1077 | 0.00016681
[11 empty] | c_DK1_SmallDecentral | 1078 | 0.00015164
[11 empty] | c_DK1_SmallDecentral | 1079 | 0.00012132
[11 empty] | c_DK1_SmallDecentral | 1080 | 9.132e-05
[11 empty] | c_DK1_SmallDecentral | 1081 | 7.9655e-05
[11 empty] | c_DK1_SmallDecentral | 1082 | 8.5487e-05
[11 empty] | c_DK1_SmallDecentral | 1083 | 8.6154e-05
[11 empty] | c_DK1_SmallDecentral | 1084 | 9.282e-05
[11 empty] | c_DK1_SmallDecentral | 1085 | 0.00012048
[11 empty] | c_DK1_SmallDecentral | 1086 | 0.00018047
[11 empty] | c_DK1_SmallDecentral | 1087 | 0.0002128
[11 empty] | c_DK1_SmallDecentral | 1088 | 0.00021214
[11 empty] | c_DK1_SmallDecentral | 1089 | 0.00019297
[11 empty] | c_DK1_SmallDecentral | 1090 | 0.00018297
[11 empty] | c_DK1_SmallDecentral | 1091 | 0.00017231
[11 empty] | c_DK1_SmallDecentral | 1092 | 0.00016498
[11 empty] | c_DK1_SmallDecentral | 1093 | 0.00015998
[11 empty] | c_DK1_SmallDecentral | 1094 | 0.00015081
[11 empty] | c_DK1_SmallDecentral | 1095 | 0.00014881
[11 empty] | c_DK1_SmallDecentral | 1096 | 0.00014698
[11 empty] | c_DK1_SmallDecentral | 1097 | 0.00015114
[11 empty] | c_DK1_SmallDecentral | 1098 | 0.00016031
[11 empty] | c_DK1_SmallDecentral | 1099 | 0.00016348
[11 empty] | c_DK1_SmallDecentral | 1100 | 0.00016748
[11 empty] | c_DK1_SmallDecentral | 1101 | 0.00016664
[11 empty] | c_DK1_SmallDecentral | 1102 | 0.00015214
[11 empty] | c_DK1_SmallDecentral | 1103 | 0.00012148
[11 empty] | c_DK1_SmallDecentral | 1104 | 9.1487e-05
[11 empty] | c_DK1_SmallDecentral | 1105 | 7.6655e-05
[11 empty] | c_DK1_SmallDecentral | 1106 | 8.0322e-05
[11 empty] | c_DK1_SmallDecentral | 1107 | 7.6989e-05
[11 empty] | c_DK1_SmallDecentral | 1108 | 8.732e-05
[11 empty] | c_DK1_SmallDecentral | 1109 | 0.00011615
[11 empty] | c_DK1_SmallDecentral | 1110 | 0.00016914
[11 empty] | c_DK1_SmallDecentral | 1111 | 0.00020497
[11 empty] | c_DK1_SmallDecentral | 1112 | 0.0002023
[11 empty] | c_DK1_SmallDecentral | 1113 | 0.00018114
[11 empty] | c_DK1_SmallDecentral | 1114 | 0.00016964
[11 empty] | c_DK1_SmallDecentral | 1115 | 0.00016198
[11 empty] | c_DK1_SmallDecentral | 1116 | 0.00015264
[11 empty] | c_DK1_SmallDecentral | 1117 | 0.00014814
[11 empty] | c_DK1_SmallDecentral | 1118 | 0.00013581
[11 empty] | c_DK1_SmallDecentral | 1119 | 0.00013965
[11 empty] | c_DK1_SmallDecentral | 1120 | 0.00013798
[11 empty] | c_DK1_SmallDecentral | 1121 | 0.00014298
[11 empty] | c_DK1_SmallDecentral | 1122 | 0.00014981
[11 empty] | c_DK1_SmallDecentral | 1123 | 0.00015448
[11 empty] | c_DK1_SmallDecentral | 1124 | 0.00015631
[11 empty] | c_DK1_SmallDecentral | 1125 | 0.00015664
[11 empty] | c_DK1_SmallDecentral | 1126 | 0.00014498
[11 empty] | c_DK1_SmallDecentral | 1127 | 0.00011648
[11 empty] | c_DK1_SmallDecentral | 1128 | 8.5821e-05
[11 empty] | c_DK1_SmallDecentral | 1129 | 7.5322e-05
[11 empty] | c_DK1_SmallDecentral | 1130 | 8.5321e-05
[11 empty] | c_DK1_SmallDecentral | 1131 | 8.3154e-05
[11 empty] | c_DK1_SmallDecentral | 1132 | 9.7152e-05
[11 empty] | c_DK1_SmallDecentral | 1133 | 0.00012931
[11 empty] | c_DK1_SmallDecentral | 1134 | 0.00018381
[11 empty] | c_DK1_SmallDecentral | 1135 | 0.00019164
[11 empty] | c_DK1_SmallDecentral | 1136 | 0.00018947
[11 empty] | c_DK1_SmallDecentral | 1137 | 0.00016664
[11 empty] | c_DK1_SmallDecentral | 1138 | 0.00015814
[11 empty] | c_DK1_SmallDecentral | 1139 | 0.00014948
[11 empty] | c_DK1_SmallDecentral | 1140 | 0.00014381
[11 empty] | c_DK1_SmallDecentral | 1141 | 0.00014048
[11 empty] | c_DK1_SmallDecentral | 1142 | 0.00013215
[11 empty] | c_DK1_SmallDecentral | 1143 | 0.00013298
[11 empty] | c_DK1_SmallDecentral | 1144 | 0.00013065
[11 empty] | c_DK1_SmallDecentral | 1145 | 0.00013815
[11 empty] | c_DK1_SmallDecentral | 1146 | 0.00014798
[11 empty] | c_DK1_SmallDecentral | 1147 | 0.00015231
[11 empty] | c_DK1_SmallDecentral | 1148 | 0.00015598
[11 empty] | c_DK1_SmallDecentral | 1149 | 0.00015764
[11 empty] | c_DK1_SmallDecentral | 1150 | 0.00014631
[11 empty] | c_DK1_SmallDecentral | 1151 | 0.00011815
[11 empty] | c_DK1_SmallDecentral | 1152 | 8.8654e-05
[11 empty] | c_DK1_SmallDecentral | 1153 | 7.4489e-05
[11 empty] | c_DK1_SmallDecentral | 1154 | 8.1821e-05
[11 empty] | c_DK1_SmallDecentral | 1155 | 8.2155e-05
[11 empty] | c_DK1_SmallDecentral | 1156 | 9.032e-05
[11 empty] | c_DK1_SmallDecentral | 1157 | 0.00011982
[11 empty] | c_DK1_SmallDecentral | 1158 | 0.00017847
[11 empty] | c_DK1_SmallDecentral | 1159 | 0.00020814
[11 empty] | c_DK1_SmallDecentral | 1160 | 0.00020547
[11 empty] | c_DK1_SmallDecentral | 1161 | 0.00018281
[11 empty] | c_DK1_SmallDecentral | 1162 | 0.00017281
[11 empty] | c_DK1_SmallDecentral | 1163 | 0.00016281
[11 empty] | c_DK1_SmallDecentral | 1164 | 0.00015514
[11 empty] | c_DK1_SmallDecentral | 1165 | 0.00015131
[11 empty] | c_DK1_SmallDecentral | 1166 | 0.00014131
[11 empty] | c_DK1_SmallDecentral | 1167 | 0.00014031
[11 empty] | c_DK1_SmallDecentral | 1168 | 0.00013898
[11 empty] | c_DK1_SmallDecentral | 1169 | 0.00014498
[11 empty] | c_DK1_SmallDecentral | 1170 | 0.00015348
[11 empty] | c_DK1_SmallDecentral | 1171 | 0.00015748
[11 empty] | c_DK1_SmallDecentral | 1172 | 0.00016181
[11 empty] | c_DK1_SmallDecentral | 1173 | 0.00016264
[11 empty] | c_DK1_SmallDecentral | 1174 | 0.00014764
[11 empty] | c_DK1_SmallDecentral | 1175 | 0.00011798
[11 empty] | c_DK1_SmallDecentral | 1176 | 8.7987e-05
[11 empty] | c_DK1_SmallDecentral | 1177 | 7.4489e-05
[11 empty] | c_DK1_SmallDecentral | 1178 | 8.1155e-05
[11 empty] | c_DK1_SmallDecentral | 1179 | 8.1655e-05
[11 empty] | c_DK1_SmallDecentral | 1180 | 8.9487e-05
[11 empty] | c_DK1_SmallDecentral | 1181 | 0.00011982
[11 empty] | c_DK1_SmallDecentral | 1182 | 0.00017864
[11 empty] | c_DK1_SmallDecentral | 1183 | 0.00020947
[11 empty] | c_DK1_SmallDecentral | 1184 | 0.0002068
[11 empty] | c_DK1_SmallDecentral | 1185 | 0.00018681
[11 empty] | c_DK1_SmallDecentral | 1186 | 0.00017564
[11 empty] | c_DK1_SmallDecentral | 1187 | 0.00016498
[11 empty] | c_DK1_SmallDecentral | 1188 | 0.00015814
[11 empty] | c_DK1_SmallDecentral | 1189 | 0.00015331
[11 empty] | c_DK1_SmallDecentral | 1190 | 0.00014348
[11 empty] | c_DK1_SmallDecentral | 1191 | 0.00014215
[11 empty] | c_DK1_SmallDecentral | 1192 | 0.00014015
[11 empty] | c_DK1_SmallDecentral | 1193 | 0.00014465
[11 empty] | c_DK1_SmallDecentral | 1194 | 0.00015398
[11 empty] | c_DK1_SmallDecentral | 1195 | 0.00015648
[11 empty] | c_DK1_SmallDecentral | 1196 | 0.00016064
[11 empty] | c_DK1_SmallDecentral | 1197 | 0.00016114
[11 empty] | c_DK1_SmallDecentral | 1198 | 0.00014631
[11 empty] | c_DK1_SmallDecentral | 1199 | 0.00011632
[11 empty] | c_DK1_SmallDecentral | 1200 | 8.6987e-05
[11 empty] | c_DK1_SmallDecentral | 1201 | 7.4656e-05
[11 empty] | c_DK1_SmallDecentral | 1202 | 8.1321e-05
[11 empty] | c_DK1_SmallDecentral | 1203 | 8.1821e-05
[11 empty] | c_DK1_SmallDecentral | 1204 | 8.9987e-05
[11 empty] | c_DK1_SmallDecentral | 1205 | 0.00011998
[11 empty] | c_DK1_SmallDecentral | 1206 | 0.00017914
[11 empty] | c_DK1_SmallDecentral | 1207 | 0.00021014
[11 empty] | c_DK1_SmallDecentral | 1208 | 0.00020747
[11 empty] | c_DK1_SmallDecentral | 1209 | 0.00018764
[11 empty] | c_DK1_SmallDecentral | 1210 | 0.00017631
[11 empty] | c_DK1_SmallDecentral | 1211 | 0.00016581
[11 empty] | c_DK1_SmallDecentral | 1212 | 0.00015848
[11 empty] | c_DK1_SmallDecentral | 1213 | 0.00015398
[11 empty] | c_DK1_SmallDecentral | 1214 | 0.00014415
[11 empty] | c_DK1_SmallDecentral | 1215 | 0.00014265
[11 empty] | c_DK1_SmallDecentral | 1216 | 0.00014098
[11 empty] | c_DK1_SmallDecentral | 1217 | 0.00014548
[11 empty] | c_DK1_SmallDecentral | 1218 | 0.00015464
[11 empty] | c_DK1_SmallDecentral | 1219 | 0.00015714
[11 empty] | c_DK1_SmallDecentral | 1220 | 0.00016148
[11 empty] | c_DK1_SmallDecentral | 1221 | 0.00016164
[11 empty] | c_DK1_SmallDecentral | 1222 | 0.00014698
[11 empty] | c_DK1_SmallDecentral | 1223 | 0.00011682
[11 empty] | c_DK1_SmallDecentral | 1224 | 8.7154e-05
[11 empty] | c_DK1_SmallDecentral | 1225 | 7.4156e-05
[11 empty] | c_DK1_SmallDecentral | 1226 | 8.0988e-05
[11 empty] | c_DK1_SmallDecentral | 1227 | 8.1155e-05
[11 empty] | c_DK1_SmallDecentral | 1228 | 8.9154e-05
[11 empty] | c_DK1_SmallDecentral | 1229 | 0.00011898
[11 empty] | c_DK1_SmallDecentral | 1230 | 0.00017781
[11 empty] | c_DK1_SmallDecentral | 1231 | 0.00020847
[11 empty] | c_DK1_SmallDecentral | 1232 | 0.0002058
[11 empty] | c_DK1_SmallDecentral | 1233 | 0.00018581
[11 empty] | c_DK1_SmallDecentral | 1234 | 0.00017497
[11 empty] | c_DK1_SmallDecentral | 1235 | 0.00016431
[11 empty] | c_DK1_SmallDecentral | 1236 | 0.00015748
[11 empty] | c_DK1_SmallDecentral | 1237 | 0.00015264
[11 empty] | c_DK1_SmallDecentral | 1238 | 0.00014298
[11 empty] | c_DK1_SmallDecentral | 1239 | 0.00014148
[11 empty] | c_DK1_SmallDecentral | 1240 | 0.00013965
[11 empty] | c_DK1_SmallDecentral | 1241 | 0.00014415
[11 empty] | c_DK1_SmallDecentral | 1242 | 0.00015298
[11 empty] | c_DK1_SmallDecentral | 1243 | 0.00015548
[11 empty] | c_DK1_SmallDecentral | 1244 | 0.00015998
[11 empty] | c_DK1_SmallDecentral | 1245 | 0.00016014
[11 empty] | c_DK1_SmallDecentral | 1246 | 0.00014548
[11 empty] | c_DK1_SmallDecentral | 1247 | 0.00011565
[11 empty] | c_DK1_SmallDecentral | 1248 | 8.6654e-05
[11 empty] | c_DK1_SmallDecentral | 1249 | 8.8987e-05
[11 empty] | c_DK1_SmallDecentral | 1250 | 9.4486e-05
[11 empty] | c_DK1_SmallDecentral | 1251 | 9.5986e-05
[11 empty] | c_DK1_SmallDecentral | 1252 | 0.00010182
[11 empty] | c_DK1_SmallDecentral | 1253 | 0.00012715
[11 empty] | c_DK1_SmallDecentral | 1254 | 0.00018997
[11 empty] | c_DK1_SmallDecentral | 1255 | 0.00022247
[11 empty] | c_DK1_SmallDecentral | 1256 | 0.0002213
[11 empty] | c_DK1_SmallDecentral | 1257 | 0.00020197
[11 empty] | c_DK1_SmallDecentral | 1258 | 0.00019464
[11 empty] | c_DK1_SmallDecentral | 1259 | 0.00018464
[11 empty] | c_DK1_SmallDecentral | 1260 | 0.00017731
[11 empty] | c_DK1_SmallDecentral | 1261 | 0.00017197
[11 empty] | c_DK1_SmallDecentral | 1262 | 0.00016331
[11 empty] | c_DK1_SmallDecentral | 1263 | 0.00016114
[11 empty] | c_DK1_SmallDecentral | 1264 | 0.00015914
[11 empty] | c_DK1_SmallDecentral | 1265 | 0.00016414
[11 empty] | c_DK1_SmallDecentral | 1266 | 0.00017197
[11 empty] | c_DK1_SmallDecentral | 1267 | 0.00017364
[11 empty] | c_DK1_SmallDecentral | 1268 | 0.00017631
[11 empty] | c_DK1_SmallDecentral | 1269 | 0.00017497
[11 empty] | c_DK1_SmallDecentral | 1270 | 0.00015998
[11 empty] | c_DK1_SmallDecentral | 1271 | 0.00012965
[11 empty] | c_DK1_SmallDecentral | 1272 | 9.9319e-05
[11 empty] | c_DK1_SmallDecentral | 1273 | 9.4819e-05
[11 empty] | c_DK1_SmallDecentral | 1274 | 9.6486e-05
[11 empty] | c_DK1_SmallDecentral | 1275 | 9.5986e-05
[11 empty] | c_DK1_SmallDecentral | 1276 | 0.00010465
[11 empty] | c_DK1_SmallDecentral | 1277 | 0.00012998
[11 empty] | c_DK1_SmallDecentral | 1278 | 0.00018897
[11 empty] | c_DK1_SmallDecentral | 1279 | 0.00022713
[11 empty] | c_DK1_SmallDecentral | 1280 | 0.00022213
[11 empty] | c_DK1_SmallDecentral | 1281 | 0.0002023
[11 empty] | c_DK1_SmallDecentral | 1282 | 0.0001933
[11 empty] | c_DK1_SmallDecentral | 1283 | 0.00018697
[11 empty] | c_DK1_SmallDecentral | 1284 | 0.00017747
[11 empty] | c_DK1_SmallDecentral | 1285 | 0.00017164
[11 empty] | c_DK1_SmallDecentral | 1286 | 0.00016181
[11 empty] | c_DK1_SmallDecentral | 1287 | 0.00016581
[11 empty] | c_DK1_SmallDecentral | 1288 | 0.00016298
[11 empty] | c_DK1_SmallDecentral | 1289 | 0.00016864
[11 empty] | c_DK1_SmallDecentral | 1290 | 0.00017464
[11 empty] | c_DK1_SmallDecentral | 1291 | 0.00017681
[11 empty] | c_DK1_SmallDecentral | 1292 | 0.00017681
[11 empty] | c_DK1_SmallDecentral | 1293 | 0.00017481
[11 empty] | c_DK1_SmallDecentral | 1294 | 0.00016348
[11 empty] | c_DK1_SmallDecentral | 1295 | 0.00013248
[11 empty] | c_DK1_SmallDecentral | 1296 | 0.00010198
[11 empty] | c_DK1_SmallDecentral | 1297 | 9.0487e-05
[11 empty] | c_DK1_SmallDecentral | 1298 | 9.6652e-05
[11 empty] | c_DK1_SmallDecentral | 1299 | 9.7652e-05
[11 empty] | c_DK1_SmallDecentral | 1300 | 0.00011098
[11 empty] | c_DK1_SmallDecentral | 1301 | 0.00014198
[11 empty] | c_DK1_SmallDecentral | 1302 | 0.00019864
[11 empty] | c_DK1_SmallDecentral | 1303 | 0.00020814
[11 empty] | c_DK1_SmallDecentral | 1304 | 0.00020547
[11 empty] | c_DK1_SmallDecentral | 1305 | 0.00018631
[11 empty] | c_DK1_SmallDecentral | 1306 | 0.00017881
[11 empty] | c_DK1_SmallDecentral | 1307 | 0.00017114
[11 empty] | c_DK1_SmallDecentral | 1308 | 0.00016581
[11 empty] | c_DK1_SmallDecentral | 1309 | 0.00016181
[11 empty] | c_DK1_SmallDecentral | 1310 | 0.00015448
[11 empty] | c_DK1_SmallDecentral | 1311 | 0.00015514
[11 empty] | c_DK1_SmallDecentral | 1312 | 0.00015431
[11 empty] | c_DK1_SmallDecentral | 1313 | 0.00015898
[11 empty] | c_DK1_SmallDecentral | 1314 | 0.00016881
[11 empty] | c_DK1_SmallDecentral | 1315 | 0.00017231
[11 empty] | c_DK1_SmallDecentral | 1316 | 0.00017347
[11 empty] | c_DK1_SmallDecentral | 1317 | 0.00017281
[11 empty] | c_DK1_SmallDecentral | 1318 | 0.00016148
[11 empty] | c_DK1_SmallDecentral | 1319 | 0.00013031
[11 empty] | c_DK1_SmallDecentral | 1320 | 0.00010332
[11 empty] | c_DK1_SmallDecentral | 1321 | 8.7487e-05
[11 empty] | c_DK1_SmallDecentral | 1322 | 9.332e-05
[11 empty] | c_DK1_SmallDecentral | 1323 | 9.4819e-05
[11 empty] | c_DK1_SmallDecentral | 1324 | 0.00010198
[11 empty] | c_DK1_SmallDecentral | 1325 | 0.00012831
[11 empty] | c_DK1_SmallDecentral | 1326 | 0.00019147
[11 empty] | c_DK1_SmallDecentral | 1327 | 0.00022147
[11 empty] | c_DK1_SmallDecentral | 1328 | 0.00021763
[11 empty] | c_DK1_SmallDecentral | 1329 | 0.00019664
[11 empty] | c_DK1_SmallDecentral | 1330 | 0.00018964
[11 empty] | c_DK1_SmallDecentral | 1331 | 0.00018081
[11 empty] | c_DK1_SmallDecentral | 1332 | 0.00017347
[11 empty] | c_DK1_SmallDecentral | 1333 | 0.00016848
[11 empty] | c_DK1_SmallDecentral | 1334 | 0.00015981
[11 empty] | c_DK1_SmallDecentral | 1335 | 0.00015898
[11 empty] | c_DK1_SmallDecentral | 1336 | 0.00015748
[11 empty] | c_DK1_SmallDecentral | 1337 | 0.00016248
[11 empty] | c_DK1_SmallDecentral | 1338 | 0.00017064
[11 empty] | c_DK1_SmallDecentral | 1339 | 0.00017214
[11 empty] | c_DK1_SmallDecentral | 1340 | 0.00017447
[11 empty] | c_DK1_SmallDecentral | 1341 | 0.00017314
[11 empty] | c_DK1_SmallDecentral | 1342 | 0.00015831
[11 empty] | c_DK1_SmallDecentral | 1343 | 0.00012865
[11 empty] | c_DK1_SmallDecentral | 1344 | 9.9152e-05
[11 empty] | c_DK1_SmallDecentral | 1345 | 7.7322e-05
[11 empty] | c_DK1_SmallDecentral | 1346 | 8.4154e-05
[11 empty] | c_DK1_SmallDecentral | 1347 | 8.4821e-05
[11 empty] | c_DK1_SmallDecentral | 1348 | 9.282e-05
[11 empty] | c_DK1_SmallDecentral | 1349 | 0.00012282
[11 empty] | c_DK1_SmallDecentral | 1350 | 0.00018281
[11 empty] | c_DK1_SmallDecentral | 1351 | 0.00021397
[11 empty] | c_DK1_SmallDecentral | 1352 | 0.00021114
[11 empty] | c_DK1_SmallDecentral | 1353 | 0.00019131
[11 empty] | c_DK1_SmallDecentral | 1354 | 0.00018064
[11 empty] | c_DK1_SmallDecentral | 1355 | 0.00016981
[11 empty] | c_DK1_SmallDecentral | 1356 | 0.00016281
[11 empty] | c_DK1_SmallDecentral | 1357 | 0.00015798
[11 empty] | c_DK1_SmallDecentral | 1358 | 0.00014798
[11 empty] | c_DK1_SmallDecentral | 1359 | 0.00014681
[11 empty] | c_DK1_SmallDecentral | 1360 | 0.00014498
[11 empty] | c_DK1_SmallDecentral | 1361 | 0.00014948
[11 empty] | c_DK1_SmallDecentral | 1362 | 0.00015848
[11 empty] | c_DK1_SmallDecentral | 1363 | 0.00016064
[11 empty] | c_DK1_SmallDecentral | 1364 | 0.00016481
[11 empty] | c_DK1_SmallDecentral | 1365 | 0.00016481
[11 empty] | c_DK1_SmallDecentral | 1366 | 0.00014964
[11 empty] | c_DK1_SmallDecentral | 1367 | 0.00011948
[11 empty] | c_DK1_SmallDecentral | 1368 | 8.9987e-05
[11 empty] | c_DK1_SmallDecentral | 1369 | 7.3156e-05
[11 empty] | c_DK1_SmallDecentral | 1370 | 7.9988e-05
[11 empty] | c_DK1_SmallDecentral | 1371 | 8.0322e-05
[11 empty] | c_DK1_SmallDecentral | 1372 | 8.832e-05
[11 empty] | c_DK1_SmallDecentral | 1373 | 0.00011815
[11 empty] | c_DK1_SmallDecentral | 1374 | 0.00017647
[11 empty] | c_DK1_SmallDecentral | 1375 | 0.00020697
[11 empty] | c_DK1_SmallDecentral | 1376 | 0.0002043
[11 empty] | c_DK1_SmallDecentral | 1377 | 0.00018447
[11 empty] | c_DK1_SmallDecentral | 1378 | 0.00017347
[11 empty] | c_DK1_SmallDecentral | 1379 | 0.00016298
[11 empty] | c_DK1_SmallDecentral | 1380 | 0.00015581
[11 empty] | c_DK1_SmallDecentral | 1381 | 0.00015148
[11 empty] | c_DK1_SmallDecentral | 1382 | 0.00014148
[11 empty] | c_DK1_SmallDecentral | 1383 | 0.00014031
[11 empty] | c_DK1_SmallDecentral | 1384 | 0.00013865
[11 empty] | c_DK1_SmallDecentral | 1385 | 0.00014265
[11 empty] | c_DK1_SmallDecentral | 1386 | 0.00015181
[11 empty] | c_DK1_SmallDecentral | 1387 | 0.00015448
[11 empty] | c_DK1_SmallDecentral | 1388 | 0.00015898
[11 empty] | c_DK1_SmallDecentral | 1389 | 0.00015914
[11 empty] | c_DK1_SmallDecentral | 1390 | 0.00014448
[11 empty] | c_DK1_SmallDecentral | 1391 | 0.00011482
[11 empty] | c_DK1_SmallDecentral | 1392 | 8.5654e-05
[11 empty] | c_DK1_SmallDecentral | 1393 | 7.5989e-05
[11 empty] | c_DK1_SmallDecentral | 1394 | 8.2821e-05
[11 empty] | c_DK1_SmallDecentral | 1395 | 8.3154e-05
[11 empty] | c_DK1_SmallDecentral | 1396 | 9.132e-05
[11 empty] | c_DK1_SmallDecentral | 1397 | 0.00012165
[11 empty] | c_DK1_SmallDecentral | 1398 | 0.00018164
[11 empty] | c_DK1_SmallDecentral | 1399 | 0.00021297
[11 empty] | c_DK1_SmallDecentral | 1400 | 0.0002103
[11 empty] | c_DK1_SmallDecentral | 1401 | 0.00019014
[11 empty] | c_DK1_SmallDecentral | 1402 | 0.00017881
[11 empty] | c_DK1_SmallDecentral | 1403 | 0.00016798
[11 empty] | c_DK1_SmallDecentral | 1404 | 0.00016064
[11 empty] | c_DK1_SmallDecentral | 1405 | 0.00015598
[11 empty] | c_DK1_SmallDecentral | 1406 | 0.00014598
[11 empty] | c_DK1_SmallDecentral | 1407 | 0.00014465
[11 empty] | c_DK1_SmallDecentral | 1408 | 0.00014281
[11 empty] | c_DK1_SmallDecentral | 1409 | 0.00014748
[11 empty] | c_DK1_SmallDecentral | 1410 | 0.00015681
[11 empty] | c_DK1_SmallDecentral | 1411 | 0.00015931
[11 empty] | c_DK1_SmallDecentral | 1412 | 0.00016364
[11 empty] | c_DK1_SmallDecentral | 1413 | 0.00016381
[11 empty] | c_DK1_SmallDecentral | 1414 | 0.00014881
[11 empty] | c_DK1_SmallDecentral | 1415 | 0.00011848
[11 empty] | c_DK1_SmallDecentral | 1416 | 8.8654e-05
[11 empty] | c_DK1_SmallDecentral | 1417 | 8.8487e-05
[11 empty] | c_DK1_SmallDecentral | 1418 | 9.4153e-05
[11 empty] | c_DK1_SmallDecentral | 1419 | 9.5486e-05
[11 empty] | c_DK1_SmallDecentral | 1420 | 0.00010132
[11 empty] | c_DK1_SmallDecentral | 1421 | 0.00012715
[11 empty] | c_DK1_SmallDecentral | 1422 | 0.00018947
[11 empty] | c_DK1_SmallDecentral | 1423 | 0.00022197
[11 empty] | c_DK1_SmallDecentral | 1424 | 0.0002208
[11 empty] | c_DK1_SmallDecentral | 1425 | 0.00020164
[11 empty] | c_DK1_SmallDecentral | 1426 | 0.00019414
[11 empty] | c_DK1_SmallDecentral | 1427 | 0.00018414
[11 empty] | c_DK1_SmallDecentral | 1428 | 0.00017681
[11 empty] | c_DK1_SmallDecentral | 1429 | 0.00017164
[11 empty] | c_DK1_SmallDecentral | 1430 | 0.00016264
[11 empty] | c_DK1_SmallDecentral | 1431 | 0.00016064
[11 empty] | c_DK1_SmallDecentral | 1432 | 0.00015864
[11 empty] | c_DK1_SmallDecentral | 1433 | 0.00016348
[11 empty] | c_DK1_SmallDecentral | 1434 | 0.00017164
[11 empty] | c_DK1_SmallDecentral | 1435 | 0.00017314
[11 empty] | c_DK1_SmallDecentral | 1436 | 0.00017597
[11 empty] | c_DK1_SmallDecentral | 1437 | 0.00017431
[11 empty] | c_DK1_SmallDecentral | 1438 | 0.00015981
[11 empty] | c_DK1_SmallDecentral | 1439 | 0.00012915
[11 empty] | c_DK1_SmallDecentral | 1440 | 9.8985e-05
[11 empty] | c_DK1_SmallDecentral | 1441 | 9.3986e-05
[11 empty] | c_DK1_SmallDecentral | 1442 | 9.5819e-05
[11 empty] | c_DK1_SmallDecentral | 1443 | 9.5319e-05
[11 empty] | c_DK1_SmallDecentral | 1444 | 0.00010382
[11 empty] | c_DK1_SmallDecentral | 1445 | 0.00012898
[11 empty] | c_DK1_SmallDecentral | 1446 | 0.00018764
[11 empty] | c_DK1_SmallDecentral | 1447 | 0.00022563
[11 empty] | c_DK1_SmallDecentral | 1448 | 0.0002208
[11 empty] | c_DK1_SmallDecentral | 1449 | 0.00020097
[11 empty] | c_DK1_SmallDecentral | 1450 | 0.00019197
[11 empty] | c_DK1_SmallDecentral | 1451 | 0.00018581
[11 empty] | c_DK1_SmallDecentral | 1452 | 0.00017647
[11 empty] | c_DK1_SmallDecentral | 1453 | 0.00017047
[11 empty] | c_DK1_SmallDecentral | 1454 | 0.00016081
[11 empty] | c_DK1_SmallDecentral | 1455 | 0.00016448
[11 empty] | c_DK1_SmallDecentral | 1456 | 0.00016198
[11 empty] | c_DK1_SmallDecentral | 1457 | 0.00016764
[11 empty] | c_DK1_SmallDecentral | 1458 | 0.00017331
[11 empty] | c_DK1_SmallDecentral | 1459 | 0.00017564
[11 empty] | c_DK1_SmallDecentral | 1460 | 0.00017564
[11 empty] | c_DK1_SmallDecentral | 1461 | 0.00017364
[11 empty] | c_DK1_SmallDecentral | 1462 | 0.00016231
[11 empty] | c_DK1_SmallDecentral | 1463 | 0.00013148
[11 empty] | c_DK1_SmallDecentral | 1464 | 0.00010115
[11 empty] | c_DK1_SmallDecentral | 1465 | 8.3488e-05
[11 empty] | c_DK1_SmallDecentral | 1466 | 9.0987e-05
[11 empty] | c_DK1_SmallDecentral | 1467 | 9.0987e-05
[11 empty] | c_DK1_SmallDecentral | 1468 | 0.00010448
[11 empty] | c_DK1_SmallDecentral | 1469 | 0.00013548
[11 empty] | c_DK1_SmallDecentral | 1470 | 0.00019064
[11 empty] | c_DK1_SmallDecentral | 1471 | 0.00019947
[11 empty] | c_DK1_SmallDecentral | 1472 | 0.00019714
[11 empty] | c_DK1_SmallDecentral | 1473 | 0.00017647
[11 empty] | c_DK1_SmallDecentral | 1474 | 0.00016881
[11 empty] | c_DK1_SmallDecentral | 1475 | 0.00016081
[11 empty] | c_DK1_SmallDecentral | 1476 | 0.00015548
[11 empty] | c_DK1_SmallDecentral | 1477 | 0.00015181
[11 empty] | c_DK1_SmallDecentral | 1478 | 0.00014415
[11 empty] | c_DK1_SmallDecentral | 1479 | 0.00014481
[11 empty] | c_DK1_SmallDecentral | 1480 | 0.00014315
[11 empty] | c_DK1_SmallDecentral | 1481 | 0.00014914
[11 empty] | c_DK1_SmallDecentral | 1482 | 0.00015881
[11 empty] | c_DK1_SmallDecentral | 1483 | 0.00016231
[11 empty] | c_DK1_SmallDecentral | 1484 | 0.00016481
[11 empty] | c_DK1_SmallDecentral | 1485 | 0.00016498
[11 empty] | c_DK1_SmallDecentral | 1486 | 0.00015364
[11 empty] | c_DK1_SmallDecentral | 1487 | 0.00012415
[11 empty] | c_DK1_SmallDecentral | 1488 | 9.6486e-05
[11 empty] | c_DK1_SmallDecentral | 1489 | 7.4989e-05
[11 empty] | c_DK1_SmallDecentral | 1490 | 8.2488e-05
[11 empty] | c_DK1_SmallDecentral | 1491 | 8.2821e-05
[11 empty] | c_DK1_SmallDecentral | 1492 | 9.0987e-05
[11 empty] | c_DK1_SmallDecentral | 1493 | 0.00012065
[11 empty] | c_DK1_SmallDecentral | 1494 | 0.00017981
[11 empty] | c_DK1_SmallDecentral | 1495 | 0.00020964
[11 empty] | c_DK1_SmallDecentral | 1496 | 0.0002073
[11 empty] | c_DK1_SmallDecentral | 1497 | 0.00018414
[11 empty] | c_DK1_SmallDecentral | 1498 | 0.00017397
[11 empty] | c_DK1_SmallDecentral | 1499 | 0.00016414
[11 empty] | c_DK1_SmallDecentral | 1500 | 0.00015631
[11 empty] | c_DK1_SmallDecentral | 1501 | 0.00015248
[11 empty] | c_DK1_SmallDecentral | 1502 | 0.00014231
[11 empty] | c_DK1_SmallDecentral | 1503 | 0.00014148
[11 empty] | c_DK1_SmallDecentral | 1504 | 0.00014015
[11 empty] | c_DK1_SmallDecentral | 1505 | 0.00014598
[11 empty] | c_DK1_SmallDecentral | 1506 | 0.00015464
[11 empty] | c_DK1_SmallDecentral | 1507 | 0.00015881
[11 empty] | c_DK1_SmallDecentral | 1508 | 0.00016314
[11 empty] | c_DK1_SmallDecentral | 1509 | 0.00016364
[11 empty] | c_DK1_SmallDecentral | 1510 | 0.00014864
[11 empty] | c_DK1_SmallDecentral | 1511 | 0.00011898
[11 empty] | c_DK1_SmallDecentral | 1512 | 8.882e-05
[11 empty] | c_DK1_SmallDecentral | 1513 | 7.8988e-05
[11 empty] | c_DK1_SmallDecentral | 1514 | 8.5821e-05
[11 empty] | c_DK1_SmallDecentral | 1515 | 8.6321e-05
[11 empty] | c_DK1_SmallDecentral | 1516 | 9.4153e-05
[11 empty] | c_DK1_SmallDecentral | 1517 | 0.00012332
[11 empty] | c_DK1_SmallDecentral | 1518 | 0.00018397
[11 empty] | c_DK1_SmallDecentral | 1519 | 0.00021497
[11 empty] | c_DK1_SmallDecentral | 1520 | 0.00021214
[11 empty] | c_DK1_SmallDecentral | 1521 | 0.00019231
[11 empty] | c_DK1_SmallDecentral | 1522 | 0.00018214
[11 empty] | c_DK1_SmallDecentral | 1523 | 0.00017181
[11 empty] | c_DK1_SmallDecentral | 1524 | 0.00016464
[11 empty] | c_DK1_SmallDecentral | 1525 | 0.00015998
[11 empty] | c_DK1_SmallDecentral | 1526 | 0.00014998
[11 empty] | c_DK1_SmallDecentral | 1527 | 0.00014881
[11 empty] | c_DK1_SmallDecentral | 1528 | 0.00014698
[11 empty] | c_DK1_SmallDecentral | 1529 | 0.00015148
[11 empty] | c_DK1_SmallDecentral | 1530 | 0.00016014
[11 empty] | c_DK1_SmallDecentral | 1531 | 0.00016231
[11 empty] | c_DK1_SmallDecentral | 1532 | 0.00016614
[11 empty] | c_DK1_SmallDecentral | 1533 | 0.00016581
[11 empty] | c_DK1_SmallDecentral | 1534 | 0.00015081
[11 empty] | c_DK1_SmallDecentral | 1535 | 0.00012065
[11 empty] | c_DK1_SmallDecentral | 1536 | 9.132e-05
[11 empty] | c_DK1_SmallDecentral | 1537 | 7.9488e-05
[11 empty] | c_DK1_SmallDecentral | 1538 | 8.6154e-05
[11 empty] | c_DK1_SmallDecentral | 1539 | 8.6987e-05
[11 empty] | c_DK1_SmallDecentral | 1540 | 9.4653e-05
[11 empty] | c_DK1_SmallDecentral | 1541 | 0.00012365
[11 empty] | c_DK1_SmallDecentral | 1542 | 0.00018431
[11 empty] | c_DK1_SmallDecentral | 1543 | 0.00021547
[11 empty] | c_DK1_SmallDecentral | 1544 | 0.00021247
[11 empty] | c_DK1_SmallDecentral | 1545 | 0.00019264
[11 empty] | c_DK1_SmallDecentral | 1546 | 0.00018247
[11 empty] | c_DK1_SmallDecentral | 1547 | 0.00017264
[11 empty] | c_DK1_SmallDecentral | 1548 | 0.00016531
[11 empty] | c_DK1_SmallDecentral | 1549 | 0.00016048
[11 empty] | c_DK1_SmallDecentral | 1550 | 0.00015081
[11 empty] | c_DK1_SmallDecentral | 1551 | 0.00014931
[11 empty] | c_DK1_SmallDecentral | 1552 | 0.00014764
[11 empty] | c_DK1_SmallDecentral | 1553 | 0.00015214
[11 empty] | c_DK1_SmallDecentral | 1554 | 0.00016081
[11 empty] | c_DK1_SmallDecentral | 1555 | 0.00016298
[11 empty] | c_DK1_SmallDecentral | 1556 | 0.00016648
[11 empty] | c_DK1_SmallDecentral | 1557 | 0.00016631
[11 empty] | c_DK1_SmallDecentral | 1558 | 0.00015114
[11 empty] | c_DK1_SmallDecentral | 1559 | 0.00012132
[11 empty] | c_DK1_SmallDecentral | 1560 | 9.182e-05
[11 empty] | c_DK1_SmallDecentral | 1561 | 7.3489e-05
[11 empty] | c_DK1_SmallDecentral | 1562 | 8.0322e-05
[11 empty] | c_DK1_SmallDecentral | 1563 | 8.0655e-05
[11 empty] | c_DK1_SmallDecentral | 1564 | 8.8654e-05
[11 empty] | c_DK1_SmallDecentral | 1565 | 0.00011865
[11 empty] | c_DK1_SmallDecentral | 1566 | 0.00017714
[11 empty] | c_DK1_SmallDecentral | 1567 | 0.00020797
[11 empty] | c_DK1_SmallDecentral | 1568 | 0.00020497
[11 empty] | c_DK1_SmallDecentral | 1569 | 0.00018514
[11 empty] | c_DK1_SmallDecentral | 1570 | 0.00017414
[11 empty] | c_DK1_SmallDecentral | 1571 | 0.00016381
[11 empty] | c_DK1_SmallDecentral | 1572 | 0.00015648
[11 empty] | c_DK1_SmallDecentral | 1573 | 0.00015198
[11 empty] | c_DK1_SmallDecentral | 1574 | 0.00014215
[11 empty] | c_DK1_SmallDecentral | 1575 | 0.00014081
[11 empty] | c_DK1_SmallDecentral | 1576 | 0.00013898
[11 empty] | c_DK1_SmallDecentral | 1577 | 0.00014315
[11 empty] | c_DK1_SmallDecentral | 1578 | 0.00015231
[11 empty] | c_DK1_SmallDecentral | 1579 | 0.00015481
[11 empty] | c_DK1_SmallDecentral | 1580 | 0.00015931
[11 empty] | c_DK1_SmallDecentral | 1581 | 0.00015948
[11 empty] | c_DK1_SmallDecentral | 1582 | 0.00014481
[11 empty] | c_DK1_SmallDecentral | 1583 | 0.00011532
[11 empty] | c_DK1_SmallDecentral | 1584 | 8.6154e-05
[11 empty] | c_DK1_SmallDecentral | 1585 | 7.5656e-05
[11 empty] | c_DK1_SmallDecentral | 1586 | 8.1821e-05
[11 empty] | c_DK1_SmallDecentral | 1587 | 8.1821e-05
[11 empty] | c_DK1_SmallDecentral | 1588 | 8.8987e-05
[11 empty] | c_DK1_SmallDecentral | 1589 | 0.00011798
[11 empty] | c_DK1_SmallDecentral | 1590 | 0.00017697
[11 empty] | c_DK1_SmallDecentral | 1591 | 0.00020964
[11 empty] | c_DK1_SmallDecentral | 1592 | 0.0002093
[11 empty] | c_DK1_SmallDecentral | 1593 | 0.00019031
[11 empty] | c_DK1_SmallDecentral | 1594 | 0.00017864
[11 empty] | c_DK1_SmallDecentral | 1595 | 0.00016731
[11 empty] | c_DK1_SmallDecentral | 1596 | 0.00015981
[11 empty] | c_DK1_SmallDecentral | 1597 | 0.00015514
[11 empty] | c_DK1_SmallDecentral | 1598 | 0.00014565
[11 empty] | c_DK1_SmallDecentral | 1599 | 0.00014365
[11 empty] | c_DK1_SmallDecentral | 1600 | 0.00014198
[11 empty] | c_DK1_SmallDecentral | 1601 | 0.00014598
[11 empty] | c_DK1_SmallDecentral | 1602 | 0.00015581
[11 empty] | c_DK1_SmallDecentral | 1603 | 0.00015948
[11 empty] | c_DK1_SmallDecentral | 1604 | 0.00016431
[11 empty] | c_DK1_SmallDecentral | 1605 | 0.00016381
[11 empty] | c_DK1_SmallDecentral | 1606 | 0.00014948
[11 empty] | c_DK1_SmallDecentral | 1607 | 0.00011848
[11 empty] | c_DK1_SmallDecentral | 1608 | 8.8487e-05
[11 empty] | c_DK1_SmallDecentral | 1609 | 7.9322e-05
[11 empty] | c_DK1_SmallDecentral | 1610 | 8.2988e-05
[11 empty] | c_DK1_SmallDecentral | 1611 | 7.9655e-05
[11 empty] | c_DK1_SmallDecentral | 1612 | 9.0153e-05
[11 empty] | c_DK1_SmallDecentral | 1613 | 0.00011898
[11 empty] | c_DK1_SmallDecentral | 1614 | 0.00017314
[11 empty] | c_DK1_SmallDecentral | 1615 | 0.00020964
[11 empty] | c_DK1_SmallDecentral | 1616 | 0.00020664
[11 empty] | c_DK1_SmallDecentral | 1617 | 0.00018531
[11 empty] | c_DK1_SmallDecentral | 1618 | 0.00017414
[11 empty] | c_DK1_SmallDecentral | 1619 | 0.00016631
[11 empty] | c_DK1_SmallDecentral | 1620 | 0.00015681
[11 empty] | c_DK1_SmallDecentral | 1621 | 0.00015248
[11 empty] | c_DK1_SmallDecentral | 1622 | 0.00013981
[11 empty] | c_DK1_SmallDecentral | 1623 | 0.00014381
[11 empty] | c_DK1_SmallDecentral | 1624 | 0.00014215
[11 empty] | c_DK1_SmallDecentral | 1625 | 0.00014731
[11 empty] | c_DK1_SmallDecentral | 1626 | 0.00015414
[11 empty] | c_DK1_SmallDecentral | 1627 | 0.00015864
[11 empty] | c_DK1_SmallDecentral | 1628 | 0.00016031
[11 empty] | c_DK1_SmallDecentral | 1629 | 0.00016031
[11 empty] | c_DK1_SmallDecentral | 1630 | 0.00014848
[11 empty] | c_DK1_SmallDecentral | 1631 | 0.00011948
[11 empty] | c_DK1_SmallDecentral | 1632 | 8.832e-05
[11 empty] | c_DK1_SmallDecentral | 1633 | 8.782e-05
[11 empty] | c_DK1_SmallDecentral | 1634 | 9.4153e-05
[11 empty] | c_DK1_SmallDecentral | 1635 | 9.4819e-05
[11 empty] | c_DK1_SmallDecentral | 1636 | 0.00010815
[11 empty] | c_DK1_SmallDecentral | 1637 | 0.00013915
[11 empty] | c_DK1_SmallDecentral | 1638 | 0.00019514
[11 empty] | c_DK1_SmallDecentral | 1639 | 0.0002043
[11 empty] | c_DK1_SmallDecentral | 1640 | 0.00020164
[11 empty] | c_DK1_SmallDecentral | 1641 | 0.00018197
[11 empty] | c_DK1_SmallDecentral | 1642 | 0.00017447
[11 empty] | c_DK1_SmallDecentral | 1643 | 0.00016681
[11 empty] | c_DK1_SmallDecentral | 1644 | 0.00016164
[11 empty] | c_DK1_SmallDecentral | 1645 | 0.00015764
[11 empty] | c_DK1_SmallDecentral | 1646 | 0.00015014
[11 empty] | c_DK1_SmallDecentral | 1647 | 0.00015098
[11 empty] | c_DK1_SmallDecentral | 1648 | 0.00014964
[11 empty] | c_DK1_SmallDecentral | 1649 | 0.00015498
[11 empty] | c_DK1_SmallDecentral | 1650 | 0.00016448
[11 empty] | c_DK1_SmallDecentral | 1651 | 0.00016798
[11 empty] | c_DK1_SmallDecentral | 1652 | 0.00016964
[11 empty] | c_DK1_SmallDecentral | 1653 | 0.00016931
[11 empty] | c_DK1_SmallDecentral | 1654 | 0.00015781
[11 empty] | c_DK1_SmallDecentral | 1655 | 0.00012765
[11 empty] | c_DK1_SmallDecentral | 1656 | 0.00010049
[11 empty] | c_DK1_SmallDecentral | 1657 | 9.4486e-05
[11 empty] | c_DK1_SmallDecentral | 1658 | 0.00010049
[11 empty] | c_DK1_SmallDecentral | 1659 | 0.00010198
[11 empty] | c_DK1_SmallDecentral | 1660 | 0.00010982
[11 empty] | c_DK1_SmallDecentral | 1661 | 0.00013681
[11 empty] | c_DK1_SmallDecentral | 1662 | 0.00020314
[11 empty] | c_DK1_SmallDecentral | 1663 | 0.0002348
[11 empty] | c_DK1_SmallDecentral | 1664 | 0.00023063
[11 empty] | c_DK1_SmallDecentral | 1665 | 0.00020947
[11 empty] | c_DK1_SmallDecentral | 1666 | 0.00020214
[11 empty] | c_DK1_SmallDecentral | 1667 | 0.00019297
[11 empty] | c_DK1_SmallDecentral | 1668 | 0.00018531
[11 empty] | c_DK1_SmallDecentral | 1669 | 0.00017981
[11 empty] | c_DK1_SmallDecentral | 1670 | 0.00017131
[11 empty] | c_DK1_SmallDecentral | 1671 | 0.00017031
[11 empty] | c_DK1_SmallDecentral | 1672 | 0.00016881
[11 empty] | c_DK1_SmallDecentral | 1673 | 0.00017414
[11 empty] | c_DK1_SmallDecentral | 1674 | 0.00018264
[11 empty] | c_DK1_SmallDecentral | 1675 | 0.00018397
[11 empty] | c_DK1_SmallDecentral | 1676 | 0.00018614
[11 empty] | c_DK1_SmallDecentral | 1677 | 0.00018414
[11 empty] | c_DK1_SmallDecentral | 1678 | 0.00016848
[11 empty] | c_DK1_SmallDecentral | 1679 | 0.00013731
[11 empty] | c_DK1_SmallDecentral | 1680 | 0.00010632
[11 empty] | c_DK1_SmallDecentral | 1681 | 9.332e-05
[11 empty] | c_DK1_SmallDecentral | 1682 | 9.9819e-05
[11 empty] | c_DK1_SmallDecentral | 1683 | 0.00010132
[11 empty] | c_DK1_SmallDecentral | 1684 | 0.00010865
[11 empty] | c_DK1_SmallDecentral | 1685 | 0.00013598
[11 empty] | c_DK1_SmallDecentral | 1686 | 0.0002013
[11 empty] | c_DK1_SmallDecentral | 1687 | 0.00023347
[11 empty] | c_DK1_SmallDecentral | 1688 | 0.00023013
[11 empty] | c_DK1_SmallDecentral | 1689 | 0.00021014
[11 empty] | c_DK1_SmallDecentral | 1690 | 0.00020297
[11 empty] | c_DK1_SmallDecentral | 1691 | 0.00019297
[11 empty] | c_DK1_SmallDecentral | 1692 | 0.00018547
[11 empty] | c_DK1_SmallDecentral | 1693 | 0.00018014
[11 empty] | c_DK1_SmallDecentral | 1694 | 0.00017081
[11 empty] | c_DK1_SmallDecentral | 1695 | 0.00016948
[11 empty] | c_DK1_SmallDecentral | 1696 | 0.00016764
[11 empty] | c_DK1_SmallDecentral | 1697 | 0.00017281
[11 empty] | c_DK1_SmallDecentral | 1698 | 0.00018014
[11 empty] | c_DK1_SmallDecentral | 1699 | 0.00018097
[11 empty] | c_DK1_SmallDecentral | 1700 | 0.00018297
[11 empty] | c_DK1_SmallDecentral | 1701 | 0.00018197
[11 empty] | c_DK1_SmallDecentral | 1702 | 0.00016581
[11 empty] | c_DK1_SmallDecentral | 1703 | 0.00013498
[11 empty] | c_DK1_SmallDecentral | 1704 | 0.00010448
[11 empty] | c_DK1_SmallDecentral | 1705 | 8.832e-05
[11 empty] | c_DK1_SmallDecentral | 1706 | 9.4319e-05
[11 empty] | c_DK1_SmallDecentral | 1707 | 9.5986e-05
[11 empty] | c_DK1_SmallDecentral | 1708 | 0.00010298
[11 empty] | c_DK1_SmallDecentral | 1709 | 0.00012948
[11 empty] | c_DK1_SmallDecentral | 1710 | 0.00019247
[11 empty] | c_DK1_SmallDecentral | 1711 | 0.00022363
[11 empty] | c_DK1_SmallDecentral | 1712 | 0.0002203
[11 empty] | c_DK1_SmallDecentral | 1713 | 0.00020064
[11 empty] | c_DK1_SmallDecentral | 1714 | 0.00019347
[11 empty] | c_DK1_SmallDecentral | 1715 | 0.00018414
[11 empty] | c_DK1_SmallDecentral | 1716 | 0.00017681
[11 empty] | c_DK1_SmallDecentral | 1717 | 0.00017181
[11 empty] | c_DK1_SmallDecentral | 1718 | 0.00016281
[11 empty] | c_DK1_SmallDecentral | 1719 | 0.00016114
[11 empty] | c_DK1_SmallDecentral | 1720 | 0.00015931
[11 empty] | c_DK1_SmallDecentral | 1721 | 0.00016431
[11 empty] | c_DK1_SmallDecentral | 1722 | 0.00017147
[11 empty] | c_DK1_SmallDecentral | 1723 | 0.00017247
[11 empty] | c_DK1_SmallDecentral | 1724 | 0.00017447
[11 empty] | c_DK1_SmallDecentral | 1725 | 0.00017381
[11 empty] | c_DK1_SmallDecentral | 1726 | 0.00015831
[11 empty] | c_DK1_SmallDecentral | 1727 | 0.00012881
[11 empty] | c_DK1_SmallDecentral | 1728 | 9.9319e-05
[11 empty] | c_DK1_SmallDecentral | 1729 | 8.5987e-05
[11 empty] | c_DK1_SmallDecentral | 1730 | 9.2153e-05
[11 empty] | c_DK1_SmallDecentral | 1731 | 9.3486e-05
[11 empty] | c_DK1_SmallDecentral | 1732 | 0.00010032
[11 empty] | c_DK1_SmallDecentral | 1733 | 0.00012698
[11 empty] | c_DK1_SmallDecentral | 1734 | 0.00018897
[11 empty] | c_DK1_SmallDecentral | 1735 | 0.00021963
[11 empty] | c_DK1_SmallDecentral | 1736 | 0.00021647
[11 empty] | c_DK1_SmallDecentral | 1737 | 0.0001968
[11 empty] | c_DK1_SmallDecentral | 1738 | 0.00018964
[11 empty] | c_DK1_SmallDecentral | 1739 | 0.00018014
[11 empty] | c_DK1_SmallDecentral | 1740 | 0.00017314
[11 empty] | c_DK1_SmallDecentral | 1741 | 0.00016814
[11 empty] | c_DK1_SmallDecentral | 1742 | 0.00015881
[11 empty] | c_DK1_SmallDecentral | 1743 | 0.00015748
[11 empty] | c_DK1_SmallDecentral | 1744 | 0.00015548
[11 empty] | c_DK1_SmallDecentral | 1745 | 0.00016048
[11 empty] | c_DK1_SmallDecentral | 1746 | 0.00016764
[11 empty] | c_DK1_SmallDecentral | 1747 | 0.00016848
[11 empty] | c_DK1_SmallDecentral | 1748 | 0.00017081
[11 empty] | c_DK1_SmallDecentral | 1749 | 0.00017031
[11 empty] | c_DK1_SmallDecentral | 1750 | 0.00015514
[11 empty] | c_DK1_SmallDecentral | 1751 | 0.00012598
[11 empty] | c_DK1_SmallDecentral | 1752 | 9.6986e-05
[11 empty] | c_DK1_SmallDecentral | 1753 | 8.3321e-05
[11 empty] | c_DK1_SmallDecentral | 1754 | 8.882e-05
[11 empty] | c_DK1_SmallDecentral | 1755 | 8.9987e-05
[11 empty] | c_DK1_SmallDecentral | 1756 | 9.5986e-05
[11 empty] | c_DK1_SmallDecentral | 1757 | 0.00012232
[11 empty] | c_DK1_SmallDecentral | 1758 | 0.00018314
[11 empty] | c_DK1_SmallDecentral | 1759 | 0.00021514
[11 empty] | c_DK1_SmallDecentral | 1760 | 0.00021414
[11 empty] | c_DK1_SmallDecentral | 1761 | 0.00019497
[11 empty] | c_DK1_SmallDecentral | 1762 | 0.00018647
[11 empty] | c_DK1_SmallDecentral | 1763 | 0.00017647
[11 empty] | c_DK1_SmallDecentral | 1764 | 0.00016914
[11 empty] | c_DK1_SmallDecentral | 1765 | 0.00016414
[11 empty] | c_DK1_SmallDecentral | 1766 | 0.00015514
[11 empty] | c_DK1_SmallDecentral | 1767 | 0.00015298
[11 empty] | c_DK1_SmallDecentral | 1768 | 0.00015114
[11 empty] | c_DK1_SmallDecentral | 1769 | 0.00015548
[11 empty] | c_DK1_SmallDecentral | 1770 | 0.00016414
[11 empty] | c_DK1_SmallDecentral | 1771 | 0.00016648
[11 empty] | c_DK1_SmallDecentral | 1772 | 0.00016997
[11 empty] | c_DK1_SmallDecentral | 1773 | 0.00016864
[11 empty] | c_DK1_SmallDecentral | 1774 | 0.00015431
[11 empty] | c_DK1_SmallDecentral | 1775 | 0.00012415
[11 empty] | c_DK1_SmallDecentral | 1776 | 9.4319e-05
[11 empty] | c_DK1_SmallDecentral | 1777 | 8.1988e-05
[11 empty] | c_DK1_SmallDecentral | 1778 | 8.4987e-05
[11 empty] | c_DK1_SmallDecentral | 1779 | 8.2655e-05
[11 empty] | c_DK1_SmallDecentral | 1780 | 9.2153e-05
[11 empty] | c_DK1_SmallDecentral | 1781 | 0.00011932
[11 empty] | c_DK1_SmallDecentral | 1782 | 0.00017397
[11 empty] | c_DK1_SmallDecentral | 1783 | 0.0002103
[11 empty] | c_DK1_SmallDecentral | 1784 | 0.00020697
[11 empty] | c_DK1_SmallDecentral | 1785 | 0.00018631
[11 empty] | c_DK1_SmallDecentral | 1786 | 0.00017597
[11 empty] | c_DK1_SmallDecentral | 1787 | 0.00016898
[11 empty] | c_DK1_SmallDecentral | 1788 | 0.00015964
[11 empty] | c_DK1_SmallDecentral | 1789 | 0.00015481
[11 empty] | c_DK1_SmallDecentral | 1790 | 0.00014331
[11 empty] | c_DK1_SmallDecentral | 1791 | 0.00014715
[11 empty] | c_DK1_SmallDecentral | 1792 | 0.00014531
[11 empty] | c_DK1_SmallDecentral | 1793 | 0.00015031
[11 empty] | c_DK1_SmallDecentral | 1794 | 0.00015648
[11 empty] | c_DK1_SmallDecentral | 1795 | 0.00016031
[11 empty] | c_DK1_SmallDecentral | 1796 | 0.00016164
[11 empty] | c_DK1_SmallDecentral | 1797 | 0.00016098
[11 empty] | c_DK1_SmallDecentral | 1798 | 0.00014964
[11 empty] | c_DK1_SmallDecentral | 1799 | 0.00012065
[11 empty] | c_DK1_SmallDecentral | 1800 | 9.032e-05
[11 empty] | c_DK1_SmallDecentral | 1801 | 7.7489e-05
[11 empty] | c_DK1_SmallDecentral | 1802 | 8.7654e-05
[11 empty] | c_DK1_SmallDecentral | 1803 | 8.5321e-05
[11 empty] | c_DK1_SmallDecentral | 1804 | 9.9652e-05
[11 empty] | c_DK1_SmallDecentral | 1805 | 0.00013265
[11 empty] | c_DK1_SmallDecentral | 1806 | 0.00018831
[11 empty] | c_DK1_SmallDecentral | 1807 | 0.0001963
[11 empty] | c_DK1_SmallDecentral | 1808 | 0.00019397
[11 empty] | c_DK1_SmallDecentral | 1809 | 0.00017047
[11 empty] | c_DK1_SmallDecentral | 1810 | 0.00016181
[11 empty] | c_DK1_SmallDecentral | 1811 | 0.00015314
[11 empty] | c_DK1_SmallDecentral | 1812 | 0.00014731
[11 empty] | c_DK1_SmallDecentral | 1813 | 0.00014398
[11 empty] | c_DK1_SmallDecentral | 1814 | 0.00013531
[11 empty] | c_DK1_SmallDecentral | 1815 | 0.00013615
[11 empty] | c_DK1_SmallDecentral | 1816 | 0.00013431
[11 empty] | c_DK1_SmallDecentral | 1817 | 0.00014181
[11 empty] | c_DK1_SmallDecentral | 1818 | 0.00015198
[11 empty] | c_DK1_SmallDecentral | 1819 | 0.00015631
[11 empty] | c_DK1_SmallDecentral | 1820 | 0.00016014
[11 empty] | c_DK1_SmallDecentral | 1821 | 0.00016164
[11 empty] | c_DK1_SmallDecentral | 1822 | 0.00014981
[11 empty] | c_DK1_SmallDecentral | 1823 | 0.00012132
[11 empty] | c_DK1_SmallDecentral | 1824 | 9.082e-05
[11 empty] | c_DK1_SmallDecentral | 1825 | 7.7322e-05
[11 empty] | c_DK1_SmallDecentral | 1826 | 8.4987e-05
[11 empty] | c_DK1_SmallDecentral | 1827 | 8.5487e-05
[11 empty] | c_DK1_SmallDecentral | 1828 | 9.382e-05
[11 empty] | c_DK1_SmallDecentral | 1829 | 0.00012432
[11 empty] | c_DK1_SmallDecentral | 1830 | 0.00018447
[11 empty] | c_DK1_SmallDecentral | 1831 | 0.00021497
[11 empty] | c_DK1_SmallDecentral | 1832 | 0.00021247
[11 empty] | c_DK1_SmallDecentral | 1833 | 0.00018931
[11 empty] | c_DK1_SmallDecentral | 1834 | 0.00017897
[11 empty] | c_DK1_SmallDecentral | 1835 | 0.00016864
[11 empty] | c_DK1_SmallDecentral | 1836 | 0.00016064
[11 empty] | c_DK1_SmallDecentral | 1837 | 0.00015681
[11 empty] | c_DK1_SmallDecentral | 1838 | 0.00014615
[11 empty] | c_DK1_SmallDecentral | 1839 | 0.00014548
[11 empty] | c_DK1_SmallDecentral | 1840 | 0.00014415
[11 empty] | c_DK1_SmallDecentral | 1841 | 0.00015048
[11 empty] | c_DK1_SmallDecentral | 1842 | 0.00015914
[11 empty] | c_DK1_SmallDecentral | 1843 | 0.00016331
[11 empty] | c_DK1_SmallDecentral | 1844 | 0.00016781
[11 empty] | c_DK1_SmallDecentral | 1845 | 0.00016831
[11 empty] | c_DK1_SmallDecentral | 1846 | 0.00015264
[11 empty] | c_DK1_SmallDecentral | 1847 | 0.00012232
[11 empty] | c_DK1_SmallDecentral | 1848 | 9.132e-05
[11 empty] | c_DK1_SmallDecentral | 1849 | 8.4987e-05
[11 empty] | c_DK1_SmallDecentral | 1850 | 9.1487e-05
[11 empty] | c_DK1_SmallDecentral | 1851 | 9.2486e-05
[11 empty] | c_DK1_SmallDecentral | 1852 | 9.9485e-05
[11 empty] | c_DK1_SmallDecentral | 1853 | 0.00012665
[11 empty] | c_DK1_SmallDecentral | 1854 | 0.00018881
[11 empty] | c_DK1_SmallDecentral | 1855 | 0.00021963
[11 empty] | c_DK1_SmallDecentral | 1856 | 0.0002163
[11 empty] | c_DK1_SmallDecentral | 1857 | 0.00019664
[11 empty] | c_DK1_SmallDecentral | 1858 | 0.00018897
[11 empty] | c_DK1_SmallDecentral | 1859 | 0.00017914
[11 empty] | c_DK1_SmallDecentral | 1860 | 0.00017214
[11 empty] | c_DK1_SmallDecentral | 1861 | 0.00016714
[11 empty] | c_DK1_SmallDecentral | 1862 | 0.00015781
[11 empty] | c_DK1_SmallDecentral | 1863 | 0.00015631
[11 empty] | c_DK1_SmallDecentral | 1864 | 0.00015448
[11 empty] | c_DK1_SmallDecentral | 1865 | 0.00015931
[11 empty] | c_DK1_SmallDecentral | 1866 | 0.00016681
[11 empty] | c_DK1_SmallDecentral | 1867 | 0.00016814
[11 empty] | c_DK1_SmallDecentral | 1868 | 0.00017047
[11 empty] | c_DK1_SmallDecentral | 1869 | 0.00016997
[11 empty] | c_DK1_SmallDecentral | 1870 | 0.00015481
[11 empty] | c_DK1_SmallDecentral | 1871 | 0.00012548
[11 empty] | c_DK1_SmallDecentral | 1872 | 9.6319e-05
[11 empty] | c_DK1_SmallDecentral | 1873 | 7.6822e-05
[11 empty] | c_DK1_SmallDecentral | 1874 | 8.3488e-05
[11 empty] | c_DK1_SmallDecentral | 1875 | 8.3988e-05
[11 empty] | c_DK1_SmallDecentral | 1876 | 9.182e-05
[11 empty] | c_DK1_SmallDecentral | 1877 | 0.00012165
[11 empty] | c_DK1_SmallDecentral | 1878 | 0.00018131
[11 empty] | c_DK1_SmallDecentral | 1879 | 0.00021247
[11 empty] | c_DK1_SmallDecentral | 1880 | 0.00020964
[11 empty] | c_DK1_SmallDecentral | 1881 | 0.00018964
[11 empty] | c_DK1_SmallDecentral | 1882 | 0.00017897
[11 empty] | c_DK1_SmallDecentral | 1883 | 0.00016864
[11 empty] | c_DK1_SmallDecentral | 1884 | 0.00016148
[11 empty] | c_DK1_SmallDecentral | 1885 | 0.00015664
[11 empty] | c_DK1_SmallDecentral | 1886 | 0.00014698
[11 empty] | c_DK1_SmallDecentral | 1887 | 0.00014565
[11 empty] | c_DK1_SmallDecentral | 1888 | 0.00014381
[11 empty] | c_DK1_SmallDecentral | 1889 | 0.00014831
[11 empty] | c_DK1_SmallDecentral | 1890 | 0.00015714
[11 empty] | c_DK1_SmallDecentral | 1891 | 0.00015964
[11 empty] | c_DK1_SmallDecentral | 1892 | 0.00016364
[11 empty] | c_DK1_SmallDecentral | 1893 | 0.00016381
[11 empty] | c_DK1_SmallDecentral | 1894 | 0.00014881
[11 empty] | c_DK1_SmallDecentral | 1895 | 0.00011882
[11 empty] | c_DK1_SmallDecentral | 1896 | 8.9154e-05
[11 empty] | c_DK1_SmallDecentral | 1897 | 6.949e-05
[11 empty] | c_DK1_SmallDecentral | 1898 | 7.5989e-05
[11 empty] | c_DK1_SmallDecentral | 1899 | 7.6322e-05
[11 empty] | c_DK1_SmallDecentral | 1900 | 8.3654e-05
[11 empty] | c_DK1_SmallDecentral | 1901 | 0.00011248
[11 empty] | c_DK1_SmallDecentral | 1902 | 0.00016898
[11 empty] | c_DK1_SmallDecentral | 1903 | 0.0001983
[11 empty] | c_DK1_SmallDecentral | 1904 | 0.0001958
[11 empty] | c_DK1_SmallDecentral | 1905 | 0.00017631
[11 empty] | c_DK1_SmallDecentral | 1906 | 0.00016581
[11 empty] | c_DK1_SmallDecentral | 1907 | 0.00015581
[11 empty] | c_DK1_SmallDecentral | 1908 | 0.00014914
[11 empty] | c_DK1_SmallDecentral | 1909 | 0.00014481
[11 empty] | c_DK1_SmallDecentral | 1910 | 0.00013498
[11 empty] | c_DK1_SmallDecentral | 1911 | 0.00013365
[11 empty] | c_DK1_SmallDecentral | 1912 | 0.00013165
[11 empty] | c_DK1_SmallDecentral | 1913 | 0.00013598
[11 empty] | c_DK1_SmallDecentral | 1914 | 0.00014465
[11 empty] | c_DK1_SmallDecentral | 1915 | 0.00014698
[11 empty] | c_DK1_SmallDecentral | 1916 | 0.00015131
[11 empty] | c_DK1_SmallDecentral | 1917 | 0.00015181
[11 empty] | c_DK1_SmallDecentral | 1918 | 0.00013781
[11 empty] | c_DK1_SmallDecentral | 1919 | 0.00010948
[11 empty] | c_DK1_SmallDecentral | 1920 | 8.1488e-05
[11 empty] | c_DK1_SmallDecentral | 1921 | 7.049e-05
[11 empty] | c_DK1_SmallDecentral | 1922 | 7.6322e-05
[11 empty] | c_DK1_SmallDecentral | 1923 | 7.6322e-05
[11 empty] | c_DK1_SmallDecentral | 1924 | 8.3154e-05
[11 empty] | c_DK1_SmallDecentral | 1925 | 0.00011065
[11 empty] | c_DK1_SmallDecentral | 1926 | 0.00016664
[11 empty] | c_DK1_SmallDecentral | 1927 | 0.00019764
[11 empty] | c_DK1_SmallDecentral | 1928 | 0.0001973
[11 empty] | c_DK1_SmallDecentral | 1929 | 0.00017864
[11 empty] | c_DK1_SmallDecentral | 1930 | 0.00016781
[11 empty] | c_DK1_SmallDecentral | 1931 | 0.00015714
[11 empty] | c_DK1_SmallDecentral | 1932 | 0.00015031
[11 empty] | c_DK1_SmallDecentral | 1933 | 0.00014565
[11 empty] | c_DK1_SmallDecentral | 1934 | 0.00013665
[11 empty] | c_DK1_SmallDecentral | 1935 | 0.00013465
[11 empty] | c_DK1_SmallDecentral | 1936 | 0.00013281
[11 empty] | c_DK1_SmallDecentral | 1937 | 0.00013648
[11 empty] | c_DK1_SmallDecentral | 1938 | 0.00014581
[11 empty] | c_DK1_SmallDecentral | 1939 | 0.00014948
[11 empty] | c_DK1_SmallDecentral | 1940 | 0.00015398
[11 empty] | c_DK1_SmallDecentral | 1941 | 0.00015398
[11 empty] | c_DK1_SmallDecentral | 1942 | 0.00014048
[11 empty] | c_DK1_SmallDecentral | 1943 | 0.00011098
[11 empty] | c_DK1_SmallDecentral | 1944 | 8.2488e-05
[11 empty] | c_DK1_SmallDecentral | 1945 | 7.099e-05
[11 empty] | c_DK1_SmallDecentral | 1946 | 7.4489e-05
[11 empty] | c_DK1_SmallDecentral | 1947 | 7.1156e-05
[11 empty] | c_DK1_SmallDecentral | 1948 | 8.0655e-05
[11 empty] | c_DK1_SmallDecentral | 1949 | 0.00010798
[11 empty] | c_DK1_SmallDecentral | 1950 | 0.00015814
[11 empty] | c_DK1_SmallDecentral | 1951 | 0.00019231
[11 empty] | c_DK1_SmallDecentral | 1952 | 0.00018981
[11 empty] | c_DK1_SmallDecentral | 1953 | 0.00016898
[11 empty] | c_DK1_SmallDecentral | 1954 | 0.00015848
[11 empty] | c_DK1_SmallDecentral | 1955 | 0.00015148
[11 empty] | c_DK1_SmallDecentral | 1956 | 0.00014248
[11 empty] | c_DK1_SmallDecentral | 1957 | 0.00013848
[11 empty] | c_DK1_SmallDecentral | 1958 | 0.00012631
[11 empty] | c_DK1_SmallDecentral | 1959 | 0.00013048
[11 empty] | c_DK1_SmallDecentral | 1960 | 0.00012848
[11 empty] | c_DK1_SmallDecentral | 1961 | 0.00013298
[11 empty] | c_DK1_SmallDecentral | 1962 | 0.00013915
[11 empty] | c_DK1_SmallDecentral | 1963 | 0.00014381
[11 empty] | c_DK1_SmallDecentral | 1964 | 0.00014565
[11 empty] | c_DK1_SmallDecentral | 1965 | 0.00014615
[11 empty] | c_DK1_SmallDecentral | 1966 | 0.00013515
[11 empty] | c_DK1_SmallDecentral | 1967 | 0.00010848
[11 empty] | c_DK1_SmallDecentral | 1968 | 7.9488e-05
[11 empty] | c_DK1_SmallDecentral | 1969 | 7.5156e-05
[11 empty] | c_DK1_SmallDecentral | 1970 | 8.4987e-05
[11 empty] | c_DK1_SmallDecentral | 1971 | 8.2821e-05
[11 empty] | c_DK1_SmallDecentral | 1972 | 9.6819e-05
[11 empty] | c_DK1_SmallDecentral | 1973 | 0.00012898
[11 empty] | c_DK1_SmallDecentral | 1974 | 0.00018347
[11 empty] | c_DK1_SmallDecentral | 1975 | 0.00019131
[11 empty] | c_DK1_SmallDecentral | 1976 | 0.00018914
[11 empty] | c_DK1_SmallDecentral | 1977 | 0.00016614
[11 empty] | c_DK1_SmallDecentral | 1978 | 0.00015764
[11 empty] | c_DK1_SmallDecentral | 1979 | 0.00014898
[11 empty] | c_DK1_SmallDecentral | 1980 | 0.00014348
[11 empty] | c_DK1_SmallDecentral | 1981 | 0.00014015
[11 empty] | c_DK1_SmallDecentral | 1982 | 0.00013165
[11 empty] | c_DK1_SmallDecentral | 1983 | 0.00013248
[11 empty] | c_DK1_SmallDecentral | 1984 | 0.00013031
[11 empty] | c_DK1_SmallDecentral | 1985 | 0.00013765
[11 empty] | c_DK1_SmallDecentral | 1986 | 0.00014748
[11 empty] | c_DK1_SmallDecentral | 1987 | 0.00015181
[11 empty] | c_DK1_SmallDecentral | 1988 | 0.00015581
[11 empty] | c_DK1_SmallDecentral | 1989 | 0.00015731
[11 empty] | c_DK1_SmallDecentral | 1990 | 0.00014581
[11 empty] | c_DK1_SmallDecentral | 1991 | 0.00011798
[11 empty] | c_DK1_SmallDecentral | 1992 | 8.8487e-05
[11 empty] | c_DK1_SmallDecentral | 1993 | 7.7155e-05
[11 empty] | c_DK1_SmallDecentral | 1994 | 8.4654e-05
[11 empty] | c_DK1_SmallDecentral | 1995 | 8.5154e-05
[11 empty] | c_DK1_SmallDecentral | 1996 | 9.3486e-05
[11 empty] | c_DK1_SmallDecentral | 1997 | 0.00012398
[11 empty] | c_DK1_SmallDecentral | 1998 | 0.00018414
[11 empty] | c_DK1_SmallDecentral | 1999 | 0.00021447
[11 empty] | c_DK1_SmallDecentral | 2000 | 0.00021214
[11 empty] | c_DK1_SmallDecentral | 2001 | 0.00018897
[11 empty] | c_DK1_SmallDecentral | 2002 | 0.00017847
[11 empty] | c_DK1_SmallDecentral | 2003 | 0.00016848
[11 empty] | c_DK1_SmallDecentral | 2004 | 0.00016031
[11 empty] | c_DK1_SmallDecentral | 2005 | 0.00015631
[11 empty] | c_DK1_SmallDecentral | 2006 | 0.00014615
[11 empty] | c_DK1_SmallDecentral | 2007 | 0.00014515
[11 empty] | c_DK1_SmallDecentral | 2008 | 0.00014398
[11 empty] | c_DK1_SmallDecentral | 2009 | 0.00015014
[11 empty] | c_DK1_SmallDecentral | 2010 | 0.00015881
[11 empty] | c_DK1_SmallDecentral | 2011 | 0.00016298
[11 empty] | c_DK1_SmallDecentral | 2012 | 0.00016731
[11 empty] | c_DK1_SmallDecentral | 2013 | 0.00016798
[11 empty] | c_DK1_SmallDecentral | 2014 | 0.00015264
[11 empty] | c_DK1_SmallDecentral | 2015 | 0.00012198
[11 empty] | c_DK1_SmallDecentral | 2016 | 9.1153e-05
[11 empty] | c_DK1_SmallDecentral | 2017 | 7.7322e-05
[11 empty] | c_DK1_SmallDecentral | 2018 | 8.3988e-05
[11 empty] | c_DK1_SmallDecentral | 2019 | 8.4654e-05
[11 empty] | c_DK1_SmallDecentral | 2020 | 9.2653e-05
[11 empty] | c_DK1_SmallDecentral | 2021 | 0.00012265
[11 empty] | c_DK1_SmallDecentral | 2022 | 0.00018247
[11 empty] | c_DK1_SmallDecentral | 2023 | 0.0002138
[11 empty] | c_DK1_SmallDecentral | 2024 | 0.00021097
[11 empty] | c_DK1_SmallDecentral | 2025 | 0.00019097
[11 empty] | c_DK1_SmallDecentral | 2026 | 0.00018014
[11 empty] | c_DK1_SmallDecentral | 2027 | 0.00016981
[11 empty] | c_DK1_SmallDecentral | 2028 | 0.00016248
[11 empty] | c_DK1_SmallDecentral | 2029 | 0.00015764
[11 empty] | c_DK1_SmallDecentral | 2030 | 0.00014798
[11 empty] | c_DK1_SmallDecentral | 2031 | 0.00014648
[11 empty] | c_DK1_SmallDecentral | 2032 | 0.00014481
[11 empty] | c_DK1_SmallDecentral | 2033 | 0.00014931
[11 empty] | c_DK1_SmallDecentral | 2034 | 0.00015814
[11 empty] | c_DK1_SmallDecentral | 2035 | 0.00016048
[11 empty] | c_DK1_SmallDecentral | 2036 | 0.00016464
[11 empty] | c_DK1_SmallDecentral | 2037 | 0.00016481
[11 empty] | c_DK1_SmallDecentral | 2038 | 0.00014964
[11 empty] | c_DK1_SmallDecentral | 2039 | 0.00011948
[11 empty] | c_DK1_SmallDecentral | 2040 | 8.982e-05
[11 empty] | c_DK1_SmallDecentral | 2041 | 7.1323e-05
[11 empty] | c_DK1_SmallDecentral | 2042 | 7.7655e-05
[11 empty] | c_DK1_SmallDecentral | 2043 | 7.8322e-05
[11 empty] | c_DK1_SmallDecentral | 2044 | 8.5821e-05
[11 empty] | c_DK1_SmallDecentral | 2045 | 0.00011498
[11 empty] | c_DK1_SmallDecentral | 2046 | 0.00017231
[11 empty] | c_DK1_SmallDecentral | 2047 | 0.0002023
[11 empty] | c_DK1_SmallDecentral | 2048 | 0.0001998
[11 empty] | c_DK1_SmallDecentral | 2049 | 0.00018014
[11 empty] | c_DK1_SmallDecentral | 2050 | 0.00016931
[11 empty] | c_DK1_SmallDecentral | 2051 | 0.00015914
[11 empty] | c_DK1_SmallDecentral | 2052 | 0.00015214
[11 empty] | c_DK1_SmallDecentral | 2053 | 0.00014798
[11 empty] | c_DK1_SmallDecentral | 2054 | 0.00013815
[11 empty] | c_DK1_SmallDecentral | 2055 | 0.00013681
[11 empty] | c_DK1_SmallDecentral | 2056 | 0.00013498
[11 empty] | c_DK1_SmallDecentral | 2057 | 0.00013898
[11 empty] | c_DK1_SmallDecentral | 2058 | 0.00014798
[11 empty] | c_DK1_SmallDecentral | 2059 | 0.00015064
[11 empty] | c_DK1_SmallDecentral | 2060 | 0.00015481
[11 empty] | c_DK1_SmallDecentral | 2061 | 0.00015531
[11 empty] | c_DK1_SmallDecentral | 2062 | 0.00014115
[11 empty] | c_DK1_SmallDecentral | 2063 | 0.00011215
[11 empty] | c_DK1_SmallDecentral | 2064 | 8.3488e-05
[11 empty] | c_DK1_SmallDecentral | 2065 | 6.6324e-05
[11 empty] | c_DK1_SmallDecentral | 2066 | 7.2323e-05
[11 empty] | c_DK1_SmallDecentral | 2067 | 7.2656e-05
[11 empty] | c_DK1_SmallDecentral | 2068 | 7.9655e-05
[11 empty] | c_DK1_SmallDecentral | 2069 | 0.00010748
[11 empty] | c_DK1_SmallDecentral | 2070 | 0.00016214
[11 empty] | c_DK1_SmallDecentral | 2071 | 0.00019031
[11 empty] | c_DK1_SmallDecentral | 2072 | 0.00018797
[11 empty] | c_DK1_SmallDecentral | 2073 | 0.00016848
[11 empty] | c_DK1_SmallDecentral | 2074 | 0.00015864
[11 empty] | c_DK1_SmallDecentral | 2075 | 0.00014914
[11 empty] | c_DK1_SmallDecentral | 2076 | 0.00014298
[11 empty] | c_DK1_SmallDecentral | 2077 | 0.00013848
[11 empty] | c_DK1_SmallDecentral | 2078 | 0.00012898
[11 empty] | c_DK1_SmallDecentral | 2079 | 0.00012765
[11 empty] | c_DK1_SmallDecentral | 2080 | 0.00012565
[11 empty] | c_DK1_SmallDecentral | 2081 | 0.00012948
[11 empty] | c_DK1_SmallDecentral | 2082 | 0.00013815
[11 empty] | c_DK1_SmallDecentral | 2083 | 0.00014031
[11 empty] | c_DK1_SmallDecentral | 2084 | 0.00014465
[11 empty] | c_DK1_SmallDecentral | 2085 | 0.00014515
[11 empty] | c_DK1_SmallDecentral | 2086 | 0.00013198
[11 empty] | c_DK1_SmallDecentral | 2087 | 0.00010482
[11 empty] | c_DK1_SmallDecentral | 2088 | 7.7822e-05
[11 empty] | c_DK1_SmallDecentral | 2089 | 6.3824e-05
[11 empty] | c_DK1_SmallDecentral | 2090 | 6.899e-05
[11 empty] | c_DK1_SmallDecentral | 2091 | 6.8823e-05
[11 empty] | c_DK1_SmallDecentral | 2092 | 7.4989e-05
[11 empty] | c_DK1_SmallDecentral | 2093 | 0.00010049
[11 empty] | c_DK1_SmallDecentral | 2094 | 0.00015314
[11 empty] | c_DK1_SmallDecentral | 2095 | 0.00018147
[11 empty] | c_DK1_SmallDecentral | 2096 | 0.00018114
[11 empty] | c_DK1_SmallDecentral | 2097 | 0.00016298
[11 empty] | c_DK1_SmallDecentral | 2098 | 0.00015348
[11 empty] | c_DK1_SmallDecentral | 2099 | 0.00014348
[11 empty] | c_DK1_SmallDecentral | 2100 | 0.00013748
[11 empty] | c_DK1_SmallDecentral | 2101 | 0.00013331
[11 empty] | c_DK1_SmallDecentral | 2102 | 0.00012448
[11 empty] | c_DK1_SmallDecentral | 2103 | 0.00012232
[11 empty] | c_DK1_SmallDecentral | 2104 | 0.00012015
[11 empty] | c_DK1_SmallDecentral | 2105 | 0.00012365
[11 empty] | c_DK1_SmallDecentral | 2106 | 0.00013231
[11 empty] | c_DK1_SmallDecentral | 2107 | 0.00013565
[11 empty] | c_DK1_SmallDecentral | 2108 | 0.00014031
[11 empty] | c_DK1_SmallDecentral | 2109 | 0.00014048
[11 empty] | c_DK1_SmallDecentral | 2110 | 0.00012831
[11 empty] | c_DK1_SmallDecentral | 2111 | 0.00010132
[11 empty] | c_DK1_SmallDecentral | 2112 | 7.4989e-05
[11 empty] | c_DK1_SmallDecentral | 2113 | 6.5324e-05
[11 empty] | c_DK1_SmallDecentral | 2114 | 6.8323e-05
[11 empty] | c_DK1_SmallDecentral | 2115 | 6.5157e-05
[11 empty] | c_DK1_SmallDecentral | 2116 | 7.3822e-05
[11 empty] | c_DK1_SmallDecentral | 2117 | 9.9319e-05
[11 empty] | c_DK1_SmallDecentral | 2118 | 0.00014648
[11 empty] | c_DK1_SmallDecentral | 2119 | 0.00017864
[11 empty] | c_DK1_SmallDecentral | 2120 | 0.00017664
[11 empty] | c_DK1_SmallDecentral | 2121 | 0.00015664
[11 empty] | c_DK1_SmallDecentral | 2122 | 0.00014698
[11 empty] | c_DK1_SmallDecentral | 2123 | 0.00014048
[11 empty] | c_DK1_SmallDecentral | 2124 | 0.00013198
[11 empty] | c_DK1_SmallDecentral | 2125 | 0.00012831
[11 empty] | c_DK1_SmallDecentral | 2126 | 0.00011698
[11 empty] | c_DK1_SmallDecentral | 2127 | 0.00012082
[11 empty] | c_DK1_SmallDecentral | 2128 | 0.00011865
[11 empty] | c_DK1_SmallDecentral | 2129 | 0.00012265
[11 empty] | c_DK1_SmallDecentral | 2130 | 0.00012831
[11 empty] | c_DK1_SmallDecentral | 2131 | 0.00013248
[11 empty] | c_DK1_SmallDecentral | 2132 | 0.00013431
[11 empty] | c_DK1_SmallDecentral | 2133 | 0.00013498
[11 empty] | c_DK1_SmallDecentral | 2134 | 0.00012515
[11 empty] | c_DK1_SmallDecentral | 2135 | 0.00010049
[11 empty] | c_DK1_SmallDecentral | 2136 | 7.3156e-05
[11 empty] | c_DK1_SmallDecentral | 2137 | 7.3822e-05
[11 empty] | c_DK1_SmallDecentral | 2138 | 8.3654e-05
[11 empty] | c_DK1_SmallDecentral | 2139 | 9.5319e-05
[11 empty] | c_DK1_SmallDecentral | 2140 | 0.00012715
[11 empty] | c_DK1_SmallDecentral | 2141 | 0.00018064
[11 empty] | c_DK1_SmallDecentral | 2142 | 0.00018847
[11 empty] | c_DK1_SmallDecentral | 2143 | 0.00018647
[11 empty] | c_DK1_SmallDecentral | 2144 | 0.00016364
[11 empty] | c_DK1_SmallDecentral | 2145 | 0.00015531
[11 empty] | c_DK1_SmallDecentral | 2146 | 0.00014698
[11 empty] | c_DK1_SmallDecentral | 2147 | 0.00014148
[11 empty] | c_DK1_SmallDecentral | 2148 | 0.00013798
[11 empty] | c_DK1_SmallDecentral | 2149 | 0.00012981
[11 empty] | c_DK1_SmallDecentral | 2150 | 0.00013048
[11 empty] | c_DK1_SmallDecentral | 2151 | 0.00012831
[11 empty] | c_DK1_SmallDecentral | 2152 | 0.00013565
[11 empty] | c_DK1_SmallDecentral | 2153 | 0.00014531
[11 empty] | c_DK1_SmallDecentral | 2154 | 0.00014964
[11 empty] | c_DK1_SmallDecentral | 2155 | 0.00015331
[11 empty] | c_DK1_SmallDecentral | 2156 | 0.00015498
[11 empty] | c_DK1_SmallDecentral | 2157 | 0.00014381
[11 empty] | c_DK1_SmallDecentral | 2158 | 0.00011615
[11 empty] | c_DK1_SmallDecentral | 2159 | 8.6987e-05
[11 empty] | c_DK1_SmallDecentral | 2160 | 8.3654e-05
[11 empty] | c_DK1_SmallDecentral | 2161 | 8.9987e-05
[11 empty] | c_DK1_SmallDecentral | 2162 | 9.1153e-05
[11 empty] | c_DK1_SmallDecentral | 2163 | 9.8819e-05
[11 empty] | c_DK1_SmallDecentral | 2164 | 0.00012615
[11 empty] | c_DK1_SmallDecentral | 2165 | 0.00018797
[11 empty] | c_DK1_SmallDecentral | 2166 | 0.00021797
[11 empty] | c_DK1_SmallDecentral | 2167 | 0.00021464
[11 empty] | c_DK1_SmallDecentral | 2168 | 0.00019297
[11 empty] | c_DK1_SmallDecentral | 2169 | 0.00018497
[11 empty] | c_DK1_SmallDecentral | 2170 | 0.00017597
[11 empty] | c_DK1_SmallDecentral | 2171 | 0.00016848
[11 empty] | c_DK1_SmallDecentral | 2172 | 0.00016381
[11 empty] | c_DK1_SmallDecentral | 2173 | 0.00015464
[11 empty] | c_DK1_SmallDecentral | 2174 | 0.00015364
[11 empty] | c_DK1_SmallDecentral | 2175 | 0.00015214
[11 empty] | c_DK1_SmallDecentral | 2176 | 0.00015731
[11 empty] | c_DK1_SmallDecentral | 2177 | 0.00016581
[11 empty] | c_DK1_SmallDecentral | 2178 | 0.00016814
[11 empty] | c_DK1_SmallDecentral | 2179 | 0.00017097
[11 empty] | c_DK1_SmallDecentral | 2180 | 0.00017031
[11 empty] | c_DK1_SmallDecentral | 2181 | 0.00015548
[11 empty] | c_DK1_SmallDecentral | 2182 | 0.00012581
[11 empty] | c_DK1_SmallDecentral | 2183 | 9.5986e-05
[11 empty] | c_DK1_SmallDecentral | 2184 | 7.6822e-05
[11 empty] | c_DK1_SmallDecentral | 2185 | 8.3654e-05
[11 empty] | c_DK1_SmallDecentral | 2186 | 8.4321e-05
[11 empty] | c_DK1_SmallDecentral | 2187 | 9.232e-05
[11 empty] | c_DK1_SmallDecentral | 2188 | 0.00012232
[11 empty] | c_DK1_SmallDecentral | 2189 | 0.00018231
[11 empty] | c_DK1_SmallDecentral | 2190 | 0.0002138
[11 empty] | c_DK1_SmallDecentral | 2191 | 0.00021097
[11 empty] | c_DK1_SmallDecentral | 2192 | 0.00019081
[11 empty] | c_DK1_SmallDecentral | 2193 | 0.00017981
[11 empty] | c_DK1_SmallDecentral | 2194 | 0.00016931
[11 empty] | c_DK1_SmallDecentral | 2195 | 0.00016214
[11 empty] | c_DK1_SmallDecentral | 2196 | 0.00015714
[11 empty] | c_DK1_SmallDecentral | 2197 | 0.00014748
[11 empty] | c_DK1_SmallDecentral | 2198 | 0.00014598
[11 empty] | c_DK1_SmallDecentral | 2199 | 0.00014415
[11 empty] | c_DK1_SmallDecentral | 2200 | 0.00014864
[11 empty] | c_DK1_SmallDecentral | 2201 | 0.00015798
[11 empty] | c_DK1_SmallDecentral | 2202 | 0.00016031
[11 empty] | c_DK1_SmallDecentral | 2203 | 0.00016448
[11 empty] | c_DK1_SmallDecentral | 2204 | 0.00016464
[11 empty] | c_DK1_SmallDecentral | 2205 | 0.00014948
[11 empty] | c_DK1_SmallDecentral | 2206 | 0.00011932
[11 empty] | c_DK1_SmallDecentral | 2207 | 8.9487e-05
[11 empty] | c_DK1_SmallDecentral | 2208 | 6.899e-05
[11 empty] | c_DK1_SmallDecentral | 2209 | 7.5656e-05
[11 empty] | c_DK1_SmallDecentral | 2210 | 7.5822e-05
[11 empty] | c_DK1_SmallDecentral | 2211 | 8.3154e-05
[11 empty] | c_DK1_SmallDecentral | 2212 | 0.00011182
[11 empty] | c_DK1_SmallDecentral | 2213 | 0.00016814
[11 empty] | c_DK1_SmallDecentral | 2214 | 0.00019714
[11 empty] | c_DK1_SmallDecentral | 2215 | 0.0001948
[11 empty] | c_DK1_SmallDecentral | 2216 | 0.00017531
[11 empty] | c_DK1_SmallDecentral | 2217 | 0.00016464
[11 empty] | c_DK1_SmallDecentral | 2218 | 0.00015498
[11 empty] | c_DK1_SmallDecentral | 2219 | 0.00014831
[11 empty] | c_DK1_SmallDecentral | 2220 | 0.00014398
[11 empty] | c_DK1_SmallDecentral | 2221 | 0.00013431
[11 empty] | c_DK1_SmallDecentral | 2222 | 0.00013281
[11 empty] | c_DK1_SmallDecentral | 2223 | 0.00013098
[11 empty] | c_DK1_SmallDecentral | 2224 | 0.00013498
[11 empty] | c_DK1_SmallDecentral | 2225 | 0.00014381
[11 empty] | c_DK1_SmallDecentral | 2226 | 0.00014615
[11 empty] | c_DK1_SmallDecentral | 2227 | 0.00015064
[11 empty] | c_DK1_SmallDecentral | 2228 | 0.00015098
[11 empty] | c_DK1_SmallDecentral | 2229 | 0.00013731
[11 empty] | c_DK1_SmallDecentral | 2230 | 0.00010915
[11 empty] | c_DK1_SmallDecentral | 2231 | 8.1155e-05
[11 empty] | c_DK1_SmallDecentral | 2232 | 6.3824e-05
[11 empty] | c_DK1_SmallDecentral | 2233 | 6.9823e-05
[11 empty] | c_DK1_SmallDecentral | 2234 | 7.0156e-05
[11 empty] | c_DK1_SmallDecentral | 2235 | 7.6822e-05
[11 empty] | c_DK1_SmallDecentral | 2236 | 0.00010398
[11 empty] | c_DK1_SmallDecentral | 2237 | 0.00015748
[11 empty] | c_DK1_SmallDecentral | 2238 | 0.00018514
[11 empty] | c_DK1_SmallDecentral | 2239 | 0.00018264
[11 empty] | c_DK1_SmallDecentral | 2240 | 0.00016331
[11 empty] | c_DK1_SmallDecentral | 2241 | 0.00015398
[11 empty] | c_DK1_SmallDecentral | 2242 | 0.00014481
[11 empty] | c_DK1_SmallDecentral | 2243 | 0.00013865
[11 empty] | c_DK1_SmallDecentral | 2244 | 0.00013431
[11 empty] | c_DK1_SmallDecentral | 2245 | 0.00012498
[11 empty] | c_DK1_SmallDecentral | 2246 | 0.00012365
[11 empty] | c_DK1_SmallDecentral | 2247 | 0.00012148
[11 empty] | c_DK1_SmallDecentral | 2248 | 0.00012515
[11 empty] | c_DK1_SmallDecentral | 2249 | 0.00013348
[11 empty] | c_DK1_SmallDecentral | 2250 | 0.00013581
[11 empty] | c_DK1_SmallDecentral | 2251 | 0.00013998
[11 empty] | c_DK1_SmallDecentral | 2252 | 0.00014065
[11 empty] | c_DK1_SmallDecentral | 2253 | 0.00012765
[11 empty] | c_DK1_SmallDecentral | 2254 | 0.00010165
[11 empty] | c_DK1_SmallDecentral | 2255 | 7.5322e-05
[11 empty] | c_DK1_SmallDecentral | 2256 | 5.9658e-05
[11 empty] | c_DK1_SmallDecentral | 2257 | 6.4491e-05
[11 empty] | c_DK1_SmallDecentral | 2258 | 6.4324e-05
[11 empty] | c_DK1_SmallDecentral | 2259 | 6.999e-05
[11 empty] | c_DK1_SmallDecentral | 2260 | 9.4653e-05
[11 empty] | c_DK1_SmallDecentral | 2261 | 0.00014515
[11 empty] | c_DK1_SmallDecentral | 2262 | 0.00017197
[11 empty] | c_DK1_SmallDecentral | 2263 | 0.00017181
[11 empty] | c_DK1_SmallDecentral | 2264 | 0.00015381
[11 empty] | c_DK1_SmallDecentral | 2265 | 0.00014498
[11 empty] | c_DK1_SmallDecentral | 2266 | 0.00013565
[11 empty] | c_DK1_SmallDecentral | 2267 | 0.00012998
[11 empty] | c_DK1_SmallDecentral | 2268 | 0.00012615
[11 empty] | c_DK1_SmallDecentral | 2269 | 0.00011748
[11 empty] | c_DK1_SmallDecentral | 2270 | 0.00011515
[11 empty] | c_DK1_SmallDecentral | 2271 | 0.00011315
[11 empty] | c_DK1_SmallDecentral | 2272 | 0.00011615
[11 empty] | c_DK1_SmallDecentral | 2273 | 0.00012465
[11 empty] | c_DK1_SmallDecentral | 2274 | 0.00012765
[11 empty] | c_DK1_SmallDecentral | 2275 | 0.00013231
[11 empty] | c_DK1_SmallDecentral | 2276 | 0.00013265
[11 empty] | c_DK1_SmallDecentral | 2277 | 0.00012098
[11 empty] | c_DK1_SmallDecentral | 2278 | 9.5653e-05
[11 empty] | c_DK1_SmallDecentral | 2279 | 7.049e-05
[11 empty] | c_DK1_SmallDecentral | 2280 | 5.8658e-05
[11 empty] | c_DK1_SmallDecentral | 2281 | 6.1158e-05
[11 empty] | c_DK1_SmallDecentral | 2282 | 5.7991e-05
[11 empty] | c_DK1_SmallDecentral | 2283 | 6.5824e-05
[11 empty] | c_DK1_SmallDecentral | 2284 | 9.032e-05
[11 empty] | c_DK1_SmallDecentral | 2285 | 0.00013548
[11 empty] | c_DK1_SmallDecentral | 2286 | 0.00016681
[11 empty] | c_DK1_SmallDecentral | 2287 | 0.00016531
[11 empty] | c_DK1_SmallDecentral | 2288 | 0.00014481
[11 empty] | c_DK1_SmallDecentral | 2289 | 0.00013548
[11 empty] | c_DK1_SmallDecentral | 2290 | 0.00012981
[11 empty] | c_DK1_SmallDecentral | 2291 | 0.00012132
[11 empty] | c_DK1_SmallDecentral | 2292 | 0.00011782
[11 empty] | c_DK1_SmallDecentral | 2293 | 0.00010665
[11 empty] | c_DK1_SmallDecentral | 2294 | 0.00011032
[11 empty] | c_DK1_SmallDecentral | 2295 | 0.00010748
[11 empty] | c_DK1_SmallDecentral | 2296 | 0.00011048
[11 empty] | c_DK1_SmallDecentral | 2297 | 0.00011565
[11 empty] | c_DK1_SmallDecentral | 2298 | 0.00011982
[11 empty] | c_DK1_SmallDecentral | 2299 | 0.00012282
[11 empty] | c_DK1_SmallDecentral | 2300 | 0.00012365
[11 empty] | c_DK1_SmallDecentral | 2301 | 0.00011532
[11 empty] | c_DK1_SmallDecentral | 2302 | 9.2153e-05
[11 empty] | c_DK1_SmallDecentral | 2303 | 6.599e-05
[11 empty] | c_DK1_SmallDecentral | 2304 | 5.9991e-05
[11 empty] | c_DK1_SmallDecentral | 2305 | 6.7823e-05
[11 empty] | c_DK1_SmallDecentral | 2306 | 6.6823e-05
[11 empty] | c_DK1_SmallDecentral | 2307 | 7.8655e-05
[11 empty] | c_DK1_SmallDecentral | 2308 | 0.00010632
[11 empty] | c_DK1_SmallDecentral | 2309 | 0.00015264
[11 empty] | c_DK1_SmallDecentral | 2310 | 0.00015948
[11 empty] | c_DK1_SmallDecentral | 2311 | 0.00015881
[11 empty] | c_DK1_SmallDecentral | 2312 | 0.00013715
[11 empty] | c_DK1_SmallDecentral | 2313 | 0.00013015
[11 empty] | c_DK1_SmallDecentral | 2314 | 0.00012315
[11 empty] | c_DK1_SmallDecentral | 2315 | 0.00011848
[11 empty] | c_DK1_SmallDecentral | 2316 | 0.00011565
[11 empty] | c_DK1_SmallDecentral | 2317 | 0.00010782
[11 empty] | c_DK1_SmallDecentral | 2318 | 0.00010782
[11 empty] | c_DK1_SmallDecentral | 2319 | 0.00010565
[11 empty] | c_DK1_SmallDecentral | 2320 | 0.00011132
[11 empty] | c_DK1_SmallDecentral | 2321 | 0.00011965
[11 empty] | c_DK1_SmallDecentral | 2322 | 0.00012348
[11 empty] | c_DK1_SmallDecentral | 2323 | 0.00012715
[11 empty] | c_DK1_SmallDecentral | 2324 | 0.00012881
[11 empty] | c_DK1_SmallDecentral | 2325 | 0.00011998
[11 empty] | c_DK1_SmallDecentral | 2326 | 9.6652e-05
[11 empty] | c_DK1_SmallDecentral | 2327 | 7.1489e-05
[11 empty] | c_DK1_SmallDecentral | 2328 | 6.6157e-05
[11 empty] | c_DK1_SmallDecentral | 2329 | 7.2823e-05
[11 empty] | c_DK1_SmallDecentral | 2330 | 7.3156e-05
[11 empty] | c_DK1_SmallDecentral | 2331 | 8.0155e-05
[11 empty] | c_DK1_SmallDecentral | 2332 | 0.00010748
[11 empty] | c_DK1_SmallDecentral | 2333 | 0.00016214
[11 empty] | c_DK1_SmallDecentral | 2334 | 0.00018914
[11 empty] | c_DK1_SmallDecentral | 2335 | 0.00018681
[11 empty] | c_DK1_SmallDecentral | 2336 | 0.00016481
[11 empty] | c_DK1_SmallDecentral | 2337 | 0.00015598
[11 empty] | c_DK1_SmallDecentral | 2338 | 0.00014698
[11 empty] | c_DK1_SmallDecentral | 2339 | 0.00014015
[11 empty] | c_DK1_SmallDecentral | 2340 | 0.00013681
[11 empty] | c_DK1_SmallDecentral | 2341 | 0.00012681
[11 empty] | c_DK1_SmallDecentral | 2342 | 0.00012615
[11 empty] | c_DK1_SmallDecentral | 2343 | 0.00012448
[11 empty] | c_DK1_SmallDecentral | 2344 | 0.00012981
[11 empty] | c_DK1_SmallDecentral | 2345 | 0.00013748
[11 empty] | c_DK1_SmallDecentral | 2346 | 0.00014115
[11 empty] | c_DK1_SmallDecentral | 2347 | 0.00014548
[11 empty] | c_DK1_SmallDecentral | 2348 | 0.00014648
[11 empty] | c_DK1_SmallDecentral | 2349 | 0.00013298
[11 empty] | c_DK1_SmallDecentral | 2350 | 0.00010632
[11 empty] | c_DK1_SmallDecentral | 2351 | 7.8822e-05
[11 empty] | c_DK1_SmallDecentral | 2352 | 7.7655e-05
[11 empty] | c_DK1_SmallDecentral | 2353 | 8.4488e-05
[11 empty] | c_DK1_SmallDecentral | 2354 | 8.4987e-05
[11 empty] | c_DK1_SmallDecentral | 2355 | 9.282e-05
[11 empty] | c_DK1_SmallDecentral | 2356 | 0.00012282
[11 empty] | c_DK1_SmallDecentral | 2357 | 0.00018281
[11 empty] | c_DK1_SmallDecentral | 2358 | 0.00021397
[11 empty] | c_DK1_SmallDecentral | 2359 | 0.00021114
[11 empty] | c_DK1_SmallDecentral | 2360 | 0.00019131
[11 empty] | c_DK1_SmallDecentral | 2361 | 0.00018064
[11 empty] | c_DK1_SmallDecentral | 2362 | 0.00017014
[11 empty] | c_DK1_SmallDecentral | 2363 | 0.00016298
[11 empty] | c_DK1_SmallDecentral | 2364 | 0.00015814
[11 empty] | c_DK1_SmallDecentral | 2365 | 0.00014848
[11 empty] | c_DK1_SmallDecentral | 2366 | 0.00014698
[11 empty] | c_DK1_SmallDecentral | 2367 | 0.00014531
[11 empty] | c_DK1_SmallDecentral | 2368 | 0.00014964
[11 empty] | c_DK1_SmallDecentral | 2369 | 0.00015848
[11 empty] | c_DK1_SmallDecentral | 2370 | 0.00016081
[11 empty] | c_DK1_SmallDecentral | 2371 | 0.00016498
[11 empty] | c_DK1_SmallDecentral | 2372 | 0.00016498
[11 empty] | c_DK1_SmallDecentral | 2373 | 0.00014998
[11 empty] | c_DK1_SmallDecentral | 2374 | 0.00011965
[11 empty] | c_DK1_SmallDecentral | 2375 | 9.0153e-05
[11 empty] | c_DK1_SmallDecentral | 2376 | 8.982e-05
[11 empty] | c_DK1_SmallDecentral | 2377 | 9.6153e-05
[11 empty] | c_DK1_SmallDecentral | 2378 | 9.7652e-05
[11 empty] | c_DK1_SmallDecentral | 2379 | 0.00010465
[11 empty] | c_DK1_SmallDecentral | 2380 | 0.00013165
[11 empty] | c_DK1_SmallDecentral | 2381 | 0.0001953
[11 empty] | c_DK1_SmallDecentral | 2382 | 0.00022697
[11 empty] | c_DK1_SmallDecentral | 2383 | 0.00022363
[11 empty] | c_DK1_SmallDecentral | 2384 | 0.00020397
[11 empty] | c_DK1_SmallDecentral | 2385 | 0.00019647
[11 empty] | c_DK1_SmallDecentral | 2386 | 0.00018681
[11 empty] | c_DK1_SmallDecentral | 2387 | 0.00017964
[11 empty] | c_DK1_SmallDecentral | 2388 | 0.00017431
[11 empty] | c_DK1_SmallDecentral | 2389 | 0.00016531
[11 empty] | c_DK1_SmallDecentral | 2390 | 0.00016364
[11 empty] | c_DK1_SmallDecentral | 2391 | 0.00016198
[11 empty] | c_DK1_SmallDecentral | 2392 | 0.00016681
[11 empty] | c_DK1_SmallDecentral | 2393 | 0.00017414
[11 empty] | c_DK1_SmallDecentral | 2394 | 0.00017547
[11 empty] | c_DK1_SmallDecentral | 2395 | 0.00017731
[11 empty] | c_DK1_SmallDecentral | 2396 | 0.00017664
[11 empty] | c_DK1_SmallDecentral | 2397 | 0.00016081
[11 empty] | c_DK1_SmallDecentral | 2398 | 0.00013081
[11 empty] | c_DK1_SmallDecentral | 2399 | 0.00010082
[11 empty] | c_DK1_SmallDecentral | 2400 | 9.4153e-05
[11 empty] | c_DK1_SmallDecentral | 2401 | 0.00010082
[11 empty] | c_DK1_SmallDecentral | 2402 | 0.00010232
[11 empty] | c_DK1_SmallDecentral | 2403 | 0.00010965
[11 empty] | c_DK1_SmallDecentral | 2404 | 0.00013698
[11 empty] | c_DK1_SmallDecentral | 2405 | 0.0002028
[11 empty] | c_DK1_SmallDecentral | 2406 | 0.00023513
[11 empty] | c_DK1_SmallDecentral | 2407 | 0.0002318
[11 empty] | c_DK1_SmallDecentral | 2408 | 0.00021164
[11 empty] | c_DK1_SmallDecentral | 2409 | 0.00020447
[11 empty] | c_DK1_SmallDecentral | 2410 | 0.00019464
[11 empty] | c_DK1_SmallDecentral | 2411 | 0.00018697
[11 empty] | c_DK1_SmallDecentral | 2412 | 0.00018147
[11 empty] | c_DK1_SmallDecentral | 2413 | 0.00017231
[11 empty] | c_DK1_SmallDecentral | 2414 | 0.00017081
[11 empty] | c_DK1_SmallDecentral | 2415 | 0.00016898
[11 empty] | c_DK1_SmallDecentral | 2416 | 0.00017431
[11 empty] | c_DK1_SmallDecentral | 2417 | 0.00018147
[11 empty] | c_DK1_SmallDecentral | 2418 | 0.00018247
[11 empty] | c_DK1_SmallDecentral | 2419 | 0.00018431
[11 empty] | c_DK1_SmallDecentral | 2420 | 0.00018331
[11 empty] | c_DK1_SmallDecentral | 2421 | 0.00016714
[11 empty] | c_DK1_SmallDecentral | 2422 | 0.00013615
[11 empty] | c_DK1_SmallDecentral | 2423 | 0.00010532
[11 empty] | c_DK1_SmallDecentral | 2424 | 9.5486e-05
[11 empty] | c_DK1_SmallDecentral | 2425 | 0.00010132
[11 empty] | c_DK1_SmallDecentral | 2426 | 0.00010298
[11 empty] | c_DK1_SmallDecentral | 2427 | 0.00010915
[11 empty] | c_DK1_SmallDecentral | 2428 | 0.00013581
[11 empty] | c_DK1_SmallDecentral | 2429 | 0.0002018
[11 empty] | c_DK1_SmallDecentral | 2430 | 0.00023597
[11 empty] | c_DK1_SmallDecentral | 2431 | 0.00023463
[11 empty] | c_DK1_SmallDecentral | 2432 | 0.00021514
[11 empty] | c_DK1_SmallDecentral | 2433 | 0.00020714
[11 empty] | c_DK1_SmallDecentral | 2434 | 0.0001968
[11 empty] | c_DK1_SmallDecentral | 2435 | 0.00018897
[11 empty] | c_DK1_SmallDecentral | 2436 | 0.00018331
[11 empty] | c_DK1_SmallDecentral | 2437 | 0.00017447
[11 empty] | c_DK1_SmallDecentral | 2438 | 0.00017214
[11 empty] | c_DK1_SmallDecentral | 2439 | 0.00017047
[11 empty] | c_DK1_SmallDecentral | 2440 | 0.00017547
[11 empty] | c_DK1_SmallDecentral | 2441 | 0.00018381
[11 empty] | c_DK1_SmallDecentral | 2442 | 0.00018547
[11 empty] | c_DK1_SmallDecentral | 2443 | 0.00018814
[11 empty] | c_DK1_SmallDecentral | 2444 | 0.00018631
[11 empty] | c_DK1_SmallDecentral | 2445 | 0.00017047
[11 empty] | c_DK1_SmallDecentral | 2446 | 0.00013815
[11 empty] | c_DK1_SmallDecentral | 2447 | 0.00010648
[11 empty] | c_DK1_SmallDecentral | 2448 | 9.6652e-05
[11 empty] | c_DK1_SmallDecentral | 2449 | 9.8652e-05
[11 empty] | c_DK1_SmallDecentral | 2450 | 9.7986e-05
[11 empty] | c_DK1_SmallDecentral | 2451 | 0.00010665
[11 empty] | c_DK1_SmallDecentral | 2452 | 0.00013248
[11 empty] | c_DK1_SmallDecentral | 2453 | 0.00019214
[11 empty] | c_DK1_SmallDecentral | 2454 | 0.00023113
[11 empty] | c_DK1_SmallDecentral | 2455 | 0.0002258
[11 empty] | c_DK1_SmallDecentral | 2456 | 0.00020597
[11 empty] | c_DK1_SmallDecentral | 2457 | 0.00019664
[11 empty] | c_DK1_SmallDecentral | 2458 | 0.00019031
[11 empty] | c_DK1_SmallDecentral | 2459 | 0.00018097
[11 empty] | c_DK1_SmallDecentral | 2460 | 0.00017464
[11 empty] | c_DK1_SmallDecentral | 2461 | 0.00016481
[11 empty] | c_DK1_SmallDecentral | 2462 | 0.00016898
[11 empty] | c_DK1_SmallDecentral | 2463 | 0.00016614
[11 empty] | c_DK1_SmallDecentral | 2464 | 0.00017181
[11 empty] | c_DK1_SmallDecentral | 2465 | 0.00017797
[11 empty] | c_DK1_SmallDecentral | 2466 | 0.00018014
[11 empty] | c_DK1_SmallDecentral | 2467 | 0.00018047
[11 empty] | c_DK1_SmallDecentral | 2468 | 0.00017797
[11 empty] | c_DK1_SmallDecentral | 2469 | 0.00016648
[11 empty] | c_DK1_SmallDecentral | 2470 | 0.00013498
[11 empty] | c_DK1_SmallDecentral | 2471 | 0.00010398
[11 empty] | c_DK1_SmallDecentral | 2472 | 9.132e-05
[11 empty] | c_DK1_SmallDecentral | 2473 | 9.7319e-05
[11 empty] | c_DK1_SmallDecentral | 2474 | 9.8486e-05
[11 empty] | c_DK1_SmallDecentral | 2475 | 0.00011182
[11 empty] | c_DK1_SmallDecentral | 2476 | 0.00014315
[11 empty] | c_DK1_SmallDecentral | 2477 | 0.0002003
[11 empty] | c_DK1_SmallDecentral | 2478 | 0.00020964
[11 empty] | c_DK1_SmallDecentral | 2479 | 0.0002068
[11 empty] | c_DK1_SmallDecentral | 2480 | 0.00018747
[11 empty] | c_DK1_SmallDecentral | 2481 | 0.00018014
[11 empty] | c_DK1_SmallDecentral | 2482 | 0.00017247
[11 empty] | c_DK1_SmallDecentral | 2483 | 0.00016698
[11 empty] | c_DK1_SmallDecentral | 2484 | 0.00016298
[11 empty] | c_DK1_SmallDecentral | 2485 | 0.00015548
[11 empty] | c_DK1_SmallDecentral | 2486 | 0.00015631
[11 empty] | c_DK1_SmallDecentral | 2487 | 0.00015531
[11 empty] | c_DK1_SmallDecentral | 2488 | 0.00016031
[11 empty] | c_DK1_SmallDecentral | 2489 | 0.00017014
[11 empty] | c_DK1_SmallDecentral | 2490 | 0.00017331
[11 empty] | c_DK1_SmallDecentral | 2491 | 0.00017497
[11 empty] | c_DK1_SmallDecentral | 2492 | 0.00017431
[11 empty] | c_DK1_SmallDecentral | 2493 | 0.00016264
[11 empty] | c_DK1_SmallDecentral | 2494 | 0.00013131
[11 empty] | c_DK1_SmallDecentral | 2495 | 0.00010398
[11 empty] | c_DK1_SmallDecentral | 2496 | 8.6987e-05
[11 empty] | c_DK1_SmallDecentral | 2497 | 9.2986e-05
[11 empty] | c_DK1_SmallDecentral | 2498 | 9.4319e-05
[11 empty] | c_DK1_SmallDecentral | 2499 | 0.00010165
[11 empty] | c_DK1_SmallDecentral | 2500 | 0.00012831
[11 empty] | c_DK1_SmallDecentral | 2501 | 0.00019097
[11 empty] | c_DK1_SmallDecentral | 2502 | 0.00022113
[11 empty] | c_DK1_SmallDecentral | 2503 | 0.00021713
[11 empty] | c_DK1_SmallDecentral | 2504 | 0.00019597
[11 empty] | c_DK1_SmallDecentral | 2505 | 0.00018897
[11 empty] | c_DK1_SmallDecentral | 2506 | 0.00017997
[11 empty] | c_DK1_SmallDecentral | 2507 | 0.00017297
[11 empty] | c_DK1_SmallDecentral | 2508 | 0.00016798
[11 empty] | c_DK1_SmallDecentral | 2509 | 0.00015914
[11 empty] | c_DK1_SmallDecentral | 2510 | 0.00015831
[11 empty] | c_DK1_SmallDecentral | 2511 | 0.00015648
[11 empty] | c_DK1_SmallDecentral | 2512 | 0.00016164
[11 empty] | c_DK1_SmallDecentral | 2513 | 0.00016997
[11 empty] | c_DK1_SmallDecentral | 2514 | 0.00017164
[11 empty] | c_DK1_SmallDecentral | 2515 | 0.00017397
[11 empty] | c_DK1_SmallDecentral | 2516 | 0.00017281
[11 empty] | c_DK1_SmallDecentral | 2517 | 0.00015798
[11 empty] | c_DK1_SmallDecentral | 2518 | 0.00012848
[11 empty] | c_DK1_SmallDecentral | 2519 | 9.8652e-05
[11 empty] | c_DK1_SmallDecentral | 2520 | 8.1488e-05
[11 empty] | c_DK1_SmallDecentral | 2521 | 8.7987e-05
[11 empty] | c_DK1_SmallDecentral | 2522 | 8.882e-05
[11 empty] | c_DK1_SmallDecentral | 2523 | 9.6486e-05
[11 empty] | c_DK1_SmallDecentral | 2524 | 0.00012465
[11 empty] | c_DK1_SmallDecentral | 2525 | 0.00018547
[11 empty] | c_DK1_SmallDecentral | 2526 | 0.00021647
[11 empty] | c_DK1_SmallDecentral | 2527 | 0.00021347
[11 empty] | c_DK1_SmallDecentral | 2528 | 0.00019364
[11 empty] | c_DK1_SmallDecentral | 2529 | 0.00018464
[11 empty] | c_DK1_SmallDecentral | 2530 | 0.00017464
[11 empty] | c_DK1_SmallDecentral | 2531 | 0.00016764
[11 empty] | c_DK1_SmallDecentral | 2532 | 0.00016248
[11 empty] | c_DK1_SmallDecentral | 2533 | 0.00015298
[11 empty] | c_DK1_SmallDecentral | 2534 | 0.00015181
[11 empty] | c_DK1_SmallDecentral | 2535 | 0.00014981
[11 empty] | c_DK1_SmallDecentral | 2536 | 0.00015448
[11 empty] | c_DK1_SmallDecentral | 2537 | 0.00016264
[11 empty] | c_DK1_SmallDecentral | 2538 | 0.00016431
[11 empty] | c_DK1_SmallDecentral | 2539 | 0.00016748
[11 empty] | c_DK1_SmallDecentral | 2540 | 0.00016731
[11 empty] | c_DK1_SmallDecentral | 2541 | 0.00015214
[11 empty] | c_DK1_SmallDecentral | 2542 | 0.00012248
[11 empty] | c_DK1_SmallDecentral | 2543 | 9.3153e-05
[11 empty] | c_DK1_SmallDecentral | 2544 | 7.0656e-05
[11 empty] | c_DK1_SmallDecentral | 2545 | 7.6989e-05
[11 empty] | c_DK1_SmallDecentral | 2546 | 7.7489e-05
[11 empty] | c_DK1_SmallDecentral | 2547 | 8.4987e-05
[11 empty] | c_DK1_SmallDecentral | 2548 | 0.00011415
[11 empty] | c_DK1_SmallDecentral | 2549 | 0.00017114
[11 empty] | c_DK1_SmallDecentral | 2550 | 0.00020097
[11 empty] | c_DK1_SmallDecentral | 2551 | 0.0001983
[11 empty] | c_DK1_SmallDecentral | 2552 | 0.00017881
[11 empty] | c_DK1_SmallDecentral | 2553 | 0.00016798
[11 empty] | c_DK1_SmallDecentral | 2554 | 0.00015814
[11 empty] | c_DK1_SmallDecentral | 2555 | 0.00015098
[11 empty] | c_DK1_SmallDecentral | 2556 | 0.00014681
[11 empty] | c_DK1_SmallDecentral | 2557 | 0.00013698
[11 empty] | c_DK1_SmallDecentral | 2558 | 0.00013565
[11 empty] | c_DK1_SmallDecentral | 2559 | 0.00013381
[11 empty] | c_DK1_SmallDecentral | 2560 | 0.00013798
[11 empty] | c_DK1_SmallDecentral | 2561 | 0.00014681
[11 empty] | c_DK1_SmallDecentral | 2562 | 0.00014948
[11 empty] | c_DK1_SmallDecentral | 2563 | 0.00015364
[11 empty] | c_DK1_SmallDecentral | 2564 | 0.00015398
[11 empty] | c_DK1_SmallDecentral | 2565 | 0.00013998
[11 empty] | c_DK1_SmallDecentral | 2566 | 0.00011132
[11 empty] | c_DK1_SmallDecentral | 2567 | 8.2821e-05
[11 empty] | c_DK1_SmallDecentral | 2568 | 6.3824e-05
[11 empty] | c_DK1_SmallDecentral | 2569 | 6.9823e-05
[11 empty] | c_DK1_SmallDecentral | 2570 | 7.0156e-05
[11 empty] | c_DK1_SmallDecentral | 2571 | 7.6822e-05
[11 empty] | c_DK1_SmallDecentral | 2572 | 0.00010398
[11 empty] | c_DK1_SmallDecentral | 2573 | 0.00015748
[11 empty] | c_DK1_SmallDecentral | 2574 | 0.00018464
[11 empty] | c_DK1_SmallDecentral | 2575 | 0.00018231
[11 empty] | c_DK1_SmallDecentral | 2576 | 0.00016314
[11 empty] | c_DK1_SmallDecentral | 2577 | 0.00015364
[11 empty] | c_DK1_SmallDecentral | 2578 | 0.00014448
[11 empty] | c_DK1_SmallDecentral | 2579 | 0.00013848
[11 empty] | c_DK1_SmallDecentral | 2580 | 0.00013431
[11 empty] | c_DK1_SmallDecentral | 2581 | 0.00012481
[11 empty] | c_DK1_SmallDecentral | 2582 | 0.00012348
[11 empty] | c_DK1_SmallDecentral | 2583 | 0.00012148
[11 empty] | c_DK1_SmallDecentral | 2584 | 0.00012515
[11 empty] | c_DK1_SmallDecentral | 2585 | 0.00013348
[11 empty] | c_DK1_SmallDecentral | 2586 | 0.00013581
[11 empty] | c_DK1_SmallDecentral | 2587 | 0.00013981
[11 empty] | c_DK1_SmallDecentral | 2588 | 0.00014065
[11 empty] | c_DK1_SmallDecentral | 2589 | 0.00012765
[11 empty] | c_DK1_SmallDecentral | 2590 | 0.00010149
[11 empty] | c_DK1_SmallDecentral | 2591 | 7.5156e-05
[11 empty] | c_DK1_SmallDecentral | 2592 | 5.9825e-05
[11 empty] | c_DK1_SmallDecentral | 2593 | 6.4657e-05
[11 empty] | c_DK1_SmallDecentral | 2594 | 6.4491e-05
[11 empty] | c_DK1_SmallDecentral | 2595 | 7.0156e-05
[11 empty] | c_DK1_SmallDecentral | 2596 | 9.4986e-05
[11 empty] | c_DK1_SmallDecentral | 2597 | 0.00014615
[11 empty] | c_DK1_SmallDecentral | 2598 | 0.00017381
[11 empty] | c_DK1_SmallDecentral | 2599 | 0.00017364
[11 empty] | c_DK1_SmallDecentral | 2600 | 0.00015514
[11 empty] | c_DK1_SmallDecentral | 2601 | 0.00014615
[11 empty] | c_DK1_SmallDecentral | 2602 | 0.00013648
[11 empty] | c_DK1_SmallDecentral | 2603 | 0.00013065
[11 empty] | c_DK1_SmallDecentral | 2604 | 0.00012648
[11 empty] | c_DK1_SmallDecentral | 2605 | 0.00011765
[11 empty] | c_DK1_SmallDecentral | 2606 | 0.00011532
[11 empty] | c_DK1_SmallDecentral | 2607 | 0.00011332
[11 empty] | c_DK1_SmallDecentral | 2608 | 0.00011615
[11 empty] | c_DK1_SmallDecentral | 2609 | 0.00012465
[11 empty] | c_DK1_SmallDecentral | 2610 | 0.00012798
[11 empty] | c_DK1_SmallDecentral | 2611 | 0.00013298
[11 empty] | c_DK1_SmallDecentral | 2612 | 0.00013331
[11 empty] | c_DK1_SmallDecentral | 2613 | 0.00012198
[11 empty] | c_DK1_SmallDecentral | 2614 | 9.6319e-05
[11 empty] | c_DK1_SmallDecentral | 2615 | 7.049e-05
[11 empty] | c_DK1_SmallDecentral | 2616 | 5.8158e-05
[11 empty] | c_DK1_SmallDecentral | 2617 | 6.0158e-05
[11 empty] | c_DK1_SmallDecentral | 2618 | 5.7158e-05
[11 empty] | c_DK1_SmallDecentral | 2619 | 6.4657e-05
[11 empty] | c_DK1_SmallDecentral | 2620 | 8.932e-05
[11 empty] | c_DK1_SmallDecentral | 2621 | 0.00013448
[11 empty] | c_DK1_SmallDecentral | 2622 | 0.00016598
[11 empty] | c_DK1_SmallDecentral | 2623 | 0.00016481
[11 empty] | c_DK1_SmallDecentral | 2624 | 0.00014381
[11 empty] | c_DK1_SmallDecentral | 2625 | 0.00013465
[11 empty] | c_DK1_SmallDecentral | 2626 | 0.00012898
[11 empty] | c_DK1_SmallDecentral | 2627 | 0.00012015
[11 empty] | c_DK1_SmallDecentral | 2628 | 0.00011665
[11 empty] | c_DK1_SmallDecentral | 2629 | 0.00010548
[11 empty] | c_DK1_SmallDecentral | 2630 | 0.00010915
[11 empty] | c_DK1_SmallDecentral | 2631 | 0.00010615
[11 empty] | c_DK1_SmallDecentral | 2632 | 0.00010915
[11 empty] | c_DK1_SmallDecentral | 2633 | 0.00011398
[11 empty] | c_DK1_SmallDecentral | 2634 | 0.00011848
[11 empty] | c_DK1_SmallDecentral | 2635 | 0.00012165
[11 empty] | c_DK1_SmallDecentral | 2636 | 0.00012248
[11 empty] | c_DK1_SmallDecentral | 2637 | 0.00011465
[11 empty] | c_DK1_SmallDecentral | 2638 | 9.132e-05
[11 empty] | c_DK1_SmallDecentral | 2639 | 6.5157e-05
[11 empty] | c_DK1_SmallDecentral | 2640 | 5.3659e-05
[11 empty] | c_DK1_SmallDecentral | 2641 | 5.9991e-05
[11 empty] | c_DK1_SmallDecentral | 2642 | 6.0491e-05
[11 empty] | c_DK1_SmallDecentral | 2643 | 7.2656e-05
[11 empty] | c_DK1_SmallDecentral | 2644 | 0.00010149
[11 empty] | c_DK1_SmallDecentral | 2645 | 0.00014781
[11 empty] | c_DK1_SmallDecentral | 2646 | 0.00015448
[11 empty] | c_DK1_SmallDecentral | 2647 | 0.00015564
[11 empty] | c_DK1_SmallDecentral | 2648 | 0.00013198
[11 empty] | c_DK1_SmallDecentral | 2649 | 0.00012382
[11 empty] | c_DK1_SmallDecentral | 2650 | 0.00011698
[11 empty] | c_DK1_SmallDecentral | 2651 | 0.00011165
[11 empty] | c_DK1_SmallDecentral | 2652 | 0.00010848
[11 empty] | c_DK1_SmallDecentral | 2653 | 0.00010032
[11 empty] | c_DK1_SmallDecentral | 2654 | 9.9152e-05
[11 empty] | c_DK1_SmallDecentral | 2655 | 9.6486e-05
[11 empty] | c_DK1_SmallDecentral | 2656 | 0.00010115
[11 empty] | c_DK1_SmallDecentral | 2657 | 0.00010848
[11 empty] | c_DK1_SmallDecentral | 2658 | 0.00011348
[11 empty] | c_DK1_SmallDecentral | 2659 | 0.00011915
[11 empty] | c_DK1_SmallDecentral | 2660 | 0.00012115
[11 empty] | c_DK1_SmallDecentral | 2661 | 0.00011398
[11 empty] | c_DK1_SmallDecentral | 2662 | 9.082e-05
[11 empty] | c_DK1_SmallDecentral | 2663 | 6.5157e-05
[11 empty] | c_DK1_SmallDecentral | 2664 | 5.1159e-05
[11 empty] | c_DK1_SmallDecentral | 2665 | 5.6158e-05
[11 empty] | c_DK1_SmallDecentral | 2666 | 5.6825e-05
[11 empty] | c_DK1_SmallDecentral | 2667 | 6.2491e-05
[11 empty] | c_DK1_SmallDecentral | 2668 | 8.7987e-05
[11 empty] | c_DK1_SmallDecentral | 2669 | 0.00014081
[11 empty] | c_DK1_SmallDecentral | 2670 | 0.00016814
[11 empty] | c_DK1_SmallDecentral | 2671 | 0.00016548
[11 empty] | c_DK1_SmallDecentral | 2672 | 0.00014031
[11 empty] | c_DK1_SmallDecentral | 2673 | 0.00013281
[11 empty] | c_DK1_SmallDecentral | 2674 | 0.00012398
[11 empty] | c_DK1_SmallDecentral | 2675 | 0.00011748
[11 empty] | c_DK1_SmallDecentral | 2676 | 0.00011332
[11 empty] | c_DK1_SmallDecentral | 2677 | 0.00010348
[11 empty] | c_DK1_SmallDecentral | 2678 | 0.00010099
[11 empty] | c_DK1_SmallDecentral | 2679 | 9.8652e-05
[11 empty] | c_DK1_SmallDecentral | 2680 | 0.00010149
[11 empty] | c_DK1_SmallDecentral | 2681 | 0.00010882
[11 empty] | c_DK1_SmallDecentral | 2682 | 0.00011282
[11 empty] | c_DK1_SmallDecentral | 2683 | 0.00011998
[11 empty] | c_DK1_SmallDecentral | 2684 | 0.00012265
[11 empty] | c_DK1_SmallDecentral | 2685 | 0.00011298
[11 empty] | c_DK1_SmallDecentral | 2686 | 8.9987e-05
[11 empty] | c_DK1_SmallDecentral | 2687 | 6.2824e-05
[11 empty] | c_DK1_SmallDecentral | 2688 | 4.566e-05
[11 empty] | c_DK1_SmallDecentral | 2689 | 4.9826e-05
[11 empty] | c_DK1_SmallDecentral | 2690 | 5.0326e-05
[11 empty] | c_DK1_SmallDecentral | 2691 | 5.5159e-05
[11 empty] | c_DK1_SmallDecentral | 2692 | 8.0322e-05
[11 empty] | c_DK1_SmallDecentral | 2693 | 0.00013131
[11 empty] | c_DK1_SmallDecentral | 2694 | 0.00015931
[11 empty] | c_DK1_SmallDecentral | 2695 | 0.00015648
[11 empty] | c_DK1_SmallDecentral | 2696 | 0.00013315
[11 empty] | c_DK1_SmallDecentral | 2697 | 0.00012565
[11 empty] | c_DK1_SmallDecentral | 2698 | 0.00011682
[11 empty] | c_DK1_SmallDecentral | 2699 | 0.00011082
[11 empty] | c_DK1_SmallDecentral | 2700 | 0.00010598
[11 empty] | c_DK1_SmallDecentral | 2701 | 9.6153e-05
[11 empty] | c_DK1_SmallDecentral | 2702 | 9.2486e-05
[11 empty] | c_DK1_SmallDecentral | 2703 | 8.9487e-05
[11 empty] | c_DK1_SmallDecentral | 2704 | 9.132e-05
[11 empty] | c_DK1_SmallDecentral | 2705 | 9.8152e-05
[11 empty] | c_DK1_SmallDecentral | 2706 | 0.00010232
[11 empty] | c_DK1_SmallDecentral | 2707 | 0.00010965
[11 empty] | c_DK1_SmallDecentral | 2708 | 0.00011182
[11 empty] | c_DK1_SmallDecentral | 2709 | 0.00010365
[11 empty] | c_DK1_SmallDecentral | 2710 | 8.2155e-05
[11 empty] | c_DK1_SmallDecentral | 2711 | 5.6158e-05
[11 empty] | c_DK1_SmallDecentral | 2712 | 4.3494e-05
[11 empty] | c_DK1_SmallDecentral | 2713 | 4.7326e-05
[11 empty] | c_DK1_SmallDecentral | 2714 | 4.7993e-05
[11 empty] | c_DK1_SmallDecentral | 2715 | 5.2492e-05
[11 empty] | c_DK1_SmallDecentral | 2716 | 7.6822e-05
[11 empty] | c_DK1_SmallDecentral | 2717 | 0.00012631
[11 empty] | c_DK1_SmallDecentral | 2718 | 0.00015298
[11 empty] | c_DK1_SmallDecentral | 2719 | 0.00015014
[11 empty] | c_DK1_SmallDecentral | 2720 | 0.00012781
[11 empty] | c_DK1_SmallDecentral | 2721 | 0.00012065
[11 empty] | c_DK1_SmallDecentral | 2722 | 0.00011198
[11 empty] | c_DK1_SmallDecentral | 2723 | 0.00010632
[11 empty] | c_DK1_SmallDecentral | 2724 | 0.00010198
[11 empty] | c_DK1_SmallDecentral | 2725 | 9.2153e-05
[11 empty] | c_DK1_SmallDecentral | 2726 | 8.882e-05
[11 empty] | c_DK1_SmallDecentral | 2727 | 8.5487e-05
[11 empty] | c_DK1_SmallDecentral | 2728 | 8.732e-05
[11 empty] | c_DK1_SmallDecentral | 2729 | 9.4153e-05
[11 empty] | c_DK1_SmallDecentral | 2730 | 9.8152e-05
[11 empty] | c_DK1_SmallDecentral | 2731 | 0.00010498
[11 empty] | c_DK1_SmallDecentral | 2732 | 0.00010715
[11 empty] | c_DK1_SmallDecentral | 2733 | 9.9319e-05
[11 empty] | c_DK1_SmallDecentral | 2734 | 7.8988e-05
[11 empty] | c_DK1_SmallDecentral | 2735 | 5.3492e-05
[11 empty] | c_DK1_SmallDecentral | 2736 | 4.1161e-05
[11 empty] | c_DK1_SmallDecentral | 2737 | 4.4993e-05
[11 empty] | c_DK1_SmallDecentral | 2738 | 4.5493e-05
[11 empty] | c_DK1_SmallDecentral | 2739 | 4.9659e-05
[11 empty] | c_DK1_SmallDecentral | 2740 | 7.2989e-05
[11 empty] | c_DK1_SmallDecentral | 2741 | 0.00012048
[11 empty] | c_DK1_SmallDecentral | 2742 | 0.00014615
[11 empty] | c_DK1_SmallDecentral | 2743 | 0.00014331
[11 empty] | c_DK1_SmallDecentral | 2744 | 0.00012132
[11 empty] | c_DK1_SmallDecentral | 2745 | 0.00011482
[11 empty] | c_DK1_SmallDecentral | 2746 | 0.00010665
[11 empty] | c_DK1_SmallDecentral | 2747 | 0.00010149
[11 empty] | c_DK1_SmallDecentral | 2748 | 9.7152e-05
[11 empty] | c_DK1_SmallDecentral | 2749 | 8.7654e-05
[11 empty] | c_DK1_SmallDecentral | 2750 | 8.4321e-05
[11 empty] | c_DK1_SmallDecentral | 2751 | 8.1321e-05
[11 empty] | c_DK1_SmallDecentral | 2752 | 8.2988e-05
[11 empty] | c_DK1_SmallDecentral | 2753 | 8.9487e-05
[11 empty] | c_DK1_SmallDecentral | 2754 | 9.282e-05
[11 empty] | c_DK1_SmallDecentral | 2755 | 9.9652e-05
[11 empty] | c_DK1_SmallDecentral | 2756 | 0.00010182
[11 empty] | c_DK1_SmallDecentral | 2757 | 9.4319e-05
[11 empty] | c_DK1_SmallDecentral | 2758 | 7.4822e-05
[11 empty] | c_DK1_SmallDecentral | 2759 | 5.0826e-05
[11 empty] | c_DK1_SmallDecentral | 2760 | 4.0994e-05
[11 empty] | c_DK1_SmallDecentral | 2761 | 4.4327e-05
[11 empty] | c_DK1_SmallDecentral | 2762 | 4.3994e-05
[11 empty] | c_DK1_SmallDecentral | 2763 | 4.7826e-05
[11 empty] | c_DK1_SmallDecentral | 2764 | 6.9656e-05
[11 empty] | c_DK1_SmallDecentral | 2765 | 0.00011582
[11 empty] | c_DK1_SmallDecentral | 2766 | 0.00014081
[11 empty] | c_DK1_SmallDecentral | 2767 | 0.00014048
[11 empty] | c_DK1_SmallDecentral | 2768 | 0.00011982
[11 empty] | c_DK1_SmallDecentral | 2769 | 0.00011332
[11 empty] | c_DK1_SmallDecentral | 2770 | 0.00010448
[11 empty] | c_DK1_SmallDecentral | 2771 | 9.8985e-05
[11 empty] | c_DK1_SmallDecentral | 2772 | 9.5986e-05
[11 empty] | c_DK1_SmallDecentral | 2773 | 8.6487e-05
[11 empty] | c_DK1_SmallDecentral | 2774 | 8.2655e-05
[11 empty] | c_DK1_SmallDecentral | 2775 | 7.9155e-05
[11 empty] | c_DK1_SmallDecentral | 2776 | 8.0988e-05
[11 empty] | c_DK1_SmallDecentral | 2777 | 8.8154e-05
[11 empty] | c_DK1_SmallDecentral | 2778 | 9.1986e-05
[11 empty] | c_DK1_SmallDecentral | 2779 | 9.9152e-05
[11 empty] | c_DK1_SmallDecentral | 2780 | 0.00010082
[11 empty] | c_DK1_SmallDecentral | 2781 | 9.3986e-05
[11 empty] | c_DK1_SmallDecentral | 2782 | 7.3822e-05
[11 empty] | c_DK1_SmallDecentral | 2783 | 4.9993e-05
[11 empty] | c_DK1_SmallDecentral | 2784 | 4.8826e-05
[11 empty] | c_DK1_SmallDecentral | 2785 | 4.9159e-05
[11 empty] | c_DK1_SmallDecentral | 2786 | 4.666e-05
[11 empty] | c_DK1_SmallDecentral | 2787 | 5.2659e-05
[11 empty] | c_DK1_SmallDecentral | 2788 | 7.5989e-05
[11 empty] | c_DK1_SmallDecentral | 2789 | 0.00011865
[11 empty] | c_DK1_SmallDecentral | 2790 | 0.00014998
[11 empty] | c_DK1_SmallDecentral | 2791 | 0.00014931
[11 empty] | c_DK1_SmallDecentral | 2792 | 0.00012765
[11 empty] | c_DK1_SmallDecentral | 2793 | 0.00011898
[11 empty] | c_DK1_SmallDecentral | 2794 | 0.00011415
[11 empty] | c_DK1_SmallDecentral | 2795 | 0.00010482
[11 empty] | c_DK1_SmallDecentral | 2796 | 0.00010132
[11 empty] | c_DK1_SmallDecentral | 2797 | 9.0487e-05
[11 empty] | c_DK1_SmallDecentral | 2798 | 9.3653e-05
[11 empty] | c_DK1_SmallDecentral | 2799 | 8.9487e-05
[11 empty] | c_DK1_SmallDecentral | 2800 | 9.082e-05
[11 empty] | c_DK1_SmallDecentral | 2801 | 9.4819e-05
[11 empty] | c_DK1_SmallDecentral | 2802 | 9.9652e-05
[11 empty] | c_DK1_SmallDecentral | 2803 | 0.00010498
[11 empty] | c_DK1_SmallDecentral | 2804 | 0.00010615
[11 empty] | c_DK1_SmallDecentral | 2805 | 0.00010115
[11 empty] | c_DK1_SmallDecentral | 2806 | 7.9488e-05
[11 empty] | c_DK1_SmallDecentral | 2807 | 5.4659e-05
[11 empty] | c_DK1_SmallDecentral | 2808 | 4.8826e-05
[11 empty] | c_DK1_SmallDecentral | 2809 | 5.4159e-05
[11 empty] | c_DK1_SmallDecentral | 2810 | 5.5492e-05
[11 empty] | c_DK1_SmallDecentral | 2811 | 6.749e-05
[11 empty] | c_DK1_SmallDecentral | 2812 | 9.6652e-05
[11 empty] | c_DK1_SmallDecentral | 2813 | 0.00014181
[11 empty] | c_DK1_SmallDecentral | 2814 | 0.00014831
[11 empty] | c_DK1_SmallDecentral | 2815 | 0.00015048
[11 empty] | c_DK1_SmallDecentral | 2816 | 0.00012581
[11 empty] | c_DK1_SmallDecentral | 2817 | 0.00011732
[11 empty] | c_DK1_SmallDecentral | 2818 | 0.00011098
[11 empty] | c_DK1_SmallDecentral | 2819 | 0.00010515
[11 empty] | c_DK1_SmallDecentral | 2820 | 0.00010215
[11 empty] | c_DK1_SmallDecentral | 2821 | 9.382e-05
[11 empty] | c_DK1_SmallDecentral | 2822 | 9.1986e-05
[11 empty] | c_DK1_SmallDecentral | 2823 | 8.932e-05
[11 empty] | c_DK1_SmallDecentral | 2824 | 9.3153e-05
[11 empty] | c_DK1_SmallDecentral | 2825 | 9.9985e-05
[11 empty] | c_DK1_SmallDecentral | 2826 | 0.00010548
[11 empty] | c_DK1_SmallDecentral | 2827 | 0.00011182
[11 empty] | c_DK1_SmallDecentral | 2828 | 0.00011398
[11 empty] | c_DK1_SmallDecentral | 2829 | 0.00010832
[11 empty] | c_DK1_SmallDecentral | 2830 | 8.5321e-05
[11 empty] | c_DK1_SmallDecentral | 2831 | 6.0324e-05
[11 empty] | c_DK1_SmallDecentral | 2832 | 4.6993e-05
[11 empty] | c_DK1_SmallDecentral | 2833 | 5.1492e-05
[11 empty] | c_DK1_SmallDecentral | 2834 | 5.2326e-05
[11 empty] | c_DK1_SmallDecentral | 2835 | 5.7325e-05
[11 empty] | c_DK1_SmallDecentral | 2836 | 8.2155e-05
[11 empty] | c_DK1_SmallDecentral | 2837 | 0.00013398
[11 empty] | c_DK1_SmallDecentral | 2838 | 0.00016114
[11 empty] | c_DK1_SmallDecentral | 2839 | 0.00015848
[11 empty] | c_DK1_SmallDecentral | 2840 | 0.00013281
[11 empty] | c_DK1_SmallDecentral | 2841 | 0.00012565
[11 empty] | c_DK1_SmallDecentral | 2842 | 0.00011698
[11 empty] | c_DK1_SmallDecentral | 2843 | 0.00011082
[11 empty] | c_DK1_SmallDecentral | 2844 | 0.00010648
[11 empty] | c_DK1_SmallDecentral | 2845 | 9.6652e-05
[11 empty] | c_DK1_SmallDecentral | 2846 | 9.4153e-05
[11 empty] | c_DK1_SmallDecentral | 2847 | 9.1487e-05
[11 empty] | c_DK1_SmallDecentral | 2848 | 9.3653e-05
[11 empty] | c_DK1_SmallDecentral | 2849 | 0.00010082
[11 empty] | c_DK1_SmallDecentral | 2850 | 0.00010498
[11 empty] | c_DK1_SmallDecentral | 2851 | 0.00011248
[11 empty] | c_DK1_SmallDecentral | 2852 | 0.00011548
[11 empty] | c_DK1_SmallDecentral | 2853 | 0.00010698
[11 empty] | c_DK1_SmallDecentral | 2854 | 8.5154e-05
[11 empty] | c_DK1_SmallDecentral | 2855 | 5.8325e-05
[11 empty] | c_DK1_SmallDecentral | 2856 | 4.5993e-05
[11 empty] | c_DK1_SmallDecentral | 2857 | 4.9826e-05
[11 empty] | c_DK1_SmallDecentral | 2858 | 5.0659e-05
[11 empty] | c_DK1_SmallDecentral | 2859 | 5.5492e-05
[11 empty] | c_DK1_SmallDecentral | 2860 | 8.0655e-05
[11 empty] | c_DK1_SmallDecentral | 2861 | 0.00013181
[11 empty] | c_DK1_SmallDecentral | 2862 | 0.00015981
[11 empty] | c_DK1_SmallDecentral | 2863 | 0.00015664
[11 empty] | c_DK1_SmallDecentral | 2864 | 0.00013348
[11 empty] | c_DK1_SmallDecentral | 2865 | 0.00012598
[11 empty] | c_DK1_SmallDecentral | 2866 | 0.00011698
[11 empty] | c_DK1_SmallDecentral | 2867 | 0.00011132
[11 empty] | c_DK1_SmallDecentral | 2868 | 0.00010648
[11 empty] | c_DK1_SmallDecentral | 2869 | 9.6652e-05
[11 empty] | c_DK1_SmallDecentral | 2870 | 9.2986e-05
[11 empty] | c_DK1_SmallDecentral | 2871 | 8.9653e-05
[11 empty] | c_DK1_SmallDecentral | 2872 | 9.182e-05
[11 empty] | c_DK1_SmallDecentral | 2873 | 9.8652e-05
[11 empty] | c_DK1_SmallDecentral | 2874 | 0.00010265
[11 empty] | c_DK1_SmallDecentral | 2875 | 0.00010982
[11 empty] | c_DK1_SmallDecentral | 2876 | 0.00011198
[11 empty] | c_DK1_SmallDecentral | 2877 | 0.00010398
[11 empty] | c_DK1_SmallDecentral | 2878 | 8.2321e-05
[11 empty] | c_DK1_SmallDecentral | 2879 | 5.6158e-05
[11 empty] | c_DK1_SmallDecentral | 2880 | 4.9493e-05
[11 empty] | c_DK1_SmallDecentral | 2881 | 5.3825e-05
[11 empty] | c_DK1_SmallDecentral | 2882 | 5.4825e-05
[11 empty] | c_DK1_SmallDecentral | 2883 | 5.9991e-05
[11 empty] | c_DK1_SmallDecentral | 2884 | 8.6321e-05
[11 empty] | c_DK1_SmallDecentral | 2885 | 0.00013915
[11 empty] | c_DK1_SmallDecentral | 2886 | 0.00016798
[11 empty] | c_DK1_SmallDecentral | 2887 | 0.00016498
[11 empty] | c_DK1_SmallDecentral | 2888 | 0.00014181
[11 empty] | c_DK1_SmallDecentral | 2889 | 0.00013348
[11 empty] | c_DK1_SmallDecentral | 2890 | 0.00012415
[11 empty] | c_DK1_SmallDecentral | 2891 | 0.00011782
[11 empty] | c_DK1_SmallDecentral | 2892 | 0.00011315
[11 empty] | c_DK1_SmallDecentral | 2893 | 0.00010315
[11 empty] | c_DK1_SmallDecentral | 2894 | 9.9652e-05
[11 empty] | c_DK1_SmallDecentral | 2895 | 9.6486e-05
[11 empty] | c_DK1_SmallDecentral | 2896 | 9.8819e-05
[11 empty] | c_DK1_SmallDecentral | 2897 | 0.00010598
[11 empty] | c_DK1_SmallDecentral | 2898 | 0.00011032
[11 empty] | c_DK1_SmallDecentral | 2899 | 0.00011732
[11 empty] | c_DK1_SmallDecentral | 2900 | 0.00011932
[11 empty] | c_DK1_SmallDecentral | 2901 | 0.00011048
[11 empty] | c_DK1_SmallDecentral | 2902 | 8.7654e-05
[11 empty] | c_DK1_SmallDecentral | 2903 | 6.0491e-05
[11 empty] | c_DK1_SmallDecentral | 2904 | 5.7658e-05
[11 empty] | c_DK1_SmallDecentral | 2905 | 6.3157e-05
[11 empty] | c_DK1_SmallDecentral | 2906 | 6.3324e-05
[11 empty] | c_DK1_SmallDecentral | 2907 | 6.9156e-05
[11 empty] | c_DK1_SmallDecentral | 2908 | 9.4486e-05
[11 empty] | c_DK1_SmallDecentral | 2909 | 0.00014498
[11 empty] | c_DK1_SmallDecentral | 2910 | 0.00017047
[11 empty] | c_DK1_SmallDecentral | 2911 | 0.00016814
[11 empty] | c_DK1_SmallDecentral | 2912 | 0.00014931
[11 empty] | c_DK1_SmallDecentral | 2913 | 0.00014098
[11 empty] | c_DK1_SmallDecentral | 2914 | 0.00013265
[11 empty] | c_DK1_SmallDecentral | 2915 | 0.00012715
[11 empty] | c_DK1_SmallDecentral | 2916 | 0.00012332
[11 empty] | c_DK1_SmallDecentral | 2917 | 0.00011398
[11 empty] | c_DK1_SmallDecentral | 2918 | 0.00011265
[11 empty] | c_DK1_SmallDecentral | 2919 | 0.00011015
[11 empty] | c_DK1_SmallDecentral | 2920 | 0.00011348
[11 empty] | c_DK1_SmallDecentral | 2921 | 0.00012132
[11 empty] | c_DK1_SmallDecentral | 2922 | 0.00012348
[11 empty] | c_DK1_SmallDecentral | 2923 | 0.00012765
[11 empty] | c_DK1_SmallDecentral | 2924 | 0.00012848
[11 empty] | c_DK1_SmallDecentral | 2925 | 0.00011682
[11 empty] | c_DK1_SmallDecentral | 2926 | 9.2986e-05
[11 empty] | c_DK1_SmallDecentral | 2927 | 6.849e-05
[11 empty] | c_DK1_SmallDecentral | 2928 | 6.7823e-05
[11 empty] | c_DK1_SmallDecentral | 2929 | 7.3156e-05
[11 empty] | c_DK1_SmallDecentral | 2930 | 7.3156e-05
[11 empty] | c_DK1_SmallDecentral | 2931 | 7.9488e-05
[11 empty] | c_DK1_SmallDecentral | 2932 | 0.00010648
[11 empty] | c_DK1_SmallDecentral | 2933 | 0.00016114
[11 empty] | c_DK1_SmallDecentral | 2934 | 0.00019081
[11 empty] | c_DK1_SmallDecentral | 2935 | 0.00019064
[11 empty] | c_DK1_SmallDecentral | 2936 | 0.00017214
[11 empty] | c_DK1_SmallDecentral | 2937 | 0.00016198
[11 empty] | c_DK1_SmallDecentral | 2938 | 0.00015148
[11 empty] | c_DK1_SmallDecentral | 2939 | 0.00014515
[11 empty] | c_DK1_SmallDecentral | 2940 | 0.00014065
[11 empty] | c_DK1_SmallDecentral | 2941 | 0.00013165
[11 empty] | c_DK1_SmallDecentral | 2942 | 0.00012948
[11 empty] | c_DK1_SmallDecentral | 2943 | 0.00012765
[11 empty] | c_DK1_SmallDecentral | 2944 | 0.00013131
[11 empty] | c_DK1_SmallDecentral | 2945 | 0.00014031
[11 empty] | c_DK1_SmallDecentral | 2946 | 0.00014381
[11 empty] | c_DK1_SmallDecentral | 2947 | 0.00014848
[11 empty] | c_DK1_SmallDecentral | 2948 | 0.00014831
[11 empty] | c_DK1_SmallDecentral | 2949 | 0.00013531
[11 empty] | c_DK1_SmallDecentral | 2950 | 0.00010698
[11 empty] | c_DK1_SmallDecentral | 2951 | 7.9488e-05
[11 empty] | c_DK1_SmallDecentral | 2952 | 7.5489e-05
[11 empty] | c_DK1_SmallDecentral | 2953 | 7.9155e-05
[11 empty] | c_DK1_SmallDecentral | 2954 | 7.5822e-05
[11 empty] | c_DK1_SmallDecentral | 2955 | 8.5987e-05
[11 empty] | c_DK1_SmallDecentral | 2956 | 0.00011448
[11 empty] | c_DK1_SmallDecentral | 2957 | 0.00016714
[11 empty] | c_DK1_SmallDecentral | 2958 | 0.00020264
[11 empty] | c_DK1_SmallDecentral | 2959 | 0.0002003
[11 empty] | c_DK1_SmallDecentral | 2960 | 0.00017881
[11 empty] | c_DK1_SmallDecentral | 2961 | 0.00016764
[11 empty] | c_DK1_SmallDecentral | 2962 | 0.00015998
[11 empty] | c_DK1_SmallDecentral | 2963 | 0.00015064
[11 empty] | c_DK1_SmallDecentral | 2964 | 0.00014631
[11 empty] | c_DK1_SmallDecentral | 2965 | 0.00013398
[11 empty] | c_DK1_SmallDecentral | 2966 | 0.00013781
[11 empty] | c_DK1_SmallDecentral | 2967 | 0.00013615
[11 empty] | c_DK1_SmallDecentral | 2968 | 0.00014115
[11 empty] | c_DK1_SmallDecentral | 2969 | 0.00014798
[11 empty] | c_DK1_SmallDecentral | 2970 | 0.00015264
[11 empty] | c_DK1_SmallDecentral | 2971 | 0.00015448
[11 empty] | c_DK1_SmallDecentral | 2972 | 0.00015481
[11 empty] | c_DK1_SmallDecentral | 2973 | 0.00014315
[11 empty] | c_DK1_SmallDecentral | 2974 | 0.00011498
[11 empty] | c_DK1_SmallDecentral | 2975 | 8.4654e-05
[11 empty] | c_DK1_SmallDecentral | 2976 | 7.3822e-05
[11 empty] | c_DK1_SmallDecentral | 2977 | 8.3654e-05
[11 empty] | c_DK1_SmallDecentral | 2978 | 8.1488e-05
[11 empty] | c_DK1_SmallDecentral | 2979 | 9.5153e-05
[11 empty] | c_DK1_SmallDecentral | 2980 | 0.00012715
[11 empty] | c_DK1_SmallDecentral | 2981 | 0.00018064
[11 empty] | c_DK1_SmallDecentral | 2982 | 0.00018847
[11 empty] | c_DK1_SmallDecentral | 2983 | 0.00018631
[11 empty] | c_DK1_SmallDecentral | 2984 | 0.00016348
[11 empty] | c_DK1_SmallDecentral | 2985 | 0.00015531
[11 empty] | c_DK1_SmallDecentral | 2986 | 0.00014681
[11 empty] | c_DK1_SmallDecentral | 2987 | 0.00014148
[11 empty] | c_DK1_SmallDecentral | 2988 | 0.00013798
[11 empty] | c_DK1_SmallDecentral | 2989 | 0.00012965
[11 empty] | c_DK1_SmallDecentral | 2990 | 0.00013031
[11 empty] | c_DK1_SmallDecentral | 2991 | 0.00012831
[11 empty] | c_DK1_SmallDecentral | 2992 | 0.00013548
[11 empty] | c_DK1_SmallDecentral | 2993 | 0.00014531
[11 empty] | c_DK1_SmallDecentral | 2994 | 0.00014948
[11 empty] | c_DK1_SmallDecentral | 2995 | 0.00015314
[11 empty] | c_DK1_SmallDecentral | 2996 | 0.00015498
[11 empty] | c_DK1_SmallDecentral | 2997 | 0.00014365
[11 empty] | c_DK1_SmallDecentral | 2998 | 0.00011598
[11 empty] | c_DK1_SmallDecentral | 2999 | 8.6987e-05
[11 empty] | c_DK1_SmallDecentral | 3000 | 7.2323e-05
[11 empty] | c_DK1_SmallDecentral | 3001 | 7.9488e-05
[11 empty] | c_DK1_SmallDecentral | 3002 | 7.9822e-05
[11 empty] | c_DK1_SmallDecentral | 3003 | 8.7487e-05
[11 empty] | c_DK1_SmallDecentral | 3004 | 0.00011665
[11 empty] | c_DK1_SmallDecentral | 3005 | 0.00017431
[11 empty] | c_DK1_SmallDecentral | 3006 | 0.00020314
[11 empty] | c_DK1_SmallDecentral | 3007 | 0.0002008
[11 empty] | c_DK1_SmallDecentral | 3008 | 0.00017814
[11 empty] | c_DK1_SmallDecentral | 3009 | 0.00016848
[11 empty] | c_DK1_SmallDecentral | 3010 | 0.00015881
[11 empty] | c_DK1_SmallDecentral | 3011 | 0.00015131
[11 empty] | c_DK1_SmallDecentral | 3012 | 0.00014764
[11 empty] | c_DK1_SmallDecentral | 3013 | 0.00013748
[11 empty] | c_DK1_SmallDecentral | 3014 | 0.00013665
[11 empty] | c_DK1_SmallDecentral | 3015 | 0.00013531
[11 empty] | c_DK1_SmallDecentral | 3016 | 0.00014098
[11 empty] | c_DK1_SmallDecentral | 3017 | 0.00014948
[11 empty] | c_DK1_SmallDecentral | 3018 | 0.00015314
[11 empty] | c_DK1_SmallDecentral | 3019 | 0.00015764
[11 empty] | c_DK1_SmallDecentral | 3020 | 0.00015831
[11 empty] | c_DK1_SmallDecentral | 3021 | 0.00014381
[11 empty] | c_DK1_SmallDecentral | 3022 | 0.00011498
[11 empty] | c_DK1_SmallDecentral | 3023 | 8.5654e-05
[11 empty] | c_DK1_SmallDecentral | 3024 | 7.1656e-05
[11 empty] | c_DK1_SmallDecentral | 3025 | 7.7989e-05
[11 empty] | c_DK1_SmallDecentral | 3026 | 7.8655e-05
[11 empty] | c_DK1_SmallDecentral | 3027 | 8.6154e-05
[11 empty] | c_DK1_SmallDecentral | 3028 | 0.00011548
[11 empty] | c_DK1_SmallDecentral | 3029 | 0.00017314
[11 empty] | c_DK1_SmallDecentral | 3030 | 0.00020314
[11 empty] | c_DK1_SmallDecentral | 3031 | 0.00020047
[11 empty] | c_DK1_SmallDecentral | 3032 | 0.00018081
[11 empty] | c_DK1_SmallDecentral | 3033 | 0.00016997
[11 empty] | c_DK1_SmallDecentral | 3034 | 0.00015981
[11 empty] | c_DK1_SmallDecentral | 3035 | 0.00015314
[11 empty] | c_DK1_SmallDecentral | 3036 | 0.00014848
[11 empty] | c_DK1_SmallDecentral | 3037 | 0.00013881
[11 empty] | c_DK1_SmallDecentral | 3038 | 0.00013715
[11 empty] | c_DK1_SmallDecentral | 3039 | 0.00013531
[11 empty] | c_DK1_SmallDecentral | 3040 | 0.00013965
[11 empty] | c_DK1_SmallDecentral | 3041 | 0.00014864
[11 empty] | c_DK1_SmallDecentral | 3042 | 0.00015098
[11 empty] | c_DK1_SmallDecentral | 3043 | 0.00015548
[11 empty] | c_DK1_SmallDecentral | 3044 | 0.00015581
[11 empty] | c_DK1_SmallDecentral | 3045 | 0.00014148
[11 empty] | c_DK1_SmallDecentral | 3046 | 0.00011248
[11 empty] | c_DK1_SmallDecentral | 3047 | 8.3821e-05
[11 empty] | c_DK1_SmallDecentral | 3048 | 6.7157e-05
[11 empty] | c_DK1_SmallDecentral | 3049 | 7.3323e-05
[11 empty] | c_DK1_SmallDecentral | 3050 | 7.3656e-05
[11 empty] | c_DK1_SmallDecentral | 3051 | 8.0821e-05
[11 empty] | c_DK1_SmallDecentral | 3052 | 0.00010882
[11 empty] | c_DK1_SmallDecentral | 3053 | 0.00016398
[11 empty] | c_DK1_SmallDecentral | 3054 | 0.00019264
[11 empty] | c_DK1_SmallDecentral | 3055 | 0.00019014
[11 empty] | c_DK1_SmallDecentral | 3056 | 0.00017064
[11 empty] | c_DK1_SmallDecentral | 3057 | 0.00016064
[11 empty] | c_DK1_SmallDecentral | 3058 | 0.00015114
[11 empty] | c_DK1_SmallDecentral | 3059 | 0.00014448
[11 empty] | c_DK1_SmallDecentral | 3060 | 0.00014031
[11 empty] | c_DK1_SmallDecentral | 3061 | 0.00013065
[11 empty] | c_DK1_SmallDecentral | 3062 | 0.00012931
[11 empty] | c_DK1_SmallDecentral | 3063 | 0.00012748
[11 empty] | c_DK1_SmallDecentral | 3064 | 0.00013115
[11 empty] | c_DK1_SmallDecentral | 3065 | 0.00013998
[11 empty] | c_DK1_SmallDecentral | 3066 | 0.00014231
[11 empty] | c_DK1_SmallDecentral | 3067 | 0.00014648
[11 empty] | c_DK1_SmallDecentral | 3068 | 0.00014698
[11 empty] | c_DK1_SmallDecentral | 3069 | 0.00013365
[11 empty] | c_DK1_SmallDecentral | 3070 | 0.00010632
[11 empty] | c_DK1_SmallDecentral | 3071 | 7.8988e-05
[11 empty] | c_DK1_SmallDecentral | 3072 | 5.8825e-05
[11 empty] | c_DK1_SmallDecentral | 3073 | 6.4157e-05
[11 empty] | c_DK1_SmallDecentral | 3074 | 6.4491e-05
[11 empty] | c_DK1_SmallDecentral | 3075 | 7.049e-05
[11 empty] | c_DK1_SmallDecentral | 3076 | 9.6319e-05
[11 empty] | c_DK1_SmallDecentral | 3077 | 0.00014764
[11 empty] | c_DK1_SmallDecentral | 3078 | 0.00017347
[11 empty] | c_DK1_SmallDecentral | 3079 | 0.00017114
[11 empty] | c_DK1_SmallDecentral | 3080 | 0.00015214
[11 empty] | c_DK1_SmallDecentral | 3081 | 0.00014348
[11 empty] | c_DK1_SmallDecentral | 3082 | 0.00013465
[11 empty] | c_DK1_SmallDecentral | 3083 | 0.00012948
[11 empty] | c_DK1_SmallDecentral | 3084 | 0.00012548
[11 empty] | c_DK1_SmallDecentral | 3085 | 0.00011615
[11 empty] | c_DK1_SmallDecentral | 3086 | 0.00011448
[11 empty] | c_DK1_SmallDecentral | 3087 | 0.00011232
[11 empty] | c_DK1_SmallDecentral | 3088 | 0.00011548
[11 empty] | c_DK1_SmallDecentral | 3089 | 0.00012348
[11 empty] | c_DK1_SmallDecentral | 3090 | 0.00012548
[11 empty] | c_DK1_SmallDecentral | 3091 | 0.00012981
[11 empty] | c_DK1_SmallDecentral | 3092 | 0.00013098
[11 empty] | c_DK1_SmallDecentral | 3093 | 0.00011915
[11 empty] | c_DK1_SmallDecentral | 3094 | 9.4653e-05
[11 empty] | c_DK1_SmallDecentral | 3095 | 6.9656e-05
[11 empty] | c_DK1_SmallDecentral | 3096 | 5.7825e-05
[11 empty] | c_DK1_SmallDecentral | 3097 | 6.2824e-05
[11 empty] | c_DK1_SmallDecentral | 3098 | 6.2491e-05
[11 empty] | c_DK1_SmallDecentral | 3099 | 6.799e-05
[11 empty] | c_DK1_SmallDecentral | 3100 | 9.2153e-05
[11 empty] | c_DK1_SmallDecentral | 3101 | 0.00014231
[11 empty] | c_DK1_SmallDecentral | 3102 | 0.00016864
[11 empty] | c_DK1_SmallDecentral | 3103 | 0.00016864
[11 empty] | c_DK1_SmallDecentral | 3104 | 0.00015048
[11 empty] | c_DK1_SmallDecentral | 3105 | 0.00014181
[11 empty] | c_DK1_SmallDecentral | 3106 | 0.00013265
[11 empty] | c_DK1_SmallDecentral | 3107 | 0.00012698
[11 empty] | c_DK1_SmallDecentral | 3108 | 0.00012315
[11 empty] | c_DK1_SmallDecentral | 3109 | 0.00011432
[11 empty] | c_DK1_SmallDecentral | 3110 | 0.00011215
[11 empty] | c_DK1_SmallDecentral | 3111 | 0.00010982
[11 empty] | c_DK1_SmallDecentral | 3112 | 0.00011282
[11 empty] | c_DK1_SmallDecentral | 3113 | 0.00012115
[11 empty] | c_DK1_SmallDecentral | 3114 | 0.00012432
[11 empty] | c_DK1_SmallDecentral | 3115 | 0.00012881
[11 empty] | c_DK1_SmallDecentral | 3116 | 0.00012931
[11 empty] | c_DK1_SmallDecentral | 3117 | 0.00011832
[11 empty] | c_DK1_SmallDecentral | 3118 | 9.3486e-05
[11 empty] | c_DK1_SmallDecentral | 3119 | 6.8323e-05
[11 empty] | c_DK1_SmallDecentral | 3120 | 6.1658e-05
[11 empty] | c_DK1_SmallDecentral | 3121 | 6.4657e-05
[11 empty] | c_DK1_SmallDecentral | 3122 | 6.1324e-05
[11 empty] | c_DK1_SmallDecentral | 3123 | 6.9656e-05
[11 empty] | c_DK1_SmallDecentral | 3124 | 9.3986e-05
[11 empty] | c_DK1_SmallDecentral | 3125 | 0.00013931
[11 empty] | c_DK1_SmallDecentral | 3126 | 0.00017031
[11 empty] | c_DK1_SmallDecentral | 3127 | 0.00016814
[11 empty] | c_DK1_SmallDecentral | 3128 | 0.00014864
[11 empty] | c_DK1_SmallDecentral | 3129 | 0.00013931
[11 empty] | c_DK1_SmallDecentral | 3130 | 0.00013348
[11 empty] | c_DK1_SmallDecentral | 3131 | 0.00012548
[11 empty] | c_DK1_SmallDecentral | 3132 | 0.00012198
[11 empty] | c_DK1_SmallDecentral | 3133 | 0.00011082
[11 empty] | c_DK1_SmallDecentral | 3134 | 0.00011482
[11 empty] | c_DK1_SmallDecentral | 3135 | 0.00011248
[11 empty] | c_DK1_SmallDecentral | 3136 | 0.00011615
[11 empty] | c_DK1_SmallDecentral | 3137 | 0.00012165
[11 empty] | c_DK1_SmallDecentral | 3138 | 0.00012548
[11 empty] | c_DK1_SmallDecentral | 3139 | 0.00012731
[11 empty] | c_DK1_SmallDecentral | 3140 | 0.00012815
[11 empty] | c_DK1_SmallDecentral | 3141 | 0.00011865
[11 empty] | c_DK1_SmallDecentral | 3142 | 9.5153e-05
[11 empty] | c_DK1_SmallDecentral | 3143 | 6.9156e-05
[11 empty] | c_DK1_SmallDecentral | 3144 | 6.2158e-05
[11 empty] | c_DK1_SmallDecentral | 3145 | 7.049e-05
[11 empty] | c_DK1_SmallDecentral | 3146 | 6.899e-05
[11 empty] | c_DK1_SmallDecentral | 3147 | 8.0988e-05
[11 empty] | c_DK1_SmallDecentral | 3148 | 0.00010882
[11 empty] | c_DK1_SmallDecentral | 3149 | 0.00015581
[11 empty] | c_DK1_SmallDecentral | 3150 | 0.00016281
[11 empty] | c_DK1_SmallDecentral | 3151 | 0.00016181
[11 empty] | c_DK1_SmallDecentral | 3152 | 0.00014048
[11 empty] | c_DK1_SmallDecentral | 3153 | 0.00013331
[11 empty] | c_DK1_SmallDecentral | 3154 | 0.00012631
[11 empty] | c_DK1_SmallDecentral | 3155 | 0.00012148
[11 empty] | c_DK1_SmallDecentral | 3156 | 0.00011865
[11 empty] | c_DK1_SmallDecentral | 3157 | 0.00011082
[11 empty] | c_DK1_SmallDecentral | 3158 | 0.00011115
[11 empty] | c_DK1_SmallDecentral | 3159 | 0.00010882
[11 empty] | c_DK1_SmallDecentral | 3160 | 0.00011498
[11 empty] | c_DK1_SmallDecentral | 3161 | 0.00012348
[11 empty] | c_DK1_SmallDecentral | 3162 | 0.00012715
[11 empty] | c_DK1_SmallDecentral | 3163 | 0.00013081
[11 empty] | c_DK1_SmallDecentral | 3164 | 0.00013248
[11 empty] | c_DK1_SmallDecentral | 3165 | 0.00012315
[11 empty] | c_DK1_SmallDecentral | 3166 | 9.9152e-05
[11 empty] | c_DK1_SmallDecentral | 3167 | 7.3656e-05
[11 empty] | c_DK1_SmallDecentral | 3168 | 6.1991e-05
[11 empty] | c_DK1_SmallDecentral | 3169 | 6.849e-05
[11 empty] | c_DK1_SmallDecentral | 3170 | 6.849e-05
[11 empty] | c_DK1_SmallDecentral | 3171 | 7.4989e-05
[11 empty] | c_DK1_SmallDecentral | 3172 | 0.00010115
[11 empty] | c_DK1_SmallDecentral | 3173 | 0.00015348
[11 empty] | c_DK1_SmallDecentral | 3174 | 0.00017931
[11 empty] | c_DK1_SmallDecentral | 3175 | 0.00017714
[11 empty] | c_DK1_SmallDecentral | 3176 | 0.00015548
[11 empty] | c_DK1_SmallDecentral | 3177 | 0.00014731
[11 empty] | c_DK1_SmallDecentral | 3178 | 0.00013898
[11 empty] | c_DK1_SmallDecentral | 3179 | 0.00013265
[11 empty] | c_DK1_SmallDecentral | 3180 | 0.00012948
[11 empty] | c_DK1_SmallDecentral | 3181 | 0.00011982
[11 empty] | c_DK1_SmallDecentral | 3182 | 0.00011865
[11 empty] | c_DK1_SmallDecentral | 3183 | 0.00011698
[11 empty] | c_DK1_SmallDecentral | 3184 | 0.00012198
[11 empty] | c_DK1_SmallDecentral | 3185 | 0.00012948
[11 empty] | c_DK1_SmallDecentral | 3186 | 0.00013298
[11 empty] | c_DK1_SmallDecentral | 3187 | 0.00013681
[11 empty] | c_DK1_SmallDecentral | 3188 | 0.00013815
[11 empty] | c_DK1_SmallDecentral | 3189 | 0.00012548
[11 empty] | c_DK1_SmallDecentral | 3190 | 0.00010032
[11 empty] | c_DK1_SmallDecentral | 3191 | 7.3989e-05
[11 empty] | c_DK1_SmallDecentral | 3192 | 6.1324e-05
[11 empty] | c_DK1_SmallDecentral | 3193 | 6.699e-05
[11 empty] | c_DK1_SmallDecentral | 3194 | 6.7157e-05
[11 empty] | c_DK1_SmallDecentral | 3195 | 7.3656e-05
[11 empty] | c_DK1_SmallDecentral | 3196 | 9.9985e-05
[11 empty] | c_DK1_SmallDecentral | 3197 | 0.00015214
[11 empty] | c_DK1_SmallDecentral | 3198 | 0.00017864
[11 empty] | c_DK1_SmallDecentral | 3199 | 0.00017631
[11 empty] | c_DK1_SmallDecentral | 3200 | 0.00015731
[11 empty] | c_DK1_SmallDecentral | 3201 | 0.00014831
[11 empty] | c_DK1_SmallDecentral | 3202 | 0.00013948
[11 empty] | c_DK1_SmallDecentral | 3203 | 0.00013365
[11 empty] | c_DK1_SmallDecentral | 3204 | 0.00012965
[11 empty] | c_DK1_SmallDecentral | 3205 | 0.00012032
[11 empty] | c_DK1_SmallDecentral | 3206 | 0.00011898
[11 empty] | c_DK1_SmallDecentral | 3207 | 0.00011682
[11 empty] | c_DK1_SmallDecentral | 3208 | 0.00012015
[11 empty] | c_DK1_SmallDecentral | 3209 | 0.00012831
[11 empty] | c_DK1_SmallDecentral | 3210 | 0.00013048
[11 empty] | c_DK1_SmallDecentral | 3211 | 0.00013481
[11 empty] | c_DK1_SmallDecentral | 3212 | 0.00013548
[11 empty] | c_DK1_SmallDecentral | 3213 | 0.00012298
[11 empty] | c_DK1_SmallDecentral | 3214 | 9.7986e-05
[11 empty] | c_DK1_SmallDecentral | 3215 | 7.2489e-05
[11 empty] | c_DK1_SmallDecentral | 3216 | 5.7658e-05
[11 empty] | c_DK1_SmallDecentral | 3217 | 6.3157e-05
[11 empty] | c_DK1_SmallDecentral | 3218 | 6.3491e-05
[11 empty] | c_DK1_SmallDecentral | 3219 | 6.949e-05
[11 empty] | c_DK1_SmallDecentral | 3220 | 9.4653e-05
[11 empty] | c_DK1_SmallDecentral | 3221 | 0.00014515
[11 empty] | c_DK1_SmallDecentral | 3222 | 0.00017081
[11 empty] | c_DK1_SmallDecentral | 3223 | 0.00016864
[11 empty] | c_DK1_SmallDecentral | 3224 | 0.00014981
[11 empty] | c_DK1_SmallDecentral | 3225 | 0.00014131
[11 empty] | c_DK1_SmallDecentral | 3226 | 0.00013281
[11 empty] | c_DK1_SmallDecentral | 3227 | 0.00012731
[11 empty] | c_DK1_SmallDecentral | 3228 | 0.00012348
[11 empty] | c_DK1_SmallDecentral | 3229 | 0.00011432
[11 empty] | c_DK1_SmallDecentral | 3230 | 0.00011282
[11 empty] | c_DK1_SmallDecentral | 3231 | 0.00011065
[11 empty] | c_DK1_SmallDecentral | 3232 | 0.00011398
[11 empty] | c_DK1_SmallDecentral | 3233 | 0.00012182
[11 empty] | c_DK1_SmallDecentral | 3234 | 0.00012415
[11 empty] | c_DK1_SmallDecentral | 3235 | 0.00012798
[11 empty] | c_DK1_SmallDecentral | 3236 | 0.00012898
[11 empty] | c_DK1_SmallDecentral | 3237 | 0.00011715
[11 empty] | c_DK1_SmallDecentral | 3238 | 9.332e-05
[11 empty] | c_DK1_SmallDecentral | 3239 | 6.849e-05
[11 empty] | c_DK1_SmallDecentral | 3240 | 4.7326e-05
[11 empty] | c_DK1_SmallDecentral | 3241 | 5.1492e-05
[11 empty] | c_DK1_SmallDecentral | 3242 | 5.2326e-05
[11 empty] | c_DK1_SmallDecentral | 3243 | 5.7158e-05
[11 empty] | c_DK1_SmallDecentral | 3244 | 8.2988e-05
[11 empty] | c_DK1_SmallDecentral | 3245 | 0.00013531
[11 empty] | c_DK1_SmallDecentral | 3246 | 0.00016414
[11 empty] | c_DK1_SmallDecentral | 3247 | 0.00016131
[11 empty] | c_DK1_SmallDecentral | 3248 | 0.00013731
[11 empty] | c_DK1_SmallDecentral | 3249 | 0.00012981
[11 empty] | c_DK1_SmallDecentral | 3250 | 0.00012048
[11 empty] | c_DK1_SmallDecentral | 3251 | 0.00011432
[11 empty] | c_DK1_SmallDecentral | 3252 | 0.00010932
[11 empty] | c_DK1_SmallDecentral | 3253 | 9.9319e-05
[11 empty] | c_DK1_SmallDecentral | 3254 | 9.5653e-05
[11 empty] | c_DK1_SmallDecentral | 3255 | 9.232e-05
[11 empty] | c_DK1_SmallDecentral | 3256 | 9.4486e-05
[11 empty] | c_DK1_SmallDecentral | 3257 | 0.00010132
[11 empty] | c_DK1_SmallDecentral | 3258 | 0.00010565
[11 empty] | c_DK1_SmallDecentral | 3259 | 0.00011315
[11 empty] | c_DK1_SmallDecentral | 3260 | 0.00011548
[11 empty] | c_DK1_SmallDecentral | 3261 | 0.00010715
[11 empty] | c_DK1_SmallDecentral | 3262 | 8.4821e-05
[11 empty] | c_DK1_SmallDecentral | 3263 | 5.7991e-05
[11 empty] | c_DK1_SmallDecentral | 3264 | 4.8493e-05
[11 empty] | c_DK1_SmallDecentral | 3265 | 5.2159e-05
[11 empty] | c_DK1_SmallDecentral | 3266 | 5.2159e-05
[11 empty] | c_DK1_SmallDecentral | 3267 | 5.6825e-05
[11 empty] | c_DK1_SmallDecentral | 3268 | 8.1488e-05
[11 empty] | c_DK1_SmallDecentral | 3269 | 0.00013315
[11 empty] | c_DK1_SmallDecentral | 3270 | 0.00016248
[11 empty] | c_DK1_SmallDecentral | 3271 | 0.00016181
[11 empty] | c_DK1_SmallDecentral | 3272 | 0.00013931
[11 empty] | c_DK1_SmallDecentral | 3273 | 0.00013115
[11 empty] | c_DK1_SmallDecentral | 3274 | 0.00012098
[11 empty] | c_DK1_SmallDecentral | 3275 | 0.00011415
[11 empty] | c_DK1_SmallDecentral | 3276 | 0.00011065
[11 empty] | c_DK1_SmallDecentral | 3277 | 0.00010049
[11 empty] | c_DK1_SmallDecentral | 3278 | 9.5819e-05
[11 empty] | c_DK1_SmallDecentral | 3279 | 9.282e-05
[11 empty] | c_DK1_SmallDecentral | 3280 | 9.4653e-05
[11 empty] | c_DK1_SmallDecentral | 3281 | 0.00010282
[11 empty] | c_DK1_SmallDecentral | 3282 | 0.00010732
[11 empty] | c_DK1_SmallDecentral | 3283 | 0.00011565
[11 empty] | c_DK1_SmallDecentral | 3284 | 0.00011715
[11 empty] | c_DK1_SmallDecentral | 3285 | 0.00010932
[11 empty] | c_DK1_SmallDecentral | 3286 | 8.5821e-05
[11 empty] | c_DK1_SmallDecentral | 3287 | 5.8325e-05
[11 empty] | c_DK1_SmallDecentral | 3288 | 4.7326e-05
[11 empty] | c_DK1_SmallDecentral | 3289 | 4.7493e-05
[11 empty] | c_DK1_SmallDecentral | 3290 | 4.516e-05
[11 empty] | c_DK1_SmallDecentral | 3291 | 5.0992e-05
[11 empty] | c_DK1_SmallDecentral | 3292 | 7.3822e-05
[11 empty] | c_DK1_SmallDecentral | 3293 | 0.00011582
[11 empty] | c_DK1_SmallDecentral | 3294 | 0.00014631
[11 empty] | c_DK1_SmallDecentral | 3295 | 0.00014565
[11 empty] | c_DK1_SmallDecentral | 3296 | 0.00012432
[11 empty] | c_DK1_SmallDecentral | 3297 | 0.00011582
[11 empty] | c_DK1_SmallDecentral | 3298 | 0.00011115
[11 empty] | c_DK1_SmallDecentral | 3299 | 0.00010198
[11 empty] | c_DK1_SmallDecentral | 3300 | 9.8652e-05
[11 empty] | c_DK1_SmallDecentral | 3301 | 8.7987e-05
[11 empty] | c_DK1_SmallDecentral | 3302 | 9.132e-05
[11 empty] | c_DK1_SmallDecentral | 3303 | 8.6821e-05
[11 empty] | c_DK1_SmallDecentral | 3304 | 8.8154e-05
[11 empty] | c_DK1_SmallDecentral | 3305 | 9.2153e-05
[11 empty] | c_DK1_SmallDecentral | 3306 | 9.6819e-05
[11 empty] | c_DK1_SmallDecentral | 3307 | 0.00010182
[11 empty] | c_DK1_SmallDecentral | 3308 | 0.00010315
[11 empty] | c_DK1_SmallDecentral | 3309 | 9.8319e-05
[11 empty] | c_DK1_SmallDecentral | 3310 | 7.7322e-05
[11 empty] | c_DK1_SmallDecentral | 3311 | 5.3159e-05
[11 empty] | c_DK1_SmallDecentral | 3312 | 4.0327e-05
[11 empty] | c_DK1_SmallDecentral | 3313 | 4.4827e-05
[11 empty] | c_DK1_SmallDecentral | 3314 | 4.616e-05
[11 empty] | c_DK1_SmallDecentral | 3315 | 5.6492e-05
[11 empty] | c_DK1_SmallDecentral | 3316 | 8.1321e-05
[11 empty] | c_DK1_SmallDecentral | 3317 | 0.00012032
[11 empty] | c_DK1_SmallDecentral | 3318 | 0.00012615
[11 empty] | c_DK1_SmallDecentral | 3319 | 0.00012848
[11 empty] | c_DK1_SmallDecentral | 3320 | 0.00010632
[11 empty] | c_DK1_SmallDecentral | 3321 | 9.9485e-05
[11 empty] | c_DK1_SmallDecentral | 3322 | 9.3986e-05
[11 empty] | c_DK1_SmallDecentral | 3323 | 8.932e-05
[11 empty] | c_DK1_SmallDecentral | 3324 | 8.6987e-05
[11 empty] | c_DK1_SmallDecentral | 3325 | 7.8988e-05
[11 empty] | c_DK1_SmallDecentral | 3326 | 7.7322e-05
[11 empty] | c_DK1_SmallDecentral | 3327 | 7.4489e-05
[11 empty] | c_DK1_SmallDecentral | 3328 | 7.7489e-05
[11 empty] | c_DK1_SmallDecentral | 3329 | 8.3654e-05
[11 empty] | c_DK1_SmallDecentral | 3330 | 8.832e-05
[11 empty] | c_DK1_SmallDecentral | 3331 | 9.382e-05
[11 empty] | c_DK1_SmallDecentral | 3332 | 9.5819e-05
[11 empty] | c_DK1_SmallDecentral | 3333 | 9.132e-05
[11 empty] | c_DK1_SmallDecentral | 3334 | 7.1656e-05
[11 empty] | c_DK1_SmallDecentral | 3335 | 5.0159e-05
[11 empty] | c_DK1_SmallDecentral | 3336 | 3.5661e-05
[11 empty] | c_DK1_SmallDecentral | 3337 | 3.9494e-05
[11 empty] | c_DK1_SmallDecentral | 3338 | 3.9661e-05
[11 empty] | c_DK1_SmallDecentral | 3339 | 4.3494e-05
[11 empty] | c_DK1_SmallDecentral | 3340 | 6.4324e-05
[11 empty] | c_DK1_SmallDecentral | 3341 | 0.00010798
[11 empty] | c_DK1_SmallDecentral | 3342 | 0.00012965
[11 empty] | c_DK1_SmallDecentral | 3343 | 0.00012748
[11 empty] | c_DK1_SmallDecentral | 3344 | 0.00010448
[11 empty] | c_DK1_SmallDecentral | 3345 | 9.9652e-05
[11 empty] | c_DK1_SmallDecentral | 3346 | 9.282e-05
[11 empty] | c_DK1_SmallDecentral | 3347 | 8.8487e-05
[11 empty] | c_DK1_SmallDecentral | 3348 | 8.5321e-05
[11 empty] | c_DK1_SmallDecentral | 3349 | 7.5822e-05
[11 empty] | c_DK1_SmallDecentral | 3350 | 7.3822e-05
[11 empty] | c_DK1_SmallDecentral | 3351 | 7.0323e-05
[11 empty] | c_DK1_SmallDecentral | 3352 | 7.2323e-05
[11 empty] | c_DK1_SmallDecentral | 3353 | 7.8155e-05
[11 empty] | c_DK1_SmallDecentral | 3354 | 8.0988e-05
[11 empty] | c_DK1_SmallDecentral | 3355 | 8.7154e-05
[11 empty] | c_DK1_SmallDecentral | 3356 | 9.0487e-05
[11 empty] | c_DK1_SmallDecentral | 3357 | 8.3654e-05
[11 empty] | c_DK1_SmallDecentral | 3358 | 6.699e-05
[11 empty] | c_DK1_SmallDecentral | 3359 | 4.5327e-05
[11 empty] | c_DK1_SmallDecentral | 3360 | 3.3328e-05
[11 empty] | c_DK1_SmallDecentral | 3361 | 3.7161e-05
[11 empty] | c_DK1_SmallDecentral | 3362 | 3.6995e-05
[11 empty] | c_DK1_SmallDecentral | 3363 | 4.0494e-05
[11 empty] | c_DK1_SmallDecentral | 3364 | 6.1324e-05
[11 empty] | c_DK1_SmallDecentral | 3365 | 0.00010398
[11 empty] | c_DK1_SmallDecentral | 3366 | 0.00012548
[11 empty] | c_DK1_SmallDecentral | 3367 | 0.00012332
[11 empty] | c_DK1_SmallDecentral | 3368 | 0.00010198
[11 empty] | c_DK1_SmallDecentral | 3369 | 9.7486e-05
[11 empty] | c_DK1_SmallDecentral | 3370 | 9.0653e-05
[11 empty] | c_DK1_SmallDecentral | 3371 | 8.6821e-05
[11 empty] | c_DK1_SmallDecentral | 3372 | 8.3654e-05
[11 empty] | c_DK1_SmallDecentral | 3373 | 7.3656e-05
[11 empty] | c_DK1_SmallDecentral | 3374 | 7.0823e-05
[11 empty] | c_DK1_SmallDecentral | 3375 | 6.6657e-05
[11 empty] | c_DK1_SmallDecentral | 3376 | 6.8157e-05
[11 empty] | c_DK1_SmallDecentral | 3377 | 7.4156e-05
[11 empty] | c_DK1_SmallDecentral | 3378 | 7.6655e-05
[11 empty] | c_DK1_SmallDecentral | 3379 | 8.2488e-05
[11 empty] | c_DK1_SmallDecentral | 3380 | 8.5487e-05
[11 empty] | c_DK1_SmallDecentral | 3381 | 7.8655e-05
[11 empty] | c_DK1_SmallDecentral | 3382 | 6.3157e-05
[11 empty] | c_DK1_SmallDecentral | 3383 | 4.266e-05
[11 empty] | c_DK1_SmallDecentral | 3384 | 3.9161e-05
[11 empty] | c_DK1_SmallDecentral | 3385 | 4.266e-05
[11 empty] | c_DK1_SmallDecentral | 3386 | 4.316e-05
[11 empty] | c_DK1_SmallDecentral | 3387 | 4.6993e-05
[11 empty] | c_DK1_SmallDecentral | 3388 | 6.949e-05
[11 empty] | c_DK1_SmallDecentral | 3389 | 0.00011548
[11 empty] | c_DK1_SmallDecentral | 3390 | 0.00013998
[11 empty] | c_DK1_SmallDecentral | 3391 | 0.00013731
[11 empty] | c_DK1_SmallDecentral | 3392 | 0.00011582
[11 empty] | c_DK1_SmallDecentral | 3393 | 0.00010948
[11 empty] | c_DK1_SmallDecentral | 3394 | 0.00010215
[11 empty] | c_DK1_SmallDecentral | 3395 | 9.6986e-05
[11 empty] | c_DK1_SmallDecentral | 3396 | 9.3153e-05
[11 empty] | c_DK1_SmallDecentral | 3397 | 8.3654e-05
[11 empty] | c_DK1_SmallDecentral | 3398 | 8.0655e-05
[11 empty] | c_DK1_SmallDecentral | 3399 | 7.7322e-05
[11 empty] | c_DK1_SmallDecentral | 3400 | 7.8988e-05
[11 empty] | c_DK1_SmallDecentral | 3401 | 8.5154e-05
[11 empty] | c_DK1_SmallDecentral | 3402 | 8.8654e-05
[11 empty] | c_DK1_SmallDecentral | 3403 | 9.4986e-05
[11 empty] | c_DK1_SmallDecentral | 3404 | 9.7319e-05
[11 empty] | c_DK1_SmallDecentral | 3405 | 9.0153e-05
[11 empty] | c_DK1_SmallDecentral | 3406 | 7.1656e-05
[11 empty] | c_DK1_SmallDecentral | 3407 | 4.8493e-05
[11 empty] | c_DK1_SmallDecentral | 3408 | 3.9994e-05
[11 empty] | c_DK1_SmallDecentral | 3409 | 4.366e-05
[11 empty] | c_DK1_SmallDecentral | 3410 | 4.4327e-05
[11 empty] | c_DK1_SmallDecentral | 3411 | 4.8326e-05
[11 empty] | c_DK1_SmallDecentral | 3412 | 7.099e-05
[11 empty] | c_DK1_SmallDecentral | 3413 | 0.00011782
[11 empty] | c_DK1_SmallDecentral | 3414 | 0.00014281
[11 empty] | c_DK1_SmallDecentral | 3415 | 0.00014015
[11 empty] | c_DK1_SmallDecentral | 3416 | 0.00011832
[11 empty] | c_DK1_SmallDecentral | 3417 | 0.00011198
[11 empty] | c_DK1_SmallDecentral | 3418 | 0.00010432
[11 empty] | c_DK1_SmallDecentral | 3419 | 9.9152e-05
[11 empty] | c_DK1_SmallDecentral | 3420 | 9.4986e-05
[11 empty] | c_DK1_SmallDecentral | 3421 | 8.5487e-05
[11 empty] | c_DK1_SmallDecentral | 3422 | 8.2321e-05
[11 empty] | c_DK1_SmallDecentral | 3423 | 7.9155e-05
[11 empty] | c_DK1_SmallDecentral | 3424 | 8.0988e-05
[11 empty] | c_DK1_SmallDecentral | 3425 | 8.732e-05
[11 empty] | c_DK1_SmallDecentral | 3426 | 9.0653e-05
[11 empty] | c_DK1_SmallDecentral | 3427 | 9.7152e-05
[11 empty] | c_DK1_SmallDecentral | 3428 | 9.9485e-05
[11 empty] | c_DK1_SmallDecentral | 3429 | 9.2153e-05
[11 empty] | c_DK1_SmallDecentral | 3430 | 7.2823e-05
[11 empty] | c_DK1_SmallDecentral | 3431 | 4.9493e-05
[11 empty] | c_DK1_SmallDecentral | 3432 | 4.2827e-05
[11 empty] | c_DK1_SmallDecentral | 3433 | 4.5993e-05
[11 empty] | c_DK1_SmallDecentral | 3434 | 4.5827e-05
[11 empty] | c_DK1_SmallDecentral | 3435 | 4.9826e-05
[11 empty] | c_DK1_SmallDecentral | 3436 | 7.2156e-05
[11 empty] | c_DK1_SmallDecentral | 3437 | 0.00011965
[11 empty] | c_DK1_SmallDecentral | 3438 | 0.00014565
[11 empty] | c_DK1_SmallDecentral | 3439 | 0.00014531
[11 empty] | c_DK1_SmallDecentral | 3440 | 0.00012415
[11 empty] | c_DK1_SmallDecentral | 3441 | 0.00011732
[11 empty] | c_DK1_SmallDecentral | 3442 | 0.00010815
[11 empty] | c_DK1_SmallDecentral | 3443 | 0.00010215
[11 empty] | c_DK1_SmallDecentral | 3444 | 9.9152e-05
[11 empty] | c_DK1_SmallDecentral | 3445 | 8.9653e-05
[11 empty] | c_DK1_SmallDecentral | 3446 | 8.5487e-05
[11 empty] | c_DK1_SmallDecentral | 3447 | 8.2321e-05
[11 empty] | c_DK1_SmallDecentral | 3448 | 8.3821e-05
[11 empty] | c_DK1_SmallDecentral | 3449 | 9.132e-05
[11 empty] | c_DK1_SmallDecentral | 3450 | 9.5319e-05
[11 empty] | c_DK1_SmallDecentral | 3451 | 0.00010282
[11 empty] | c_DK1_SmallDecentral | 3452 | 0.00010465
[11 empty] | c_DK1_SmallDecentral | 3453 | 9.7486e-05
[11 empty] | c_DK1_SmallDecentral | 3454 | 7.6489e-05
[11 empty] | c_DK1_SmallDecentral | 3455 | 5.1826e-05
[11 empty] | c_DK1_SmallDecentral | 3456 | 4.6993e-05
[11 empty] | c_DK1_SmallDecentral | 3457 | 4.7326e-05
[11 empty] | c_DK1_SmallDecentral | 3458 | 4.466e-05
[11 empty] | c_DK1_SmallDecentral | 3459 | 5.0659e-05
[11 empty] | c_DK1_SmallDecentral | 3460 | 7.3323e-05
[11 empty] | c_DK1_SmallDecentral | 3461 | 0.00011515
[11 empty] | c_DK1_SmallDecentral | 3462 | 0.00014548
[11 empty] | c_DK1_SmallDecentral | 3463 | 0.00014498
[11 empty] | c_DK1_SmallDecentral | 3464 | 0.00012348
[11 empty] | c_DK1_SmallDecentral | 3465 | 0.00011498
[11 empty] | c_DK1_SmallDecentral | 3466 | 0.00011065
[11 empty] | c_DK1_SmallDecentral | 3467 | 0.00010132
[11 empty] | c_DK1_SmallDecentral | 3468 | 9.8152e-05
[11 empty] | c_DK1_SmallDecentral | 3469 | 8.732e-05
[11 empty] | c_DK1_SmallDecentral | 3470 | 9.082e-05
[11 empty] | c_DK1_SmallDecentral | 3471 | 8.6321e-05
[11 empty] | c_DK1_SmallDecentral | 3472 | 8.7487e-05
[11 empty] | c_DK1_SmallDecentral | 3473 | 9.132e-05
[11 empty] | c_DK1_SmallDecentral | 3474 | 9.6319e-05
[11 empty] | c_DK1_SmallDecentral | 3475 | 0.00010132
[11 empty] | c_DK1_SmallDecentral | 3476 | 0.00010265
[11 empty] | c_DK1_SmallDecentral | 3477 | 9.7819e-05
[11 empty] | c_DK1_SmallDecentral | 3478 | 7.6989e-05
[11 empty] | c_DK1_SmallDecentral | 3479 | 5.2659e-05
[11 empty] | c_DK1_SmallDecentral | 3480 | 4.516e-05
[11 empty] | c_DK1_SmallDecentral | 3481 | 5.0159e-05
[11 empty] | c_DK1_SmallDecentral | 3482 | 5.1659e-05
[11 empty] | c_DK1_SmallDecentral | 3483 | 6.2991e-05
[11 empty] | c_DK1_SmallDecentral | 3484 | 9.0653e-05
[11 empty] | c_DK1_SmallDecentral | 3485 | 0.00013381
[11 empty] | c_DK1_SmallDecentral | 3486 | 0.00013998
[11 empty] | c_DK1_SmallDecentral | 3487 | 0.00014231
[11 empty] | c_DK1_SmallDecentral | 3488 | 0.00011832
[11 empty] | c_DK1_SmallDecentral | 3489 | 0.00011048
[11 empty] | c_DK1_SmallDecentral | 3490 | 0.00010432
[11 empty] | c_DK1_SmallDecentral | 3491 | 9.8985e-05
[11 empty] | c_DK1_SmallDecentral | 3492 | 9.6319e-05
[11 empty] | c_DK1_SmallDecentral | 3493 | 8.782e-05
[11 empty] | c_DK1_SmallDecentral | 3494 | 8.6154e-05
[11 empty] | c_DK1_SmallDecentral | 3495 | 8.3321e-05
[11 empty] | c_DK1_SmallDecentral | 3496 | 8.6654e-05
[11 empty] | c_DK1_SmallDecentral | 3497 | 9.3153e-05
[11 empty] | c_DK1_SmallDecentral | 3498 | 9.8486e-05
[11 empty] | c_DK1_SmallDecentral | 3499 | 0.00010465
[11 empty] | c_DK1_SmallDecentral | 3500 | 0.00010698
[11 empty] | c_DK1_SmallDecentral | 3501 | 0.00010165
[11 empty] | c_DK1_SmallDecentral | 3502 | 7.9988e-05
[11 empty] | c_DK1_SmallDecentral | 3503 | 5.6158e-05
[11 empty] | c_DK1_SmallDecentral | 3504 | 4.3994e-05
[11 empty] | c_DK1_SmallDecentral | 3505 | 4.8326e-05
[11 empty] | c_DK1_SmallDecentral | 3506 | 4.8993e-05
[11 empty] | c_DK1_SmallDecentral | 3507 | 5.3825e-05
[11 empty] | c_DK1_SmallDecentral | 3508 | 7.7489e-05
[11 empty] | c_DK1_SmallDecentral | 3509 | 0.00012715
[11 empty] | c_DK1_SmallDecentral | 3510 | 0.00015331
[11 empty] | c_DK1_SmallDecentral | 3511 | 0.00015064
[11 empty] | c_DK1_SmallDecentral | 3512 | 0.00012565
[11 empty] | c_DK1_SmallDecentral | 3513 | 0.00011898
[11 empty] | c_DK1_SmallDecentral | 3514 | 0.00011065
[11 empty] | c_DK1_SmallDecentral | 3515 | 0.00010515
[11 empty] | c_DK1_SmallDecentral | 3516 | 0.00010099
[11 empty] | c_DK1_SmallDecentral | 3517 | 9.132e-05
[11 empty] | c_DK1_SmallDecentral | 3518 | 8.8654e-05
[11 empty] | c_DK1_SmallDecentral | 3519 | 8.5987e-05
[11 empty] | c_DK1_SmallDecentral | 3520 | 8.7987e-05
[11 empty] | c_DK1_SmallDecentral | 3521 | 9.4986e-05
[11 empty] | c_DK1_SmallDecentral | 3522 | 9.8819e-05
[11 empty] | c_DK1_SmallDecentral | 3523 | 0.00010598
[11 empty] | c_DK1_SmallDecentral | 3524 | 0.00010915
[11 empty] | c_DK1_SmallDecentral | 3525 | 0.00010099
[11 empty] | c_DK1_SmallDecentral | 3526 | 8.0488e-05
[11 empty] | c_DK1_SmallDecentral | 3527 | 5.4825e-05
[11 empty] | c_DK1_SmallDecentral | 3528 | 4.816e-05
[11 empty] | c_DK1_SmallDecentral | 3529 | 5.2492e-05
[11 empty] | c_DK1_SmallDecentral | 3530 | 5.3159e-05
[11 empty] | c_DK1_SmallDecentral | 3531 | 5.8158e-05
[11 empty] | c_DK1_SmallDecentral | 3532 | 8.3154e-05
[11 empty] | c_DK1_SmallDecentral | 3533 | 0.00013431
[11 empty] | c_DK1_SmallDecentral | 3534 | 0.00016148
[11 empty] | c_DK1_SmallDecentral | 3535 | 0.00015864
[11 empty] | c_DK1_SmallDecentral | 3536 | 0.00013631
[11 empty] | c_DK1_SmallDecentral | 3537 | 0.00012881
[11 empty] | c_DK1_SmallDecentral | 3538 | 0.00011982
[11 empty] | c_DK1_SmallDecentral | 3539 | 0.00011415
[11 empty] | c_DK1_SmallDecentral | 3540 | 0.00010965
[11 empty] | c_DK1_SmallDecentral | 3541 | 9.9652e-05
[11 empty] | c_DK1_SmallDecentral | 3542 | 9.6486e-05
[11 empty] | c_DK1_SmallDecentral | 3543 | 9.3653e-05
[11 empty] | c_DK1_SmallDecentral | 3544 | 9.5986e-05
[11 empty] | c_DK1_SmallDecentral | 3545 | 0.00010315
[11 empty] | c_DK1_SmallDecentral | 3546 | 0.00010648
[11 empty] | c_DK1_SmallDecentral | 3547 | 0.00011315
[11 empty] | c_DK1_SmallDecentral | 3548 | 0.00011532
[11 empty] | c_DK1_SmallDecentral | 3549 | 0.00010615
[11 empty] | c_DK1_SmallDecentral | 3550 | 8.4321e-05
[11 empty] | c_DK1_SmallDecentral | 3551 | 5.8658e-05
[11 empty] | c_DK1_SmallDecentral | 3552 | 5.1159e-05
[11 empty] | c_DK1_SmallDecentral | 3553 | 5.5825e-05
[11 empty] | c_DK1_SmallDecentral | 3554 | 5.6325e-05
[11 empty] | c_DK1_SmallDecentral | 3555 | 6.1991e-05
[11 empty] | c_DK1_SmallDecentral | 3556 | 8.7654e-05
[11 empty] | c_DK1_SmallDecentral | 3557 | 0.00013965
[11 empty] | c_DK1_SmallDecentral | 3558 | 0.00016781
[11 empty] | c_DK1_SmallDecentral | 3559 | 0.00016498
[11 empty] | c_DK1_SmallDecentral | 3560 | 0.00014281
[11 empty] | c_DK1_SmallDecentral | 3561 | 0.00013448
[11 empty] | c_DK1_SmallDecentral | 3562 | 0.00012548
[11 empty] | c_DK1_SmallDecentral | 3563 | 0.00011948
[11 empty] | c_DK1_SmallDecentral | 3564 | 0.00011498
[11 empty] | c_DK1_SmallDecentral | 3565 | 0.00010515
[11 empty] | c_DK1_SmallDecentral | 3566 | 0.00010232
[11 empty] | c_DK1_SmallDecentral | 3567 | 9.9485e-05
[11 empty] | c_DK1_SmallDecentral | 3568 | 0.00010182
[11 empty] | c_DK1_SmallDecentral | 3569 | 0.00010915
[11 empty] | c_DK1_SmallDecentral | 3570 | 0.00011298
[11 empty] | c_DK1_SmallDecentral | 3571 | 0.00011915
[11 empty] | c_DK1_SmallDecentral | 3572 | 0.00012098
[11 empty] | c_DK1_SmallDecentral | 3573 | 0.00011132
[11 empty] | c_DK1_SmallDecentral | 3574 | 8.8487e-05
[11 empty] | c_DK1_SmallDecentral | 3575 | 6.1824e-05
[11 empty] | c_DK1_SmallDecentral | 3576 | 4.6327e-05
[11 empty] | c_DK1_SmallDecentral | 3577 | 5.0493e-05
[11 empty] | c_DK1_SmallDecentral | 3578 | 5.1159e-05
[11 empty] | c_DK1_SmallDecentral | 3579 | 5.5992e-05
[11 empty] | c_DK1_SmallDecentral | 3580 | 8.1321e-05
[11 empty] | c_DK1_SmallDecentral | 3581 | 0.00013315
[11 empty] | c_DK1_SmallDecentral | 3582 | 0.00016131
[11 empty] | c_DK1_SmallDecentral | 3583 | 0.00015831
[11 empty] | c_DK1_SmallDecentral | 3584 | 0.00013481
[11 empty] | c_DK1_SmallDecentral | 3585 | 0.00012731
[11 empty] | c_DK1_SmallDecentral | 3586 | 0.00011832
[11 empty] | c_DK1_SmallDecentral | 3587 | 0.00011232
[11 empty] | c_DK1_SmallDecentral | 3588 | 0.00010748
[11 empty] | c_DK1_SmallDecentral | 3589 | 9.7319e-05
[11 empty] | c_DK1_SmallDecentral | 3590 | 9.382e-05
[11 empty] | c_DK1_SmallDecentral | 3591 | 9.0653e-05
[11 empty] | c_DK1_SmallDecentral | 3592 | 9.2653e-05
[11 empty] | c_DK1_SmallDecentral | 3593 | 9.9652e-05
[11 empty] | c_DK1_SmallDecentral | 3594 | 0.00010365
[11 empty] | c_DK1_SmallDecentral | 3595 | 0.00011098
[11 empty] | c_DK1_SmallDecentral | 3596 | 0.00011315
[11 empty] | c_DK1_SmallDecentral | 3597 | 0.00010498
[11 empty] | c_DK1_SmallDecentral | 3598 | 8.3154e-05
[11 empty] | c_DK1_SmallDecentral | 3599 | 5.6825e-05
[11 empty] | c_DK1_SmallDecentral | 3600 | 4.216e-05
[11 empty] | c_DK1_SmallDecentral | 3601 | 4.5327e-05
[11 empty] | c_DK1_SmallDecentral | 3602 | 4.516e-05
[11 empty] | c_DK1_SmallDecentral | 3603 | 4.9159e-05
[11 empty] | c_DK1_SmallDecentral | 3604 | 7.1323e-05
[11 empty] | c_DK1_SmallDecentral | 3605 | 0.00011815
[11 empty] | c_DK1_SmallDecentral | 3606 | 0.00014381
[11 empty] | c_DK1_SmallDecentral | 3607 | 0.00014348
[11 empty] | c_DK1_SmallDecentral | 3608 | 0.00012248
[11 empty] | c_DK1_SmallDecentral | 3609 | 0.00011548
[11 empty] | c_DK1_SmallDecentral | 3610 | 0.00010665
[11 empty] | c_DK1_SmallDecentral | 3611 | 0.00010099
[11 empty] | c_DK1_SmallDecentral | 3612 | 9.8152e-05
[11 empty] | c_DK1_SmallDecentral | 3613 | 8.8487e-05
[11 empty] | c_DK1_SmallDecentral | 3614 | 8.4321e-05
[11 empty] | c_DK1_SmallDecentral | 3615 | 8.1155e-05
[11 empty] | c_DK1_SmallDecentral | 3616 | 8.2821e-05
[11 empty] | c_DK1_SmallDecentral | 3617 | 9.0153e-05
[11 empty] | c_DK1_SmallDecentral | 3618 | 9.3986e-05
[11 empty] | c_DK1_SmallDecentral | 3619 | 0.00010132
[11 empty] | c_DK1_SmallDecentral | 3620 | 0.00010315
[11 empty] | c_DK1_SmallDecentral | 3621 | 9.5986e-05
[11 empty] | c_DK1_SmallDecentral | 3622 | 7.5489e-05
[11 empty] | c_DK1_SmallDecentral | 3623 | 5.1159e-05
[11 empty] | c_DK1_SmallDecentral | 3624 | 4.0994e-05
[11 empty] | c_DK1_SmallDecentral | 3625 | 4.1494e-05
[11 empty] | c_DK1_SmallDecentral | 3626 | 3.8661e-05
[11 empty] | c_DK1_SmallDecentral | 3627 | 4.3994e-05
[11 empty] | c_DK1_SmallDecentral | 3628 | 6.4491e-05
[11 empty] | c_DK1_SmallDecentral | 3629 | 0.00010198
[11 empty] | c_DK1_SmallDecentral | 3630 | 0.00012931
[11 empty] | c_DK1_SmallDecentral | 3631 | 0.00012915
[11 empty] | c_DK1_SmallDecentral | 3632 | 0.00010882
[11 empty] | c_DK1_SmallDecentral | 3633 | 0.00010182
[11 empty] | c_DK1_SmallDecentral | 3634 | 9.8152e-05
[11 empty] | c_DK1_SmallDecentral | 3635 | 8.9987e-05
[11 empty] | c_DK1_SmallDecentral | 3636 | 8.6987e-05
[11 empty] | c_DK1_SmallDecentral | 3637 | 7.7322e-05
[11 empty] | c_DK1_SmallDecentral | 3638 | 8.0488e-05
[11 empty] | c_DK1_SmallDecentral | 3639 | 7.6155e-05
[11 empty] | c_DK1_SmallDecentral | 3640 | 7.7322e-05
[11 empty] | c_DK1_SmallDecentral | 3641 | 8.0655e-05
[11 empty] | c_DK1_SmallDecentral | 3642 | 8.4488e-05
[11 empty] | c_DK1_SmallDecentral | 3643 | 8.8987e-05
[11 empty] | c_DK1_SmallDecentral | 3644 | 9.0487e-05
[11 empty] | c_DK1_SmallDecentral | 3645 | 8.6154e-05
[11 empty] | c_DK1_SmallDecentral | 3646 | 6.7657e-05
[11 empty] | c_DK1_SmallDecentral | 3647 | 4.616e-05
[11 empty] | c_DK1_SmallDecentral | 3648 | 3.5161e-05
[11 empty] | c_DK1_SmallDecentral | 3649 | 3.9328e-05
[11 empty] | c_DK1_SmallDecentral | 3650 | 4.0661e-05
[11 empty] | c_DK1_SmallDecentral | 3651 | 4.9659e-05
[11 empty] | c_DK1_SmallDecentral | 3652 | 7.2323e-05
[11 empty] | c_DK1_SmallDecentral | 3653 | 0.00010765
[11 empty] | c_DK1_SmallDecentral | 3654 | 0.00011315
[11 empty] | c_DK1_SmallDecentral | 3655 | 0.00011548
[11 empty] | c_DK1_SmallDecentral | 3656 | 9.4153e-05
[11 empty] | c_DK1_SmallDecentral | 3657 | 8.8654e-05
[11 empty] | c_DK1_SmallDecentral | 3658 | 8.3988e-05
[11 empty] | c_DK1_SmallDecentral | 3659 | 7.9822e-05
[11 empty] | c_DK1_SmallDecentral | 3660 | 7.7989e-05
[11 empty] | c_DK1_SmallDecentral | 3661 | 7.0156e-05
[11 empty] | c_DK1_SmallDecentral | 3662 | 6.849e-05
[11 empty] | c_DK1_SmallDecentral | 3663 | 6.5324e-05
[11 empty] | c_DK1_SmallDecentral | 3664 | 6.8157e-05
[11 empty] | c_DK1_SmallDecentral | 3665 | 7.3656e-05
[11 empty] | c_DK1_SmallDecentral | 3666 | 7.7489e-05
[11 empty] | c_DK1_SmallDecentral | 3667 | 8.2321e-05
[11 empty] | c_DK1_SmallDecentral | 3668 | 8.4654e-05
[11 empty] | c_DK1_SmallDecentral | 3669 | 8.0988e-05
[11 empty] | c_DK1_SmallDecentral | 3670 | 6.3657e-05
[11 empty] | c_DK1_SmallDecentral | 3671 | 4.4327e-05
[11 empty] | c_DK1_SmallDecentral | 3672 | 3.0329e-05
[11 empty] | c_DK1_SmallDecentral | 3673 | 3.4162e-05
[11 empty] | c_DK1_SmallDecentral | 3674 | 3.3828e-05
[11 empty] | c_DK1_SmallDecentral | 3675 | 3.6661e-05
[11 empty] | c_DK1_SmallDecentral | 3676 | 5.6158e-05
[11 empty] | c_DK1_SmallDecentral | 3677 | 9.7486e-05
[11 empty] | c_DK1_SmallDecentral | 3678 | 0.00011665
[11 empty] | c_DK1_SmallDecentral | 3679 | 0.00011482
[11 empty] | c_DK1_SmallDecentral | 3680 | 9.1653e-05
[11 empty] | c_DK1_SmallDecentral | 3681 | 8.8154e-05
[11 empty] | c_DK1_SmallDecentral | 3682 | 8.2155e-05
[11 empty] | c_DK1_SmallDecentral | 3683 | 7.8822e-05
[11 empty] | c_DK1_SmallDecentral | 3684 | 7.6489e-05
[11 empty] | c_DK1_SmallDecentral | 3685 | 6.6157e-05
[11 empty] | c_DK1_SmallDecentral | 3686 | 6.4324e-05
[11 empty] | c_DK1_SmallDecentral | 3687 | 5.9991e-05
[11 empty] | c_DK1_SmallDecentral | 3688 | 6.1824e-05
[11 empty] | c_DK1_SmallDecentral | 3689 | 6.7323e-05
[11 empty] | c_DK1_SmallDecentral | 3690 | 6.9323e-05
[11 empty] | c_DK1_SmallDecentral | 3691 | 7.4822e-05
[11 empty] | c_DK1_SmallDecentral | 3692 | 7.8822e-05
[11 empty] | c_DK1_SmallDecentral | 3693 | 7.2489e-05
[11 empty] | c_DK1_SmallDecentral | 3694 | 5.8491e-05
[11 empty] | c_DK1_SmallDecentral | 3695 | 3.9494e-05
[11 empty] | c_DK1_SmallDecentral | 3696 | 3.1495e-05
[11 empty] | c_DK1_SmallDecentral | 3697 | 3.4995e-05
[11 empty] | c_DK1_SmallDecentral | 3698 | 3.4995e-05
[11 empty] | c_DK1_SmallDecentral | 3699 | 3.7994e-05
[11 empty] | c_DK1_SmallDecentral | 3700 | 5.8158e-05
[11 empty] | c_DK1_SmallDecentral | 3701 | 9.9819e-05
[11 empty] | c_DK1_SmallDecentral | 3702 | 0.00012048
[11 empty] | c_DK1_SmallDecentral | 3703 | 0.00011815
[11 empty] | c_DK1_SmallDecentral | 3704 | 9.7319e-05
[11 empty] | c_DK1_SmallDecentral | 3705 | 9.282e-05
[11 empty] | c_DK1_SmallDecentral | 3706 | 8.6821e-05
[11 empty] | c_DK1_SmallDecentral | 3707 | 8.2988e-05
[11 empty] | c_DK1_SmallDecentral | 3708 | 8.0155e-05
[11 empty] | c_DK1_SmallDecentral | 3709 | 6.9823e-05
[11 empty] | c_DK1_SmallDecentral | 3710 | 6.749e-05
[11 empty] | c_DK1_SmallDecentral | 3711 | 6.3157e-05
[11 empty] | c_DK1_SmallDecentral | 3712 | 6.4491e-05
[11 empty] | c_DK1_SmallDecentral | 3713 | 6.999e-05
[11 empty] | c_DK1_SmallDecentral | 3714 | 7.2323e-05
[11 empty] | c_DK1_SmallDecentral | 3715 | 7.7989e-05
[11 empty] | c_DK1_SmallDecentral | 3716 | 8.1155e-05
[11 empty] | c_DK1_SmallDecentral | 3717 | 7.4822e-05
[11 empty] | c_DK1_SmallDecentral | 3718 | 5.9991e-05
[11 empty] | c_DK1_SmallDecentral | 3719 | 4.0494e-05
[11 empty] | c_DK1_SmallDecentral | 3720 | 2.7663e-05
[11 empty] | c_DK1_SmallDecentral | 3721 | 3.1162e-05
[11 empty] | c_DK1_SmallDecentral | 3722 | 3.0662e-05
[11 empty] | c_DK1_SmallDecentral | 3723 | 3.3495e-05
[11 empty] | c_DK1_SmallDecentral | 3724 | 5.1992e-05
[11 empty] | c_DK1_SmallDecentral | 3725 | 9.1487e-05
[11 empty] | c_DK1_SmallDecentral | 3726 | 0.00010948
[11 empty] | c_DK1_SmallDecentral | 3727 | 0.00010765
[11 empty] | c_DK1_SmallDecentral | 3728 | 8.732e-05
[11 empty] | c_DK1_SmallDecentral | 3729 | 8.3821e-05
[11 empty] | c_DK1_SmallDecentral | 3730 | 7.8155e-05
[11 empty] | c_DK1_SmallDecentral | 3731 | 7.5156e-05
[11 empty] | c_DK1_SmallDecentral | 3732 | 7.2656e-05
[11 empty] | c_DK1_SmallDecentral | 3733 | 6.2491e-05
[11 empty] | c_DK1_SmallDecentral | 3734 | 5.9825e-05
[11 empty] | c_DK1_SmallDecentral | 3735 | 5.5492e-05
[11 empty] | c_DK1_SmallDecentral | 3736 | 5.6492e-05
[11 empty] | c_DK1_SmallDecentral | 3737 | 6.1991e-05
[11 empty] | c_DK1_SmallDecentral | 3738 | 6.3824e-05
[11 empty] | c_DK1_SmallDecentral | 3739 | 6.849e-05
[11 empty] | c_DK1_SmallDecentral | 3740 | 7.1989e-05
[11 empty] | c_DK1_SmallDecentral | 3741 | 6.6324e-05
[11 empty] | c_DK1_SmallDecentral | 3742 | 5.3492e-05
[11 empty] | c_DK1_SmallDecentral | 3743 | 3.5828e-05
[11 empty] | c_DK1_SmallDecentral | 3744 | 2.6996e-05
[11 empty] | c_DK1_SmallDecentral | 3745 | 3.0496e-05
[11 empty] | c_DK1_SmallDecentral | 3746 | 2.9996e-05
[11 empty] | c_DK1_SmallDecentral | 3747 | 3.2662e-05
[11 empty] | c_DK1_SmallDecentral | 3748 | 5.0659e-05
[11 empty] | c_DK1_SmallDecentral | 3749 | 8.932e-05
[11 empty] | c_DK1_SmallDecentral | 3750 | 0.00010698
[11 empty] | c_DK1_SmallDecentral | 3751 | 0.00010532
[11 empty] | c_DK1_SmallDecentral | 3752 | 8.5321e-05
[11 empty] | c_DK1_SmallDecentral | 3753 | 8.1988e-05
[11 empty] | c_DK1_SmallDecentral | 3754 | 7.6822e-05
[11 empty] | c_DK1_SmallDecentral | 3755 | 7.3656e-05
[11 empty] | c_DK1_SmallDecentral | 3756 | 7.1489e-05
[11 empty] | c_DK1_SmallDecentral | 3757 | 6.0991e-05
[11 empty] | c_DK1_SmallDecentral | 3758 | 5.8491e-05
[11 empty] | c_DK1_SmallDecentral | 3759 | 5.4325e-05
[11 empty] | c_DK1_SmallDecentral | 3760 | 5.5159e-05
[11 empty] | c_DK1_SmallDecentral | 3761 | 6.0324e-05
[11 empty] | c_DK1_SmallDecentral | 3762 | 6.1991e-05
[11 empty] | c_DK1_SmallDecentral | 3763 | 6.6657e-05
[11 empty] | c_DK1_SmallDecentral | 3764 | 7.0156e-05
[11 empty] | c_DK1_SmallDecentral | 3765 | 6.4491e-05
[11 empty] | c_DK1_SmallDecentral | 3766 | 5.2159e-05
[11 empty] | c_DK1_SmallDecentral | 3767 | 3.4828e-05
[11 empty] | c_DK1_SmallDecentral | 3768 | 2.9662e-05
[11 empty] | c_DK1_SmallDecentral | 3769 | 3.2495e-05
[11 empty] | c_DK1_SmallDecentral | 3770 | 3.1829e-05
[11 empty] | c_DK1_SmallDecentral | 3771 | 3.4495e-05
[11 empty] | c_DK1_SmallDecentral | 3772 | 5.2992e-05
[11 empty] | c_DK1_SmallDecentral | 3773 | 9.2986e-05
[11 empty] | c_DK1_SmallDecentral | 3774 | 0.00011132
[11 empty] | c_DK1_SmallDecentral | 3775 | 0.00011165
[11 empty] | c_DK1_SmallDecentral | 3776 | 9.182e-05
[11 empty] | c_DK1_SmallDecentral | 3777 | 8.832e-05
[11 empty] | c_DK1_SmallDecentral | 3778 | 8.1155e-05
[11 empty] | c_DK1_SmallDecentral | 3779 | 7.7322e-05
[11 empty] | c_DK1_SmallDecentral | 3780 | 7.5489e-05
[11 empty] | c_DK1_SmallDecentral | 3781 | 6.5657e-05
[11 empty] | c_DK1_SmallDecentral | 3782 | 6.2158e-05
[11 empty] | c_DK1_SmallDecentral | 3783 | 5.7825e-05
[11 empty] | c_DK1_SmallDecentral | 3784 | 5.8658e-05
[11 empty] | c_DK1_SmallDecentral | 3785 | 6.499e-05
[11 empty] | c_DK1_SmallDecentral | 3786 | 6.749e-05
[11 empty] | c_DK1_SmallDecentral | 3787 | 7.3489e-05
[11 empty] | c_DK1_SmallDecentral | 3788 | 7.5989e-05
[11 empty] | c_DK1_SmallDecentral | 3789 | 7.0656e-05
[11 empty] | c_DK1_SmallDecentral | 3790 | 5.6492e-05
[11 empty] | c_DK1_SmallDecentral | 3791 | 3.7494e-05
[11 empty] | c_DK1_SmallDecentral | 3792 | 3.3162e-05
[11 empty] | c_DK1_SmallDecentral | 3793 | 3.3995e-05
[11 empty] | c_DK1_SmallDecentral | 3794 | 3.0662e-05
[11 empty] | c_DK1_SmallDecentral | 3795 | 3.5495e-05
[11 empty] | c_DK1_SmallDecentral | 3796 | 5.3825e-05
[11 empty] | c_DK1_SmallDecentral | 3797 | 8.7987e-05
[11 empty] | c_DK1_SmallDecentral | 3798 | 0.00011248
[11 empty] | c_DK1_SmallDecentral | 3799 | 0.00011198
[11 empty] | c_DK1_SmallDecentral | 3800 | 9.1986e-05
[11 empty] | c_DK1_SmallDecentral | 3801 | 8.732e-05
[11 empty] | c_DK1_SmallDecentral | 3802 | 8.4321e-05
[11 empty] | c_DK1_SmallDecentral | 3803 | 7.6822e-05
[11 empty] | c_DK1_SmallDecentral | 3804 | 7.4656e-05
[11 empty] | c_DK1_SmallDecentral | 3805 | 6.499e-05
[11 empty] | c_DK1_SmallDecentral | 3806 | 6.8657e-05
[11 empty] | c_DK1_SmallDecentral | 3807 | 6.3157e-05
[11 empty] | c_DK1_SmallDecentral | 3808 | 6.4157e-05
[11 empty] | c_DK1_SmallDecentral | 3809 | 6.6324e-05
[11 empty] | c_DK1_SmallDecentral | 3810 | 6.8823e-05
[11 empty] | c_DK1_SmallDecentral | 3811 | 7.2656e-05
[11 empty] | c_DK1_SmallDecentral | 3812 | 7.4822e-05
[11 empty] | c_DK1_SmallDecentral | 3813 | 7.1489e-05
[11 empty] | c_DK1_SmallDecentral | 3814 | 5.6658e-05
[11 empty] | c_DK1_SmallDecentral | 3815 | 3.7994e-05
[11 empty] | c_DK1_SmallDecentral | 3816 | 3.3828e-05
[11 empty] | c_DK1_SmallDecentral | 3817 | 3.7994e-05
[11 empty] | c_DK1_SmallDecentral | 3818 | 3.9494e-05
[11 empty] | c_DK1_SmallDecentral | 3819 | 4.8326e-05
[11 empty] | c_DK1_SmallDecentral | 3820 | 7.0656e-05
[11 empty] | c_DK1_SmallDecentral | 3821 | 0.00010598
[11 empty] | c_DK1_SmallDecentral | 3822 | 0.00011115
[11 empty] | c_DK1_SmallDecentral | 3823 | 0.00011315
[11 empty] | c_DK1_SmallDecentral | 3824 | 9.132e-05
[11 empty] | c_DK1_SmallDecentral | 3825 | 8.6821e-05
[11 empty] | c_DK1_SmallDecentral | 3826 | 8.1988e-05
[11 empty] | c_DK1_SmallDecentral | 3827 | 7.7822e-05
[11 empty] | c_DK1_SmallDecentral | 3828 | 7.5989e-05
[11 empty] | c_DK1_SmallDecentral | 3829 | 6.799e-05
[11 empty] | c_DK1_SmallDecentral | 3830 | 6.6324e-05
[11 empty] | c_DK1_SmallDecentral | 3831 | 6.2657e-05
[11 empty] | c_DK1_SmallDecentral | 3832 | 6.5324e-05
[11 empty] | c_DK1_SmallDecentral | 3833 | 7.099e-05
[11 empty] | c_DK1_SmallDecentral | 3834 | 7.4489e-05
[11 empty] | c_DK1_SmallDecentral | 3835 | 7.8988e-05
[11 empty] | c_DK1_SmallDecentral | 3836 | 8.1988e-05
[11 empty] | c_DK1_SmallDecentral | 3837 | 7.8488e-05
[11 empty] | c_DK1_SmallDecentral | 3838 | 6.1824e-05
[11 empty] | c_DK1_SmallDecentral | 3839 | 4.2994e-05
[11 empty] | c_DK1_SmallDecentral | 3840 | 3.4662e-05
[11 empty] | c_DK1_SmallDecentral | 3841 | 3.8161e-05
[11 empty] | c_DK1_SmallDecentral | 3842 | 3.8328e-05
[11 empty] | c_DK1_SmallDecentral | 3843 | 4.1994e-05
[11 empty] | c_DK1_SmallDecentral | 3844 | 6.2324e-05
[11 empty] | c_DK1_SmallDecentral | 3845 | 0.00010515
[11 empty] | c_DK1_SmallDecentral | 3846 | 0.00012648
[11 empty] | c_DK1_SmallDecentral | 3847 | 0.00012432
[11 empty] | c_DK1_SmallDecentral | 3848 | 0.00010165
[11 empty] | c_DK1_SmallDecentral | 3849 | 9.6986e-05
[11 empty] | c_DK1_SmallDecentral | 3850 | 9.032e-05
[11 empty] | c_DK1_SmallDecentral | 3851 | 8.6321e-05
[11 empty] | c_DK1_SmallDecentral | 3852 | 8.3154e-05
[11 empty] | c_DK1_SmallDecentral | 3853 | 7.3822e-05
[11 empty] | c_DK1_SmallDecentral | 3854 | 7.1656e-05
[11 empty] | c_DK1_SmallDecentral | 3855 | 6.8657e-05
[11 empty] | c_DK1_SmallDecentral | 3856 | 7.0323e-05
[11 empty] | c_DK1_SmallDecentral | 3857 | 7.6155e-05
[11 empty] | c_DK1_SmallDecentral | 3858 | 7.8822e-05
[11 empty] | c_DK1_SmallDecentral | 3859 | 8.4654e-05
[11 empty] | c_DK1_SmallDecentral | 3860 | 8.8154e-05
[11 empty] | c_DK1_SmallDecentral | 3861 | 8.1155e-05
[11 empty] | c_DK1_SmallDecentral | 3862 | 6.499e-05
[11 empty] | c_DK1_SmallDecentral | 3863 | 4.3994e-05
[11 empty] | c_DK1_SmallDecentral | 3864 | 3.0995e-05
[11 empty] | c_DK1_SmallDecentral | 3865 | 3.4495e-05
[11 empty] | c_DK1_SmallDecentral | 3866 | 3.4495e-05
[11 empty] | c_DK1_SmallDecentral | 3867 | 3.7494e-05
[11 empty] | c_DK1_SmallDecentral | 3868 | 5.7492e-05
[11 empty] | c_DK1_SmallDecentral | 3869 | 9.8652e-05
[11 empty] | c_DK1_SmallDecentral | 3870 | 0.00011898
[11 empty] | c_DK1_SmallDecentral | 3871 | 0.00011698
[11 empty] | c_DK1_SmallDecentral | 3872 | 9.5986e-05
[11 empty] | c_DK1_SmallDecentral | 3873 | 9.182e-05
[11 empty] | c_DK1_SmallDecentral | 3874 | 8.5654e-05
[11 empty] | c_DK1_SmallDecentral | 3875 | 8.2155e-05
[11 empty] | c_DK1_SmallDecentral | 3876 | 7.9322e-05
[11 empty] | c_DK1_SmallDecentral | 3877 | 6.9323e-05
[11 empty] | c_DK1_SmallDecentral | 3878 | 6.6657e-05
[11 empty] | c_DK1_SmallDecentral | 3879 | 6.2324e-05
[11 empty] | c_DK1_SmallDecentral | 3880 | 6.3491e-05
[11 empty] | c_DK1_SmallDecentral | 3881 | 6.9156e-05
[11 empty] | c_DK1_SmallDecentral | 3882 | 7.1656e-05
[11 empty] | c_DK1_SmallDecentral | 3883 | 7.6822e-05
[11 empty] | c_DK1_SmallDecentral | 3884 | 8.0155e-05
[11 empty] | c_DK1_SmallDecentral | 3885 | 7.3822e-05
[11 empty] | c_DK1_SmallDecentral | 3886 | 5.9158e-05
[11 empty] | c_DK1_SmallDecentral | 3887 | 3.9994e-05
[11 empty] | c_DK1_SmallDecentral | 3888 | 2.9329e-05
[11 empty] | c_DK1_SmallDecentral | 3889 | 3.3162e-05
[11 empty] | c_DK1_SmallDecentral | 3890 | 3.2829e-05
[11 empty] | c_DK1_SmallDecentral | 3891 | 3.5828e-05
[11 empty] | c_DK1_SmallDecentral | 3892 | 5.5492e-05
[11 empty] | c_DK1_SmallDecentral | 3893 | 9.6153e-05
[11 empty] | c_DK1_SmallDecentral | 3894 | 0.00011598
[11 empty] | c_DK1_SmallDecentral | 3895 | 0.00011382
[11 empty] | c_DK1_SmallDecentral | 3896 | 9.282e-05
[11 empty] | c_DK1_SmallDecentral | 3897 | 8.8987e-05
[11 empty] | c_DK1_SmallDecentral | 3898 | 8.3154e-05
[11 empty] | c_DK1_SmallDecentral | 3899 | 7.9655e-05
[11 empty] | c_DK1_SmallDecentral | 3900 | 7.7322e-05
[11 empty] | c_DK1_SmallDecentral | 3901 | 6.6657e-05
[11 empty] | c_DK1_SmallDecentral | 3902 | 6.3991e-05
[11 empty] | c_DK1_SmallDecentral | 3903 | 5.9825e-05
[11 empty] | c_DK1_SmallDecentral | 3904 | 6.0658e-05
[11 empty] | c_DK1_SmallDecentral | 3905 | 6.649e-05
[11 empty] | c_DK1_SmallDecentral | 3906 | 6.849e-05
[11 empty] | c_DK1_SmallDecentral | 3907 | 7.3822e-05
[11 empty] | c_DK1_SmallDecentral | 3908 | 7.7155e-05
[11 empty] | c_DK1_SmallDecentral | 3909 | 7.099e-05
[11 empty] | c_DK1_SmallDecentral | 3910 | 5.7325e-05
[11 empty] | c_DK1_SmallDecentral | 3911 | 3.8328e-05
[11 empty] | c_DK1_SmallDecentral | 3912 | 2.8662e-05
[11 empty] | c_DK1_SmallDecentral | 3913 | 3.2329e-05
[11 empty] | c_DK1_SmallDecentral | 3914 | 3.1995e-05
[11 empty] | c_DK1_SmallDecentral | 3915 | 3.4828e-05
[11 empty] | c_DK1_SmallDecentral | 3916 | 5.4159e-05
[11 empty] | c_DK1_SmallDecentral | 3917 | 9.4486e-05
[11 empty] | c_DK1_SmallDecentral | 3918 | 0.00011365
[11 empty] | c_DK1_SmallDecentral | 3919 | 0.00011165
[11 empty] | c_DK1_SmallDecentral | 3920 | 9.082e-05
[11 empty] | c_DK1_SmallDecentral | 3921 | 8.7154e-05
[11 empty] | c_DK1_SmallDecentral | 3922 | 8.1321e-05
[11 empty] | c_DK1_SmallDecentral | 3923 | 7.7989e-05
[11 empty] | c_DK1_SmallDecentral | 3924 | 7.5489e-05
[11 empty] | c_DK1_SmallDecentral | 3925 | 6.4824e-05
[11 empty] | c_DK1_SmallDecentral | 3926 | 6.2324e-05
[11 empty] | c_DK1_SmallDecentral | 3927 | 5.7658e-05
[11 empty] | c_DK1_SmallDecentral | 3928 | 5.8991e-05
[11 empty] | c_DK1_SmallDecentral | 3929 | 6.4324e-05
[11 empty] | c_DK1_SmallDecentral | 3930 | 6.6157e-05
[11 empty] | c_DK1_SmallDecentral | 3931 | 7.1323e-05
[11 empty] | c_DK1_SmallDecentral | 3932 | 7.4989e-05
[11 empty] | c_DK1_SmallDecentral | 3933 | 6.899e-05
[11 empty] | c_DK1_SmallDecentral | 3934 | 5.5825e-05
[11 empty] | c_DK1_SmallDecentral | 3935 | 3.7328e-05
[11 empty] | c_DK1_SmallDecentral | 3936 | 2.8496e-05
[11 empty] | c_DK1_SmallDecentral | 3937 | 3.1162e-05
[11 empty] | c_DK1_SmallDecentral | 3938 | 3.0496e-05
[11 empty] | c_DK1_SmallDecentral | 3939 | 3.3328e-05
[11 empty] | c_DK1_SmallDecentral | 3940 | 5.0826e-05
[11 empty] | c_DK1_SmallDecentral | 3941 | 8.9487e-05
[11 empty] | c_DK1_SmallDecentral | 3942 | 0.00010682
[11 empty] | c_DK1_SmallDecentral | 3943 | 0.00010765
[11 empty] | c_DK1_SmallDecentral | 3944 | 8.8487e-05
[11 empty] | c_DK1_SmallDecentral | 3945 | 8.4987e-05
[11 empty] | c_DK1_SmallDecentral | 3946 | 7.8155e-05
[11 empty] | c_DK1_SmallDecentral | 3947 | 7.4489e-05
[11 empty] | c_DK1_SmallDecentral | 3948 | 7.2656e-05
[11 empty] | c_DK1_SmallDecentral | 3949 | 6.3324e-05
[11 empty] | c_DK1_SmallDecentral | 3950 | 5.9658e-05
[11 empty] | c_DK1_SmallDecentral | 3951 | 5.5325e-05
[11 empty] | c_DK1_SmallDecentral | 3952 | 5.6158e-05
[11 empty] | c_DK1_SmallDecentral | 3953 | 6.2158e-05
[11 empty] | c_DK1_SmallDecentral | 3954 | 6.4657e-05
[11 empty] | c_DK1_SmallDecentral | 3955 | 7.049e-05
[11 empty] | c_DK1_SmallDecentral | 3956 | 7.2989e-05
[11 empty] | c_DK1_SmallDecentral | 3957 | 6.7823e-05
[11 empty] | c_DK1_SmallDecentral | 3958 | 5.3992e-05
[11 empty] | c_DK1_SmallDecentral | 3959 | 3.5995e-05
[11 empty] | c_DK1_SmallDecentral | 3960 | 3.0662e-05
[11 empty] | c_DK1_SmallDecentral | 3961 | 3.1162e-05
[11 empty] | c_DK1_SmallDecentral | 3962 | 2.7996e-05
[11 empty] | c_DK1_SmallDecentral | 3963 | 3.2662e-05
[11 empty] | c_DK1_SmallDecentral | 3964 | 4.9659e-05
[11 empty] | c_DK1_SmallDecentral | 3965 | 8.1488e-05
[11 empty] | c_DK1_SmallDecentral | 3966 | 0.00010465
[11 empty] | c_DK1_SmallDecentral | 3967 | 0.00010448
[11 empty] | c_DK1_SmallDecentral | 3968 | 8.5321e-05
[11 empty] | c_DK1_SmallDecentral | 3969 | 8.0988e-05
[11 empty] | c_DK1_SmallDecentral | 3970 | 7.8322e-05
[11 empty] | c_DK1_SmallDecentral | 3971 | 7.1323e-05
[11 empty] | c_DK1_SmallDecentral | 3972 | 6.9656e-05
[11 empty] | c_DK1_SmallDecentral | 3973 | 5.9991e-05
[11 empty] | c_DK1_SmallDecentral | 3974 | 6.3657e-05
[11 empty] | c_DK1_SmallDecentral | 3975 | 5.8158e-05
[11 empty] | c_DK1_SmallDecentral | 3976 | 5.8991e-05
[11 empty] | c_DK1_SmallDecentral | 3977 | 6.0991e-05
[11 empty] | c_DK1_SmallDecentral | 3978 | 6.2657e-05
[11 empty] | c_DK1_SmallDecentral | 3979 | 6.6324e-05
[11 empty] | c_DK1_SmallDecentral | 3980 | 6.8657e-05
[11 empty] | c_DK1_SmallDecentral | 3981 | 6.5657e-05
[11 empty] | c_DK1_SmallDecentral | 3982 | 5.2159e-05
[11 empty] | c_DK1_SmallDecentral | 3983 | 3.4662e-05
[11 empty] | c_DK1_SmallDecentral | 3984 | 2.9496e-05
[11 empty] | c_DK1_SmallDecentral | 3985 | 3.3495e-05
[11 empty] | c_DK1_SmallDecentral | 3986 | 3.4828e-05
[11 empty] | c_DK1_SmallDecentral | 3987 | 4.3327e-05
[11 empty] | c_DK1_SmallDecentral | 3988 | 6.3157e-05
[11 empty] | c_DK1_SmallDecentral | 3989 | 9.5486e-05
[11 empty] | c_DK1_SmallDecentral | 3990 | 9.9319e-05
[11 empty] | c_DK1_SmallDecentral | 3991 | 0.00010149
[11 empty] | c_DK1_SmallDecentral | 3992 | 8.0322e-05
[11 empty] | c_DK1_SmallDecentral | 3993 | 7.6989e-05
[11 empty] | c_DK1_SmallDecentral | 3994 | 7.2656e-05
[11 empty] | c_DK1_SmallDecentral | 3995 | 6.9156e-05
[11 empty] | c_DK1_SmallDecentral | 3996 | 6.749e-05
[11 empty] | c_DK1_SmallDecentral | 3997 | 5.9825e-05
[11 empty] | c_DK1_SmallDecentral | 3998 | 5.8158e-05
[11 empty] | c_DK1_SmallDecentral | 3999 | 5.3992e-05
[11 empty] | c_DK1_SmallDecentral | 4000 | 5.6158e-05
[11 empty] | c_DK1_SmallDecentral | 4001 | 6.1824e-05
[11 empty] | c_DK1_SmallDecentral | 4002 | 6.4324e-05
[11 empty] | c_DK1_SmallDecentral | 4003 | 6.8157e-05
[11 empty] | c_DK1_SmallDecentral | 4004 | 7.1656e-05
[11 empty] | c_DK1_SmallDecentral | 4005 | 6.899e-05
[11 empty] | c_DK1_SmallDecentral | 4006 | 5.4492e-05
[11 empty] | c_DK1_SmallDecentral | 4007 | 3.7828e-05
[11 empty] | c_DK1_SmallDecentral | 4008 | 2.8496e-05
[11 empty] | c_DK1_SmallDecentral | 4009 | 3.2162e-05
[11 empty] | c_DK1_SmallDecentral | 4010 | 3.1495e-05
[11 empty] | c_DK1_SmallDecentral | 4011 | 3.4495e-05
[11 empty] | c_DK1_SmallDecentral | 4012 | 5.2992e-05
[11 empty] | c_DK1_SmallDecentral | 4013 | 9.282e-05
[11 empty] | c_DK1_SmallDecentral | 4014 | 0.00011032
[11 empty] | c_DK1_SmallDecentral | 4015 | 0.00010848
[11 empty] | c_DK1_SmallDecentral | 4016 | 8.6321e-05
[11 empty] | c_DK1_SmallDecentral | 4017 | 8.2821e-05
[11 empty] | c_DK1_SmallDecentral | 4018 | 7.7322e-05
[11 empty] | c_DK1_SmallDecentral | 4019 | 7.4489e-05
[11 empty] | c_DK1_SmallDecentral | 4020 | 7.2323e-05
[11 empty] | c_DK1_SmallDecentral | 4021 | 6.1991e-05
[11 empty] | c_DK1_SmallDecentral | 4022 | 6.0658e-05
[11 empty] | c_DK1_SmallDecentral | 4023 | 5.6158e-05
[11 empty] | c_DK1_SmallDecentral | 4024 | 5.7658e-05
[11 empty] | c_DK1_SmallDecentral | 4025 | 6.3157e-05
[11 empty] | c_DK1_SmallDecentral | 4026 | 6.4657e-05
[11 empty] | c_DK1_SmallDecentral | 4027 | 6.9823e-05
[11 empty] | c_DK1_SmallDecentral | 4028 | 7.3822e-05
[11 empty] | c_DK1_SmallDecentral | 4029 | 6.799e-05
[11 empty] | c_DK1_SmallDecentral | 4030 | 5.4992e-05
[11 empty] | c_DK1_SmallDecentral | 4031 | 3.6995e-05
[11 empty] | c_DK1_SmallDecentral | 4032 | 2.6329e-05
[11 empty] | c_DK1_SmallDecentral | 4033 | 2.9829e-05
[11 empty] | c_DK1_SmallDecentral | 4034 | 2.9829e-05
[11 empty] | c_DK1_SmallDecentral | 4035 | 3.2662e-05
[11 empty] | c_DK1_SmallDecentral | 4036 | 4.9993e-05
[11 empty] | c_DK1_SmallDecentral | 4037 | 8.932e-05
[11 empty] | c_DK1_SmallDecentral | 4038 | 0.00010582
[11 empty] | c_DK1_SmallDecentral | 4039 | 0.00010432
[11 empty] | c_DK1_SmallDecentral | 4040 | 8.4154e-05
[11 empty] | c_DK1_SmallDecentral | 4041 | 8.1155e-05
[11 empty] | c_DK1_SmallDecentral | 4042 | 7.5822e-05
[11 empty] | c_DK1_SmallDecentral | 4043 | 7.2656e-05
[11 empty] | c_DK1_SmallDecentral | 4044 | 7.049e-05
[11 empty] | c_DK1_SmallDecentral | 4045 | 6.0324e-05
[11 empty] | c_DK1_SmallDecentral | 4046 | 5.7825e-05
[11 empty] | c_DK1_SmallDecentral | 4047 | 5.3659e-05
[11 empty] | c_DK1_SmallDecentral | 4048 | 5.4492e-05
[11 empty] | c_DK1_SmallDecentral | 4049 | 5.9658e-05
[11 empty] | c_DK1_SmallDecentral | 4050 | 6.1324e-05
[11 empty] | c_DK1_SmallDecentral | 4051 | 6.5824e-05
[11 empty] | c_DK1_SmallDecentral | 4052 | 6.9156e-05
[11 empty] | c_DK1_SmallDecentral | 4053 | 6.3824e-05
[11 empty] | c_DK1_SmallDecentral | 4054 | 5.1659e-05
[11 empty] | c_DK1_SmallDecentral | 4055 | 3.4328e-05
[11 empty] | c_DK1_SmallDecentral | 4056 | 2.583e-05
[11 empty] | c_DK1_SmallDecentral | 4057 | 2.9162e-05
[11 empty] | c_DK1_SmallDecentral | 4058 | 2.9162e-05
[11 empty] | c_DK1_SmallDecentral | 4059 | 3.1329e-05
[11 empty] | c_DK1_SmallDecentral | 4060 | 4.9159e-05
[11 empty] | c_DK1_SmallDecentral | 4061 | 8.732e-05
[11 empty] | c_DK1_SmallDecentral | 4062 | 0.00010348
[11 empty] | c_DK1_SmallDecentral | 4063 | 0.00010198
[11 empty] | c_DK1_SmallDecentral | 4064 | 8.2155e-05
[11 empty] | c_DK1_SmallDecentral | 4065 | 7.9155e-05
[11 empty] | c_DK1_SmallDecentral | 4066 | 7.3822e-05
[11 empty] | c_DK1_SmallDecentral | 4067 | 7.1156e-05
[11 empty] | c_DK1_SmallDecentral | 4068 | 6.899e-05
[11 empty] | c_DK1_SmallDecentral | 4069 | 5.8825e-05
[11 empty] | c_DK1_SmallDecentral | 4070 | 5.6658e-05
[11 empty] | c_DK1_SmallDecentral | 4071 | 5.2159e-05
[11 empty] | c_DK1_SmallDecentral | 4072 | 5.2826e-05
[11 empty] | c_DK1_SmallDecentral | 4073 | 5.8158e-05
[11 empty] | c_DK1_SmallDecentral | 4074 | 5.9825e-05
[11 empty] | c_DK1_SmallDecentral | 4075 | 6.4491e-05
[11 empty] | c_DK1_SmallDecentral | 4076 | 6.7657e-05
[11 empty] | c_DK1_SmallDecentral | 4077 | 6.2158e-05
[11 empty] | c_DK1_SmallDecentral | 4078 | 5.0326e-05
[11 empty] | c_DK1_SmallDecentral | 4079 | 3.3495e-05
[11 empty] | c_DK1_SmallDecentral | 4080 | 2.6496e-05
[11 empty] | c_DK1_SmallDecentral | 4081 | 2.9996e-05
[11 empty] | c_DK1_SmallDecentral | 4082 | 2.9829e-05
[11 empty] | c_DK1_SmallDecentral | 4083 | 3.2662e-05
[11 empty] | c_DK1_SmallDecentral | 4084 | 5.0326e-05
[11 empty] | c_DK1_SmallDecentral | 4085 | 8.9487e-05
[11 empty] | c_DK1_SmallDecentral | 4086 | 0.00010632
[11 empty] | c_DK1_SmallDecentral | 4087 | 0.00010465
[11 empty] | c_DK1_SmallDecentral | 4088 | 8.4488e-05
[11 empty] | c_DK1_SmallDecentral | 4089 | 8.1155e-05
[11 empty] | c_DK1_SmallDecentral | 4090 | 7.5822e-05
[11 empty] | c_DK1_SmallDecentral | 4091 | 7.2823e-05
[11 empty] | c_DK1_SmallDecentral | 4092 | 7.0656e-05
[11 empty] | c_DK1_SmallDecentral | 4093 | 6.0491e-05
[11 empty] | c_DK1_SmallDecentral | 4094 | 5.7991e-05
[11 empty] | c_DK1_SmallDecentral | 4095 | 5.3492e-05
[11 empty] | c_DK1_SmallDecentral | 4096 | 5.4492e-05
[11 empty] | c_DK1_SmallDecentral | 4097 | 5.9658e-05
[11 empty] | c_DK1_SmallDecentral | 4098 | 6.1658e-05
[11 empty] | c_DK1_SmallDecentral | 4099 | 6.6157e-05
[11 empty] | c_DK1_SmallDecentral | 4100 | 6.9656e-05
[11 empty] | c_DK1_SmallDecentral | 4101 | 6.4157e-05
[11 empty] | c_DK1_SmallDecentral | 4102 | 5.1826e-05
[11 empty] | c_DK1_SmallDecentral | 4103 | 3.4662e-05
[11 empty] | c_DK1_SmallDecentral | 4104 | 2.9496e-05
[11 empty] | c_DK1_SmallDecentral | 4105 | 3.2495e-05
[11 empty] | c_DK1_SmallDecentral | 4106 | 3.1662e-05
[11 empty] | c_DK1_SmallDecentral | 4107 | 3.4495e-05
[11 empty] | c_DK1_SmallDecentral | 4108 | 5.2492e-05
[11 empty] | c_DK1_SmallDecentral | 4109 | 9.2153e-05
[11 empty] | c_DK1_SmallDecentral | 4110 | 0.00011015
[11 empty] | c_DK1_SmallDecentral | 4111 | 0.00011065
[11 empty] | c_DK1_SmallDecentral | 4112 | 9.1153e-05
[11 empty] | c_DK1_SmallDecentral | 4113 | 8.7654e-05
[11 empty] | c_DK1_SmallDecentral | 4114 | 8.0322e-05
[11 empty] | c_DK1_SmallDecentral | 4115 | 7.6989e-05
[11 empty] | c_DK1_SmallDecentral | 4116 | 7.4489e-05
[11 empty] | c_DK1_SmallDecentral | 4117 | 6.549e-05
[11 empty] | c_DK1_SmallDecentral | 4118 | 6.1824e-05
[11 empty] | c_DK1_SmallDecentral | 4119 | 5.7492e-05
[11 empty] | c_DK1_SmallDecentral | 4120 | 5.8325e-05
[11 empty] | c_DK1_SmallDecentral | 4121 | 6.4657e-05
[11 empty] | c_DK1_SmallDecentral | 4122 | 6.7157e-05
[11 empty] | c_DK1_SmallDecentral | 4123 | 7.2989e-05
[11 empty] | c_DK1_SmallDecentral | 4124 | 7.5322e-05
[11 empty] | c_DK1_SmallDecentral | 4125 | 7.0323e-05
[11 empty] | c_DK1_SmallDecentral | 4126 | 5.5658e-05
[11 empty] | c_DK1_SmallDecentral | 4127 | 3.7161e-05
[11 empty] | c_DK1_SmallDecentral | 4128 | 3.4328e-05
[11 empty] | c_DK1_SmallDecentral | 4129 | 3.5161e-05
[11 empty] | c_DK1_SmallDecentral | 4130 | 3.1995e-05
[11 empty] | c_DK1_SmallDecentral | 4131 | 3.6661e-05
[11 empty] | c_DK1_SmallDecentral | 4132 | 5.5159e-05
[11 empty] | c_DK1_SmallDecentral | 4133 | 8.982e-05
[11 empty] | c_DK1_SmallDecentral | 4134 | 0.00011465
[11 empty] | c_DK1_SmallDecentral | 4135 | 0.00011415
[11 empty] | c_DK1_SmallDecentral | 4136 | 9.4486e-05
[11 empty] | c_DK1_SmallDecentral | 4137 | 8.932e-05
[11 empty] | c_DK1_SmallDecentral | 4138 | 8.5987e-05
[11 empty] | c_DK1_SmallDecentral | 4139 | 7.8655e-05
[11 empty] | c_DK1_SmallDecentral | 4140 | 7.6489e-05
[11 empty] | c_DK1_SmallDecentral | 4141 | 6.6657e-05
[11 empty] | c_DK1_SmallDecentral | 4142 | 7.0323e-05
[11 empty] | c_DK1_SmallDecentral | 4143 | 6.499e-05
[11 empty] | c_DK1_SmallDecentral | 4144 | 6.599e-05
[11 empty] | c_DK1_SmallDecentral | 4145 | 6.8323e-05
[11 empty] | c_DK1_SmallDecentral | 4146 | 7.1156e-05
[11 empty] | c_DK1_SmallDecentral | 4147 | 7.4989e-05
[11 empty] | c_DK1_SmallDecentral | 4148 | 7.7155e-05
[11 empty] | c_DK1_SmallDecentral | 4149 | 7.3489e-05
[11 empty] | c_DK1_SmallDecentral | 4150 | 5.8158e-05
[11 empty] | c_DK1_SmallDecentral | 4151 | 3.9161e-05
[11 empty] | c_DK1_SmallDecentral | 4152 | 3.2162e-05
[11 empty] | c_DK1_SmallDecentral | 4153 | 3.6328e-05
[11 empty] | c_DK1_SmallDecentral | 4154 | 3.7661e-05
[11 empty] | c_DK1_SmallDecentral | 4155 | 4.6327e-05
[11 empty] | c_DK1_SmallDecentral | 4156 | 6.7823e-05
[11 empty] | c_DK1_SmallDecentral | 4157 | 0.00010215
[11 empty] | c_DK1_SmallDecentral | 4158 | 0.00010698
[11 empty] | c_DK1_SmallDecentral | 4159 | 0.00010915
[11 empty] | c_DK1_SmallDecentral | 4160 | 8.7654e-05
[11 empty] | c_DK1_SmallDecentral | 4161 | 8.3154e-05
[11 empty] | c_DK1_SmallDecentral | 4162 | 7.8655e-05
[11 empty] | c_DK1_SmallDecentral | 4163 | 7.4822e-05
[11 empty] | c_DK1_SmallDecentral | 4164 | 7.2989e-05
[11 empty] | c_DK1_SmallDecentral | 4165 | 6.5157e-05
[11 empty] | c_DK1_SmallDecentral | 4166 | 6.3324e-05
[11 empty] | c_DK1_SmallDecentral | 4167 | 5.9491e-05
[11 empty] | c_DK1_SmallDecentral | 4168 | 6.2158e-05
[11 empty] | c_DK1_SmallDecentral | 4169 | 6.749e-05
[11 empty] | c_DK1_SmallDecentral | 4170 | 7.0823e-05
[11 empty] | c_DK1_SmallDecentral | 4171 | 7.5156e-05
[11 empty] | c_DK1_SmallDecentral | 4172 | 7.8322e-05
[11 empty] | c_DK1_SmallDecentral | 4173 | 7.5156e-05
[11 empty] | c_DK1_SmallDecentral | 4174 | 5.9325e-05
[11 empty] | c_DK1_SmallDecentral | 4175 | 4.1161e-05
[11 empty] | c_DK1_SmallDecentral | 4176 | 2.8996e-05
[11 empty] | c_DK1_SmallDecentral | 4177 | 3.2662e-05
[11 empty] | c_DK1_SmallDecentral | 4178 | 3.2162e-05
[11 empty] | c_DK1_SmallDecentral | 4179 | 3.5161e-05
[11 empty] | c_DK1_SmallDecentral | 4180 | 5.3825e-05
[11 empty] | c_DK1_SmallDecentral | 4181 | 9.4319e-05
[11 empty] | c_DK1_SmallDecentral | 4182 | 0.00011232
[11 empty] | c_DK1_SmallDecentral | 4183 | 0.00011065
[11 empty] | c_DK1_SmallDecentral | 4184 | 8.8154e-05
[11 empty] | c_DK1_SmallDecentral | 4185 | 8.4987e-05
[11 empty] | c_DK1_SmallDecentral | 4186 | 7.8988e-05
[11 empty] | c_DK1_SmallDecentral | 4187 | 7.5989e-05
[11 empty] | c_DK1_SmallDecentral | 4188 | 7.3822e-05
[11 empty] | c_DK1_SmallDecentral | 4189 | 6.3491e-05
[11 empty] | c_DK1_SmallDecentral | 4190 | 6.1824e-05
[11 empty] | c_DK1_SmallDecentral | 4191 | 5.7325e-05
[11 empty] | c_DK1_SmallDecentral | 4192 | 5.8991e-05
[11 empty] | c_DK1_SmallDecentral | 4193 | 6.4157e-05
[11 empty] | c_DK1_SmallDecentral | 4194 | 6.599e-05
[11 empty] | c_DK1_SmallDecentral | 4195 | 7.1323e-05
[11 empty] | c_DK1_SmallDecentral | 4196 | 7.5489e-05
[11 empty] | c_DK1_SmallDecentral | 4197 | 6.949e-05
[11 empty] | c_DK1_SmallDecentral | 4198 | 5.6325e-05
[11 empty] | c_DK1_SmallDecentral | 4199 | 3.7661e-05
[11 empty] | c_DK1_SmallDecentral | 4200 | 2.583e-05
[11 empty] | c_DK1_SmallDecentral | 4201 | 2.9162e-05
[11 empty] | c_DK1_SmallDecentral | 4202 | 2.8829e-05
[11 empty] | c_DK1_SmallDecentral | 4203 | 3.1162e-05
[11 empty] | c_DK1_SmallDecentral | 4204 | 4.8993e-05
[11 empty] | c_DK1_SmallDecentral | 4205 | 8.6987e-05
[11 empty] | c_DK1_SmallDecentral | 4206 | 0.00010348
[11 empty] | c_DK1_SmallDecentral | 4207 | 0.00010182
[11 empty] | c_DK1_SmallDecentral | 4208 | 8.1988e-05
[11 empty] | c_DK1_SmallDecentral | 4209 | 7.8988e-05
[11 empty] | c_DK1_SmallDecentral | 4210 | 7.3822e-05
[11 empty] | c_DK1_SmallDecentral | 4211 | 7.099e-05
[11 empty] | c_DK1_SmallDecentral | 4212 | 6.8657e-05
[11 empty] | c_DK1_SmallDecentral | 4213 | 5.8658e-05
[11 empty] | c_DK1_SmallDecentral | 4214 | 5.6492e-05
[11 empty] | c_DK1_SmallDecentral | 4215 | 5.1992e-05
[11 empty] | c_DK1_SmallDecentral | 4216 | 5.2992e-05
[11 empty] | c_DK1_SmallDecentral | 4217 | 5.7991e-05
[11 empty] | c_DK1_SmallDecentral | 4218 | 5.9825e-05
[11 empty] | c_DK1_SmallDecentral | 4219 | 6.4324e-05
[11 empty] | c_DK1_SmallDecentral | 4220 | 6.749e-05
[11 empty] | c_DK1_SmallDecentral | 4221 | 6.1824e-05
[11 empty] | c_DK1_SmallDecentral | 4222 | 5.0159e-05
[11 empty] | c_DK1_SmallDecentral | 4223 | 3.3495e-05
[11 empty] | c_DK1_SmallDecentral | 4224 | 2.5496e-05
[11 empty] | c_DK1_SmallDecentral | 4225 | 2.8829e-05
[11 empty] | c_DK1_SmallDecentral | 4226 | 2.8329e-05
[11 empty] | c_DK1_SmallDecentral | 4227 | 3.0662e-05
[11 empty] | c_DK1_SmallDecentral | 4228 | 4.7993e-05
[11 empty] | c_DK1_SmallDecentral | 4229 | 8.5821e-05
[11 empty] | c_DK1_SmallDecentral | 4230 | 0.00010198
[11 empty] | c_DK1_SmallDecentral | 4231 | 0.00010065
[11 empty] | c_DK1_SmallDecentral | 4232 | 8.0655e-05
[11 empty] | c_DK1_SmallDecentral | 4233 | 7.7989e-05
[11 empty] | c_DK1_SmallDecentral | 4234 | 7.2989e-05
[11 empty] | c_DK1_SmallDecentral | 4235 | 7.0323e-05
[11 empty] | c_DK1_SmallDecentral | 4236 | 6.8323e-05
[11 empty] | c_DK1_SmallDecentral | 4237 | 5.7991e-05
[11 empty] | c_DK1_SmallDecentral | 4238 | 5.5658e-05
[11 empty] | c_DK1_SmallDecentral | 4239 | 5.1326e-05
[11 empty] | c_DK1_SmallDecentral | 4240 | 5.1992e-05
[11 empty] | c_DK1_SmallDecentral | 4241 | 5.7325e-05
[11 empty] | c_DK1_SmallDecentral | 4242 | 5.8658e-05
[11 empty] | c_DK1_SmallDecentral | 4243 | 6.3157e-05
[11 empty] | c_DK1_SmallDecentral | 4244 | 6.6324e-05
[11 empty] | c_DK1_SmallDecentral | 4245 | 6.0824e-05
[11 empty] | c_DK1_SmallDecentral | 4246 | 4.9493e-05
[11 empty] | c_DK1_SmallDecentral | 4247 | 3.2829e-05
[11 empty] | c_DK1_SmallDecentral | 4248 | 2.6996e-05
[11 empty] | c_DK1_SmallDecentral | 4249 | 3.0662e-05
[11 empty] | c_DK1_SmallDecentral | 4250 | 3.0162e-05
[11 empty] | c_DK1_SmallDecentral | 4251 | 3.2829e-05
[11 empty] | c_DK1_SmallDecentral | 4252 | 5.1159e-05
[11 empty] | c_DK1_SmallDecentral | 4253 | 9.0653e-05
[11 empty] | c_DK1_SmallDecentral | 4254 | 0.00010748
[11 empty] | c_DK1_SmallDecentral | 4255 | 0.00010582
[11 empty] | c_DK1_SmallDecentral | 4256 | 8.5487e-05
[11 empty] | c_DK1_SmallDecentral | 4257 | 8.2321e-05
[11 empty] | c_DK1_SmallDecentral | 4258 | 7.6989e-05
[11 empty] | c_DK1_SmallDecentral | 4259 | 7.3656e-05
[11 empty] | c_DK1_SmallDecentral | 4260 | 7.1489e-05
[11 empty] | c_DK1_SmallDecentral | 4261 | 6.1324e-05
[11 empty] | c_DK1_SmallDecentral | 4262 | 5.8991e-05
[11 empty] | c_DK1_SmallDecentral | 4263 | 5.4492e-05
[11 empty] | c_DK1_SmallDecentral | 4264 | 5.5325e-05
[11 empty] | c_DK1_SmallDecentral | 4265 | 6.0324e-05
[11 empty] | c_DK1_SmallDecentral | 4266 | 6.2158e-05
[11 empty] | c_DK1_SmallDecentral | 4267 | 6.7157e-05
[11 empty] | c_DK1_SmallDecentral | 4268 | 7.0656e-05
[11 empty] | c_DK1_SmallDecentral | 4269 | 6.4824e-05
[11 empty] | c_DK1_SmallDecentral | 4270 | 5.2326e-05
[11 empty] | c_DK1_SmallDecentral | 4271 | 3.4995e-05
[11 empty] | c_DK1_SmallDecentral | 4272 | 2.8163e-05
[11 empty] | c_DK1_SmallDecentral | 4273 | 3.0995e-05
[11 empty] | c_DK1_SmallDecentral | 4274 | 3.0496e-05
[11 empty] | c_DK1_SmallDecentral | 4275 | 3.2662e-05
[11 empty] | c_DK1_SmallDecentral | 4276 | 5.0493e-05
[11 empty] | c_DK1_SmallDecentral | 4277 | 8.8987e-05
[11 empty] | c_DK1_SmallDecentral | 4278 | 0.00010582
[11 empty] | c_DK1_SmallDecentral | 4279 | 0.00010665
[11 empty] | c_DK1_SmallDecentral | 4280 | 8.7487e-05
[11 empty] | c_DK1_SmallDecentral | 4281 | 8.3988e-05
[11 empty] | c_DK1_SmallDecentral | 4282 | 7.7322e-05
[11 empty] | c_DK1_SmallDecentral | 4283 | 7.3822e-05
[11 empty] | c_DK1_SmallDecentral | 4284 | 7.1823e-05
[11 empty] | c_DK1_SmallDecentral | 4285 | 6.2657e-05
[11 empty] | c_DK1_SmallDecentral | 4286 | 5.9158e-05
[11 empty] | c_DK1_SmallDecentral | 4287 | 5.4659e-05
[11 empty] | c_DK1_SmallDecentral | 4288 | 5.5492e-05
[11 empty] | c_DK1_SmallDecentral | 4289 | 6.1658e-05
[11 empty] | c_DK1_SmallDecentral | 4290 | 6.3991e-05
[11 empty] | c_DK1_SmallDecentral | 4291 | 6.949e-05
[11 empty] | c_DK1_SmallDecentral | 4292 | 7.1989e-05
[11 empty] | c_DK1_SmallDecentral | 4293 | 6.699e-05
[11 empty] | c_DK1_SmallDecentral | 4294 | 5.3325e-05
[11 empty] | c_DK1_SmallDecentral | 4295 | 3.5328e-05
[11 empty] | c_DK1_SmallDecentral | 4296 | 3.0162e-05
[11 empty] | c_DK1_SmallDecentral | 4297 | 3.0995e-05
[11 empty] | c_DK1_SmallDecentral | 4298 | 2.7663e-05
[11 empty] | c_DK1_SmallDecentral | 4299 | 3.2162e-05
[11 empty] | c_DK1_SmallDecentral | 4300 | 4.8826e-05
[11 empty] | c_DK1_SmallDecentral | 4301 | 8.0155e-05
[11 empty] | c_DK1_SmallDecentral | 4302 | 0.00010298
[11 empty] | c_DK1_SmallDecentral | 4303 | 0.00010282
[11 empty] | c_DK1_SmallDecentral | 4304 | 8.3821e-05
[11 empty] | c_DK1_SmallDecentral | 4305 | 7.9322e-05
[11 empty] | c_DK1_SmallDecentral | 4306 | 7.6989e-05
[11 empty] | c_DK1_SmallDecentral | 4307 | 7.0156e-05
[11 empty] | c_DK1_SmallDecentral | 4308 | 6.8657e-05
[11 empty] | c_DK1_SmallDecentral | 4309 | 5.8991e-05
[11 empty] | c_DK1_SmallDecentral | 4310 | 6.2824e-05
[11 empty] | c_DK1_SmallDecentral | 4311 | 5.7325e-05
[11 empty] | c_DK1_SmallDecentral | 4312 | 5.7991e-05
[11 empty] | c_DK1_SmallDecentral | 4313 | 6.0158e-05
[11 empty] | c_DK1_SmallDecentral | 4314 | 6.1824e-05
[11 empty] | c_DK1_SmallDecentral | 4315 | 6.5324e-05
[11 empty] | c_DK1_SmallDecentral | 4316 | 6.749e-05
[11 empty] | c_DK1_SmallDecentral | 4317 | 6.4324e-05
[11 empty] | c_DK1_SmallDecentral | 4318 | 5.1326e-05
[11 empty] | c_DK1_SmallDecentral | 4319 | 3.4162e-05
[11 empty] | c_DK1_SmallDecentral | 4320 | 2.7163e-05
[11 empty] | c_DK1_SmallDecentral | 4321 | 3.1162e-05
[11 empty] | c_DK1_SmallDecentral | 4322 | 3.2829e-05
[11 empty] | c_DK1_SmallDecentral | 4323 | 4.0827e-05
[11 empty] | c_DK1_SmallDecentral | 4324 | 5.8991e-05
[11 empty] | c_DK1_SmallDecentral | 4325 | 8.8154e-05
[11 empty] | c_DK1_SmallDecentral | 4326 | 9.1653e-05
[11 empty] | c_DK1_SmallDecentral | 4327 | 9.4486e-05
[11 empty] | c_DK1_SmallDecentral | 4328 | 7.4322e-05
[11 empty] | c_DK1_SmallDecentral | 4329 | 7.0823e-05
[11 empty] | c_DK1_SmallDecentral | 4330 | 6.7157e-05
[11 empty] | c_DK1_SmallDecentral | 4331 | 6.3824e-05
[11 empty] | c_DK1_SmallDecentral | 4332 | 6.3157e-05
[11 empty] | c_DK1_SmallDecentral | 4333 | 5.5159e-05
[11 empty] | c_DK1_SmallDecentral | 4334 | 5.3825e-05
[11 empty] | c_DK1_SmallDecentral | 4335 | 4.9826e-05
[11 empty] | c_DK1_SmallDecentral | 4336 | 5.1659e-05
[11 empty] | c_DK1_SmallDecentral | 4337 | 5.6992e-05
[11 empty] | c_DK1_SmallDecentral | 4338 | 5.9491e-05
[11 empty] | c_DK1_SmallDecentral | 4339 | 6.2991e-05
[11 empty] | c_DK1_SmallDecentral | 4340 | 6.5824e-05
[11 empty] | c_DK1_SmallDecentral | 4341 | 6.3657e-05
[11 empty] | c_DK1_SmallDecentral | 4342 | 5.0159e-05
[11 empty] | c_DK1_SmallDecentral | 4343 | 3.4995e-05
[11 empty] | c_DK1_SmallDecentral | 4344 | 2.7496e-05
[11 empty] | c_DK1_SmallDecentral | 4345 | 3.1329e-05
[11 empty] | c_DK1_SmallDecentral | 4346 | 3.0662e-05
[11 empty] | c_DK1_SmallDecentral | 4347 | 3.3162e-05
[11 empty] | c_DK1_SmallDecentral | 4348 | 5.1159e-05
[11 empty] | c_DK1_SmallDecentral | 4349 | 9.082e-05
[11 empty] | c_DK1_SmallDecentral | 4350 | 0.00010665
[11 empty] | c_DK1_SmallDecentral | 4351 | 0.00010498
[11 empty] | c_DK1_SmallDecentral | 4352 | 8.3488e-05
[11 empty] | c_DK1_SmallDecentral | 4353 | 8.0322e-05
[11 empty] | c_DK1_SmallDecentral | 4354 | 7.4822e-05
[11 empty] | c_DK1_SmallDecentral | 4355 | 7.1989e-05
[11 empty] | c_DK1_SmallDecentral | 4356 | 6.999e-05
[11 empty] | c_DK1_SmallDecentral | 4357 | 5.9825e-05
[11 empty] | c_DK1_SmallDecentral | 4358 | 5.8491e-05
[11 empty] | c_DK1_SmallDecentral | 4359 | 5.4159e-05
[11 empty] | c_DK1_SmallDecentral | 4360 | 5.5658e-05
[11 empty] | c_DK1_SmallDecentral | 4361 | 6.0658e-05
[11 empty] | c_DK1_SmallDecentral | 4362 | 6.2491e-05
[11 empty] | c_DK1_SmallDecentral | 4363 | 6.7657e-05
[11 empty] | c_DK1_SmallDecentral | 4364 | 7.1323e-05
[11 empty] | c_DK1_SmallDecentral | 4365 | 6.549e-05
[11 empty] | c_DK1_SmallDecentral | 4366 | 5.3159e-05
[11 empty] | c_DK1_SmallDecentral | 4367 | 3.5828e-05
[11 empty] | c_DK1_SmallDecentral | 4368 | 3.0662e-05
[11 empty] | c_DK1_SmallDecentral | 4369 | 3.4328e-05
[11 empty] | c_DK1_SmallDecentral | 4370 | 3.3995e-05
[11 empty] | c_DK1_SmallDecentral | 4371 | 3.7161e-05
[11 empty] | c_DK1_SmallDecentral | 4372 | 5.6825e-05
[11 empty] | c_DK1_SmallDecentral | 4373 | 9.7819e-05
[11 empty] | c_DK1_SmallDecentral | 4374 | 0.00011815
[11 empty] | c_DK1_SmallDecentral | 4375 | 0.00011582
[11 empty] | c_DK1_SmallDecentral | 4376 | 9.4986e-05
[11 empty] | c_DK1_SmallDecentral | 4377 | 9.082e-05
[11 empty] | c_DK1_SmallDecentral | 4378 | 8.4654e-05
[11 empty] | c_DK1_SmallDecentral | 4379 | 8.1321e-05
[11 empty] | c_DK1_SmallDecentral | 4380 | 7.8488e-05
[11 empty] | c_DK1_SmallDecentral | 4381 | 6.8157e-05
[11 empty] | c_DK1_SmallDecentral | 4382 | 6.5657e-05
[11 empty] | c_DK1_SmallDecentral | 4383 | 6.1491e-05
[11 empty] | c_DK1_SmallDecentral | 4384 | 6.2824e-05
[11 empty] | c_DK1_SmallDecentral | 4385 | 6.8323e-05
[11 empty] | c_DK1_SmallDecentral | 4386 | 7.049e-05
[11 empty] | c_DK1_SmallDecentral | 4387 | 7.5822e-05
[11 empty] | c_DK1_SmallDecentral | 4388 | 7.8988e-05
[11 empty] | c_DK1_SmallDecentral | 4389 | 7.2823e-05
[11 empty] | c_DK1_SmallDecentral | 4390 | 5.8491e-05
[11 empty] | c_DK1_SmallDecentral | 4391 | 3.9328e-05
[11 empty] | c_DK1_SmallDecentral | 4392 | 3.4495e-05
[11 empty] | c_DK1_SmallDecentral | 4393 | 3.7994e-05
[11 empty] | c_DK1_SmallDecentral | 4394 | 3.8161e-05
[11 empty] | c_DK1_SmallDecentral | 4395 | 4.1827e-05
[11 empty] | c_DK1_SmallDecentral | 4396 | 6.2657e-05
[11 empty] | c_DK1_SmallDecentral | 4397 | 0.00010582
[11 empty] | c_DK1_SmallDecentral | 4398 | 0.00012831
[11 empty] | c_DK1_SmallDecentral | 4399 | 0.00012565
[11 empty] | c_DK1_SmallDecentral | 4400 | 0.00010482
[11 empty] | c_DK1_SmallDecentral | 4401 | 9.9652e-05
[11 empty] | c_DK1_SmallDecentral | 4402 | 9.282e-05
[11 empty] | c_DK1_SmallDecentral | 4403 | 8.8654e-05
[11 empty] | c_DK1_SmallDecentral | 4404 | 8.5487e-05
[11 empty] | c_DK1_SmallDecentral | 4405 | 7.5489e-05
[11 empty] | c_DK1_SmallDecentral | 4406 | 7.2656e-05
[11 empty] | c_DK1_SmallDecentral | 4407 | 6.899e-05
[11 empty] | c_DK1_SmallDecentral | 4408 | 7.0323e-05
[11 empty] | c_DK1_SmallDecentral | 4409 | 7.6322e-05
[11 empty] | c_DK1_SmallDecentral | 4410 | 7.9322e-05
[11 empty] | c_DK1_SmallDecentral | 4411 | 8.5154e-05
[11 empty] | c_DK1_SmallDecentral | 4412 | 8.782e-05
[11 empty] | c_DK1_SmallDecentral | 4413 | 8.0988e-05
[11 empty] | c_DK1_SmallDecentral | 4414 | 6.4657e-05
[11 empty] | c_DK1_SmallDecentral | 4415 | 4.3494e-05
[11 empty] | c_DK1_SmallDecentral | 4416 | 3.7161e-05
[11 empty] | c_DK1_SmallDecentral | 4417 | 4.0827e-05
[11 empty] | c_DK1_SmallDecentral | 4418 | 4.1161e-05
[11 empty] | c_DK1_SmallDecentral | 4419 | 4.4827e-05
[11 empty] | c_DK1_SmallDecentral | 4420 | 6.649e-05
[11 empty] | c_DK1_SmallDecentral | 4421 | 0.00011115
[11 empty] | c_DK1_SmallDecentral | 4422 | 0.00013465
[11 empty] | c_DK1_SmallDecentral | 4423 | 0.00013215
[11 empty] | c_DK1_SmallDecentral | 4424 | 0.00011082
[11 empty] | c_DK1_SmallDecentral | 4425 | 0.00010515
[11 empty] | c_DK1_SmallDecentral | 4426 | 9.7986e-05
[11 empty] | c_DK1_SmallDecentral | 4427 | 9.332e-05
[11 empty] | c_DK1_SmallDecentral | 4428 | 8.9653e-05
[11 empty] | c_DK1_SmallDecentral | 4429 | 8.0322e-05
[11 empty] | c_DK1_SmallDecentral | 4430 | 7.7155e-05
[11 empty] | c_DK1_SmallDecentral | 4431 | 7.3822e-05
[11 empty] | c_DK1_SmallDecentral | 4432 | 7.5489e-05
[11 empty] | c_DK1_SmallDecentral | 4433 | 8.1655e-05
[11 empty] | c_DK1_SmallDecentral | 4434 | 8.4654e-05
[11 empty] | c_DK1_SmallDecentral | 4435 | 9.082e-05
[11 empty] | c_DK1_SmallDecentral | 4436 | 9.3153e-05
[11 empty] | c_DK1_SmallDecentral | 4437 | 8.5987e-05
[11 empty] | c_DK1_SmallDecentral | 4438 | 6.8323e-05
[11 empty] | c_DK1_SmallDecentral | 4439 | 4.6327e-05
[11 empty] | c_DK1_SmallDecentral | 4440 | 3.6161e-05
[11 empty] | c_DK1_SmallDecentral | 4441 | 3.8994e-05
[11 empty] | c_DK1_SmallDecentral | 4442 | 3.8661e-05
[11 empty] | c_DK1_SmallDecentral | 4443 | 4.1827e-05
[11 empty] | c_DK1_SmallDecentral | 4444 | 6.1824e-05
[11 empty] | c_DK1_SmallDecentral | 4445 | 0.00010465
[11 empty] | c_DK1_SmallDecentral | 4446 | 0.00012681
[11 empty] | c_DK1_SmallDecentral | 4447 | 0.00012681
[11 empty] | c_DK1_SmallDecentral | 4448 | 0.00010698
[11 empty] | c_DK1_SmallDecentral | 4449 | 0.00010149
[11 empty] | c_DK1_SmallDecentral | 4450 | 9.382e-05
[11 empty] | c_DK1_SmallDecentral | 4451 | 8.8987e-05
[11 empty] | c_DK1_SmallDecentral | 4452 | 8.6321e-05
[11 empty] | c_DK1_SmallDecentral | 4453 | 7.7322e-05
[11 empty] | c_DK1_SmallDecentral | 4454 | 7.3489e-05
[11 empty] | c_DK1_SmallDecentral | 4455 | 6.999e-05
[11 empty] | c_DK1_SmallDecentral | 4456 | 7.1489e-05
[11 empty] | c_DK1_SmallDecentral | 4457 | 7.8322e-05
[11 empty] | c_DK1_SmallDecentral | 4458 | 8.1488e-05
[11 empty] | c_DK1_SmallDecentral | 4459 | 8.7987e-05
[11 empty] | c_DK1_SmallDecentral | 4460 | 8.9987e-05
[11 empty] | c_DK1_SmallDecentral | 4461 | 8.3821e-05
[11 empty] | c_DK1_SmallDecentral | 4462 | 6.5824e-05
[11 empty] | c_DK1_SmallDecentral | 4463 | 4.4493e-05
[11 empty] | c_DK1_SmallDecentral | 4464 | 3.9161e-05
[11 empty] | c_DK1_SmallDecentral | 4465 | 3.9494e-05
[11 empty] | c_DK1_SmallDecentral | 4466 | 3.6661e-05
[11 empty] | c_DK1_SmallDecentral | 4467 | 4.1661e-05
[11 empty] | c_DK1_SmallDecentral | 4468 | 6.1491e-05
[11 empty] | c_DK1_SmallDecentral | 4469 | 9.7986e-05
[11 empty] | c_DK1_SmallDecentral | 4470 | 0.00012448
[11 empty] | c_DK1_SmallDecentral | 4471 | 0.00012415
[11 empty] | c_DK1_SmallDecentral | 4472 | 0.00010432
[11 empty] | c_DK1_SmallDecentral | 4473 | 9.7652e-05
[11 empty] | c_DK1_SmallDecentral | 4474 | 9.4153e-05
[11 empty] | c_DK1_SmallDecentral | 4475 | 8.6321e-05
[11 empty] | c_DK1_SmallDecentral | 4476 | 8.3654e-05
[11 empty] | c_DK1_SmallDecentral | 4477 | 7.3989e-05
[11 empty] | c_DK1_SmallDecentral | 4478 | 7.7322e-05
[11 empty] | c_DK1_SmallDecentral | 4479 | 7.2823e-05
[11 empty] | c_DK1_SmallDecentral | 4480 | 7.3822e-05
[11 empty] | c_DK1_SmallDecentral | 4481 | 7.6822e-05
[11 empty] | c_DK1_SmallDecentral | 4482 | 8.0488e-05
[11 empty] | c_DK1_SmallDecentral | 4483 | 8.4654e-05
[11 empty] | c_DK1_SmallDecentral | 4484 | 8.6321e-05
[11 empty] | c_DK1_SmallDecentral | 4485 | 8.2321e-05
[11 empty] | c_DK1_SmallDecentral | 4486 | 6.4824e-05
[11 empty] | c_DK1_SmallDecentral | 4487 | 4.3994e-05
[11 empty] | c_DK1_SmallDecentral | 4488 | 3.6995e-05
[11 empty] | c_DK1_SmallDecentral | 4489 | 4.1327e-05
[11 empty] | c_DK1_SmallDecentral | 4490 | 4.2494e-05
[11 empty] | c_DK1_SmallDecentral | 4491 | 5.2159e-05
[11 empty] | c_DK1_SmallDecentral | 4492 | 7.5489e-05
[11 empty] | c_DK1_SmallDecentral | 4493 | 0.00011215
[11 empty] | c_DK1_SmallDecentral | 4494 | 0.00011798
[11 empty] | c_DK1_SmallDecentral | 4495 | 0.00012015
[11 empty] | c_DK1_SmallDecentral | 4496 | 9.8486e-05
[11 empty] | c_DK1_SmallDecentral | 4497 | 9.2486e-05
[11 empty] | c_DK1_SmallDecentral | 4498 | 8.7654e-05
[11 empty] | c_DK1_SmallDecentral | 4499 | 8.3154e-05
[11 empty] | c_DK1_SmallDecentral | 4500 | 8.1155e-05
[11 empty] | c_DK1_SmallDecentral | 4501 | 7.3323e-05
[11 empty] | c_DK1_SmallDecentral | 4502 | 7.1656e-05
[11 empty] | c_DK1_SmallDecentral | 4503 | 6.8657e-05
[11 empty] | c_DK1_SmallDecentral | 4504 | 7.1489e-05
[11 empty] | c_DK1_SmallDecentral | 4505 | 7.7489e-05
[11 empty] | c_DK1_SmallDecentral | 4506 | 8.1488e-05
[11 empty] | c_DK1_SmallDecentral | 4507 | 8.6654e-05
[11 empty] | c_DK1_SmallDecentral | 4508 | 8.882e-05
[11 empty] | c_DK1_SmallDecentral | 4509 | 8.4654e-05
[11 empty] | c_DK1_SmallDecentral | 4510 | 6.649e-05
[11 empty] | c_DK1_SmallDecentral | 4511 | 4.6493e-05
[11 empty] | c_DK1_SmallDecentral | 4512 | 3.5495e-05
[11 empty] | c_DK1_SmallDecentral | 4513 | 3.9161e-05
[11 empty] | c_DK1_SmallDecentral | 4514 | 3.9494e-05
[11 empty] | c_DK1_SmallDecentral | 4515 | 4.2994e-05
[11 empty] | c_DK1_SmallDecentral | 4516 | 6.3491e-05
[11 empty] | c_DK1_SmallDecentral | 4517 | 0.00010698
[11 empty] | c_DK1_SmallDecentral | 4518 | 0.00012848
[11 empty] | c_DK1_SmallDecentral | 4519 | 0.00012631
[11 empty] | c_DK1_SmallDecentral | 4520 | 0.00010382
[11 empty] | c_DK1_SmallDecentral | 4521 | 9.8652e-05
[11 empty] | c_DK1_SmallDecentral | 4522 | 9.1986e-05
[11 empty] | c_DK1_SmallDecentral | 4523 | 8.7987e-05
[11 empty] | c_DK1_SmallDecentral | 4524 | 8.4654e-05
[11 empty] | c_DK1_SmallDecentral | 4525 | 7.5489e-05
[11 empty] | c_DK1_SmallDecentral | 4526 | 7.3323e-05
[11 empty] | c_DK1_SmallDecentral | 4527 | 7.0323e-05
[11 empty] | c_DK1_SmallDecentral | 4528 | 7.1989e-05
[11 empty] | c_DK1_SmallDecentral | 4529 | 7.8155e-05
[11 empty] | c_DK1_SmallDecentral | 4530 | 8.0821e-05
[11 empty] | c_DK1_SmallDecentral | 4531 | 8.6821e-05
[11 empty] | c_DK1_SmallDecentral | 4532 | 9.0153e-05
[11 empty] | c_DK1_SmallDecentral | 4533 | 8.3321e-05
[11 empty] | c_DK1_SmallDecentral | 4534 | 6.649e-05
[11 empty] | c_DK1_SmallDecentral | 4535 | 4.516e-05
[11 empty] | c_DK1_SmallDecentral | 4536 | 3.3162e-05
[11 empty] | c_DK1_SmallDecentral | 4537 | 3.6661e-05
[11 empty] | c_DK1_SmallDecentral | 4538 | 3.6661e-05
[11 empty] | c_DK1_SmallDecentral | 4539 | 3.9994e-05
[11 empty] | c_DK1_SmallDecentral | 4540 | 6.0824e-05
[11 empty] | c_DK1_SmallDecentral | 4541 | 0.00010348
[11 empty] | c_DK1_SmallDecentral | 4542 | 0.00012498
[11 empty] | c_DK1_SmallDecentral | 4543 | 0.00012248
[11 empty] | c_DK1_SmallDecentral | 4544 | 0.00010149
[11 empty] | c_DK1_SmallDecentral | 4545 | 9.6986e-05
[11 empty] | c_DK1_SmallDecentral | 4546 | 9.032e-05
[11 empty] | c_DK1_SmallDecentral | 4547 | 8.6321e-05
[11 empty] | c_DK1_SmallDecentral | 4548 | 8.3321e-05
[11 empty] | c_DK1_SmallDecentral | 4549 | 7.3156e-05
[11 empty] | c_DK1_SmallDecentral | 4550 | 7.0323e-05
[11 empty] | c_DK1_SmallDecentral | 4551 | 6.649e-05
[11 empty] | c_DK1_SmallDecentral | 4552 | 6.7823e-05
[11 empty] | c_DK1_SmallDecentral | 4553 | 7.3822e-05
[11 empty] | c_DK1_SmallDecentral | 4554 | 7.6322e-05
[11 empty] | c_DK1_SmallDecentral | 4555 | 8.1988e-05
[11 empty] | c_DK1_SmallDecentral | 4556 | 8.4821e-05
[11 empty] | c_DK1_SmallDecentral | 4557 | 7.8322e-05
[11 empty] | c_DK1_SmallDecentral | 4558 | 6.2491e-05
[11 empty] | c_DK1_SmallDecentral | 4559 | 4.2327e-05
[11 empty] | c_DK1_SmallDecentral | 4560 | 3.1662e-05
[11 empty] | c_DK1_SmallDecentral | 4561 | 3.5161e-05
[11 empty] | c_DK1_SmallDecentral | 4562 | 3.4995e-05
[11 empty] | c_DK1_SmallDecentral | 4563 | 3.8161e-05
[11 empty] | c_DK1_SmallDecentral | 4564 | 5.8658e-05
[11 empty] | c_DK1_SmallDecentral | 4565 | 0.00010032
[11 empty] | c_DK1_SmallDecentral | 4566 | 0.00012115
[11 empty] | c_DK1_SmallDecentral | 4567 | 0.00011882
[11 empty] | c_DK1_SmallDecentral | 4568 | 9.7986e-05
[11 empty] | c_DK1_SmallDecentral | 4569 | 9.382e-05
[11 empty] | c_DK1_SmallDecentral | 4570 | 8.732e-05
[11 empty] | c_DK1_SmallDecentral | 4571 | 8.3488e-05
[11 empty] | c_DK1_SmallDecentral | 4572 | 8.0655e-05
[11 empty] | c_DK1_SmallDecentral | 4573 | 7.0323e-05
[11 empty] | c_DK1_SmallDecentral | 4574 | 6.7823e-05
[11 empty] | c_DK1_SmallDecentral | 4575 | 6.3491e-05
[11 empty] | c_DK1_SmallDecentral | 4576 | 6.4824e-05
[11 empty] | c_DK1_SmallDecentral | 4577 | 7.049e-05
[11 empty] | c_DK1_SmallDecentral | 4578 | 7.3323e-05
[11 empty] | c_DK1_SmallDecentral | 4579 | 7.8488e-05
[11 empty] | c_DK1_SmallDecentral | 4580 | 8.1488e-05
[11 empty] | c_DK1_SmallDecentral | 4581 | 7.5322e-05
[11 empty] | c_DK1_SmallDecentral | 4582 | 6.0491e-05
[11 empty] | c_DK1_SmallDecentral | 4583 | 4.0661e-05
[11 empty] | c_DK1_SmallDecentral | 4584 | 3.1162e-05
[11 empty] | c_DK1_SmallDecentral | 4585 | 3.4495e-05
[11 empty] | c_DK1_SmallDecentral | 4586 | 3.4495e-05
[11 empty] | c_DK1_SmallDecentral | 4587 | 3.7494e-05
[11 empty] | c_DK1_SmallDecentral | 4588 | 5.7492e-05
[11 empty] | c_DK1_SmallDecentral | 4589 | 9.8652e-05
[11 empty] | c_DK1_SmallDecentral | 4590 | 0.00011932
[11 empty] | c_DK1_SmallDecentral | 4591 | 0.00011682
[11 empty] | c_DK1_SmallDecentral | 4592 | 9.6319e-05
[11 empty] | c_DK1_SmallDecentral | 4593 | 9.182e-05
[11 empty] | c_DK1_SmallDecentral | 4594 | 8.5654e-05
[11 empty] | c_DK1_SmallDecentral | 4595 | 8.1988e-05
[11 empty] | c_DK1_SmallDecentral | 4596 | 7.9322e-05
[11 empty] | c_DK1_SmallDecentral | 4597 | 6.9323e-05
[11 empty] | c_DK1_SmallDecentral | 4598 | 6.6657e-05
[11 empty] | c_DK1_SmallDecentral | 4599 | 6.2324e-05
[11 empty] | c_DK1_SmallDecentral | 4600 | 6.3657e-05
[11 empty] | c_DK1_SmallDecentral | 4601 | 6.9323e-05
[11 empty] | c_DK1_SmallDecentral | 4602 | 7.1323e-05
[11 empty] | c_DK1_SmallDecentral | 4603 | 7.6989e-05
[11 empty] | c_DK1_SmallDecentral | 4604 | 7.9988e-05
[11 empty] | c_DK1_SmallDecentral | 4605 | 7.3656e-05
[11 empty] | c_DK1_SmallDecentral | 4606 | 5.9325e-05
[11 empty] | c_DK1_SmallDecentral | 4607 | 3.9994e-05
[11 empty] | c_DK1_SmallDecentral | 4608 | 2.8996e-05
[11 empty] | c_DK1_SmallDecentral | 4609 | 3.1829e-05
[11 empty] | c_DK1_SmallDecentral | 4610 | 3.1329e-05
[11 empty] | c_DK1_SmallDecentral | 4611 | 3.3995e-05
[11 empty] | c_DK1_SmallDecentral | 4612 | 5.2159e-05
[11 empty] | c_DK1_SmallDecentral | 4613 | 9.1653e-05
[11 empty] | c_DK1_SmallDecentral | 4614 | 0.00010948
[11 empty] | c_DK1_SmallDecentral | 4615 | 0.00011015
[11 empty] | c_DK1_SmallDecentral | 4616 | 9.0487e-05
[11 empty] | c_DK1_SmallDecentral | 4617 | 8.6987e-05
[11 empty] | c_DK1_SmallDecentral | 4618 | 8.0155e-05
[11 empty] | c_DK1_SmallDecentral | 4619 | 7.6322e-05
[11 empty] | c_DK1_SmallDecentral | 4620 | 7.3989e-05
[11 empty] | c_DK1_SmallDecentral | 4621 | 6.4657e-05
[11 empty] | c_DK1_SmallDecentral | 4622 | 6.1158e-05
[11 empty] | c_DK1_SmallDecentral | 4623 | 5.6658e-05
[11 empty] | c_DK1_SmallDecentral | 4624 | 5.7492e-05
[11 empty] | c_DK1_SmallDecentral | 4625 | 6.3824e-05
[11 empty] | c_DK1_SmallDecentral | 4626 | 6.6324e-05
[11 empty] | c_DK1_SmallDecentral | 4627 | 7.1989e-05
[11 empty] | c_DK1_SmallDecentral | 4628 | 7.4822e-05
[11 empty] | c_DK1_SmallDecentral | 4629 | 6.9656e-05
[11 empty] | c_DK1_SmallDecentral | 4630 | 5.5492e-05
[11 empty] | c_DK1_SmallDecentral | 4631 | 3.6828e-05
[11 empty] | c_DK1_SmallDecentral | 4632 | 3.0829e-05
[11 empty] | c_DK1_SmallDecentral | 4633 | 3.1662e-05
[11 empty] | c_DK1_SmallDecentral | 4634 | 2.8329e-05
[11 empty] | c_DK1_SmallDecentral | 4635 | 3.3162e-05
[11 empty] | c_DK1_SmallDecentral | 4636 | 5.0326e-05
[11 empty] | c_DK1_SmallDecentral | 4637 | 8.2988e-05
[11 empty] | c_DK1_SmallDecentral | 4638 | 0.00010615
[11 empty] | c_DK1_SmallDecentral | 4639 | 0.00010582
[11 empty] | c_DK1_SmallDecentral | 4640 | 8.6487e-05
[11 empty] | c_DK1_SmallDecentral | 4641 | 8.2155e-05
[11 empty] | c_DK1_SmallDecentral | 4642 | 7.9322e-05
[11 empty] | c_DK1_SmallDecentral | 4643 | 7.2323e-05
[11 empty] | c_DK1_SmallDecentral | 4644 | 7.0656e-05
[11 empty] | c_DK1_SmallDecentral | 4645 | 6.0658e-05
[11 empty] | c_DK1_SmallDecentral | 4646 | 6.4491e-05
[11 empty] | c_DK1_SmallDecentral | 4647 | 5.9325e-05
[11 empty] | c_DK1_SmallDecentral | 4648 | 5.9991e-05
[11 empty] | c_DK1_SmallDecentral | 4649 | 6.1991e-05
[11 empty] | c_DK1_SmallDecentral | 4650 | 6.3824e-05
[11 empty] | c_DK1_SmallDecentral | 4651 | 6.7323e-05
[11 empty] | c_DK1_SmallDecentral | 4652 | 6.9656e-05
[11 empty] | c_DK1_SmallDecentral | 4653 | 6.6657e-05
[11 empty] | c_DK1_SmallDecentral | 4654 | 5.2992e-05
[11 empty] | c_DK1_SmallDecentral | 4655 | 3.5161e-05
[11 empty] | c_DK1_SmallDecentral | 4656 | 3.0329e-05
[11 empty] | c_DK1_SmallDecentral | 4657 | 3.4662e-05
[11 empty] | c_DK1_SmallDecentral | 4658 | 3.5995e-05
[11 empty] | c_DK1_SmallDecentral | 4659 | 4.4327e-05
[11 empty] | c_DK1_SmallDecentral | 4660 | 6.4824e-05
[11 empty] | c_DK1_SmallDecentral | 4661 | 9.7652e-05
[11 empty] | c_DK1_SmallDecentral | 4662 | 0.00010198
[11 empty] | c_DK1_SmallDecentral | 4663 | 0.00010415
[11 empty] | c_DK1_SmallDecentral | 4664 | 8.2988e-05
[11 empty] | c_DK1_SmallDecentral | 4665 | 7.9155e-05
[11 empty] | c_DK1_SmallDecentral | 4666 | 7.4656e-05
[11 empty] | c_DK1_SmallDecentral | 4667 | 7.0823e-05
[11 empty] | c_DK1_SmallDecentral | 4668 | 6.9656e-05
[11 empty] | c_DK1_SmallDecentral | 4669 | 6.1658e-05
[11 empty] | c_DK1_SmallDecentral | 4670 | 5.9825e-05
[11 empty] | c_DK1_SmallDecentral | 4671 | 5.5992e-05
[11 empty] | c_DK1_SmallDecentral | 4672 | 5.8325e-05
[11 empty] | c_DK1_SmallDecentral | 4673 | 6.3824e-05
[11 empty] | c_DK1_SmallDecentral | 4674 | 6.6657e-05
[11 empty] | c_DK1_SmallDecentral | 4675 | 7.0656e-05
[11 empty] | c_DK1_SmallDecentral | 4676 | 7.3989e-05
[11 empty] | c_DK1_SmallDecentral | 4677 | 7.1323e-05
[11 empty] | c_DK1_SmallDecentral | 4678 | 5.6158e-05
[11 empty] | c_DK1_SmallDecentral | 4679 | 3.8994e-05
[11 empty] | c_DK1_SmallDecentral | 4680 | 3.0662e-05
[11 empty] | c_DK1_SmallDecentral | 4681 | 3.4328e-05
[11 empty] | c_DK1_SmallDecentral | 4682 | 3.3995e-05
[11 empty] | c_DK1_SmallDecentral | 4683 | 3.6995e-05
[11 empty] | c_DK1_SmallDecentral | 4684 | 5.6325e-05
[11 empty] | c_DK1_SmallDecentral | 4685 | 9.7652e-05
[11 empty] | c_DK1_SmallDecentral | 4686 | 0.00011698
[11 empty] | c_DK1_SmallDecentral | 4687 | 0.00011482
[11 empty] | c_DK1_SmallDecentral | 4688 | 9.232e-05
[11 empty] | c_DK1_SmallDecentral | 4689 | 8.8487e-05
[11 empty] | c_DK1_SmallDecentral | 4690 | 8.2321e-05
[11 empty] | c_DK1_SmallDecentral | 4691 | 7.8988e-05
[11 empty] | c_DK1_SmallDecentral | 4692 | 7.6822e-05
[11 empty] | c_DK1_SmallDecentral | 4693 | 6.6657e-05
[11 empty] | c_DK1_SmallDecentral | 4694 | 6.4824e-05
[11 empty] | c_DK1_SmallDecentral | 4695 | 6.0491e-05
[11 empty] | c_DK1_SmallDecentral | 4696 | 6.2324e-05
[11 empty] | c_DK1_SmallDecentral | 4697 | 6.7657e-05
[11 empty] | c_DK1_SmallDecentral | 4698 | 6.9823e-05
[11 empty] | c_DK1_SmallDecentral | 4699 | 7.5322e-05
[11 empty] | c_DK1_SmallDecentral | 4700 | 7.9655e-05
[11 empty] | c_DK1_SmallDecentral | 4701 | 7.3156e-05
[11 empty] | c_DK1_SmallDecentral | 4702 | 5.8991e-05
[11 empty] | c_DK1_SmallDecentral | 4703 | 3.9661e-05
[11 empty] | c_DK1_SmallDecentral | 4704 | 2.9329e-05
[11 empty] | c_DK1_SmallDecentral | 4705 | 3.3162e-05
[11 empty] | c_DK1_SmallDecentral | 4706 | 3.2662e-05
[11 empty] | c_DK1_SmallDecentral | 4707 | 3.5828e-05
[11 empty] | c_DK1_SmallDecentral | 4708 | 5.5492e-05
[11 empty] | c_DK1_SmallDecentral | 4709 | 9.6153e-05
[11 empty] | c_DK1_SmallDecentral | 4710 | 0.00011615
[11 empty] | c_DK1_SmallDecentral | 4711 | 0.00011398
[11 empty] | c_DK1_SmallDecentral | 4712 | 9.282e-05
[11 empty] | c_DK1_SmallDecentral | 4713 | 8.9154e-05
[11 empty] | c_DK1_SmallDecentral | 4714 | 8.3154e-05
[11 empty] | c_DK1_SmallDecentral | 4715 | 7.9822e-05
[11 empty] | c_DK1_SmallDecentral | 4716 | 7.7155e-05
[11 empty] | c_DK1_SmallDecentral | 4717 | 6.6657e-05
[11 empty] | c_DK1_SmallDecentral | 4718 | 6.4157e-05
[11 empty] | c_DK1_SmallDecentral | 4719 | 5.9325e-05
[11 empty] | c_DK1_SmallDecentral | 4720 | 6.0491e-05
[11 empty] | c_DK1_SmallDecentral | 4721 | 6.599e-05
[11 empty] | c_DK1_SmallDecentral | 4722 | 6.8157e-05
[11 empty] | c_DK1_SmallDecentral | 4723 | 7.3489e-05
[11 empty] | c_DK1_SmallDecentral | 4724 | 7.6822e-05
[11 empty] | c_DK1_SmallDecentral | 4725 | 7.0823e-05
[11 empty] | c_DK1_SmallDecentral | 4726 | 5.7158e-05
[11 empty] | c_DK1_SmallDecentral | 4727 | 3.8328e-05
[11 empty] | c_DK1_SmallDecentral | 4728 | 2.8496e-05
[11 empty] | c_DK1_SmallDecentral | 4729 | 3.2495e-05
[11 empty] | c_DK1_SmallDecentral | 4730 | 3.1995e-05
[11 empty] | c_DK1_SmallDecentral | 4731 | 3.4995e-05
[11 empty] | c_DK1_SmallDecentral | 4732 | 5.4325e-05
[11 empty] | c_DK1_SmallDecentral | 4733 | 9.4653e-05
[11 empty] | c_DK1_SmallDecentral | 4734 | 0.00011415
[11 empty] | c_DK1_SmallDecentral | 4735 | 0.00011198
[11 empty] | c_DK1_SmallDecentral | 4736 | 9.0987e-05
[11 empty] | c_DK1_SmallDecentral | 4737 | 8.7487e-05
[11 empty] | c_DK1_SmallDecentral | 4738 | 8.1488e-05
[11 empty] | c_DK1_SmallDecentral | 4739 | 7.7989e-05
[11 empty] | c_DK1_SmallDecentral | 4740 | 7.5989e-05
[11 empty] | c_DK1_SmallDecentral | 4741 | 6.5324e-05
[11 empty] | c_DK1_SmallDecentral | 4742 | 6.2657e-05
[11 empty] | c_DK1_SmallDecentral | 4743 | 5.8158e-05
[11 empty] | c_DK1_SmallDecentral | 4744 | 5.9158e-05
[11 empty] | c_DK1_SmallDecentral | 4745 | 6.4657e-05
[11 empty] | c_DK1_SmallDecentral | 4746 | 6.649e-05
[11 empty] | c_DK1_SmallDecentral | 4747 | 7.1823e-05
[11 empty] | c_DK1_SmallDecentral | 4748 | 7.5322e-05
[11 empty] | c_DK1_SmallDecentral | 4749 | 6.9156e-05
[11 empty] | c_DK1_SmallDecentral | 4750 | 5.6158e-05
[11 empty] | c_DK1_SmallDecentral | 4751 | 3.7494e-05
[11 empty] | c_DK1_SmallDecentral | 4752 | 2.7663e-05
[11 empty] | c_DK1_SmallDecentral | 4753 | 3.1329e-05
[11 empty] | c_DK1_SmallDecentral | 4754 | 3.0829e-05
[11 empty] | c_DK1_SmallDecentral | 4755 | 3.3828e-05
[11 empty] | c_DK1_SmallDecentral | 4756 | 5.2492e-05
[11 empty] | c_DK1_SmallDecentral | 4757 | 9.1986e-05
[11 empty] | c_DK1_SmallDecentral | 4758 | 0.00011015
[11 empty] | c_DK1_SmallDecentral | 4759 | 0.00010832
[11 empty] | c_DK1_SmallDecentral | 4760 | 8.782e-05
[11 empty] | c_DK1_SmallDecentral | 4761 | 8.4488e-05
[11 empty] | c_DK1_SmallDecentral | 4762 | 7.8655e-05
[11 empty] | c_DK1_SmallDecentral | 4763 | 7.5489e-05
[11 empty] | c_DK1_SmallDecentral | 4764 | 7.3323e-05
[11 empty] | c_DK1_SmallDecentral | 4765 | 6.2491e-05
[11 empty] | c_DK1_SmallDecentral | 4766 | 6.0324e-05
[11 empty] | c_DK1_SmallDecentral | 4767 | 5.5658e-05
[11 empty] | c_DK1_SmallDecentral | 4768 | 5.6992e-05
[11 empty] | c_DK1_SmallDecentral | 4769 | 6.1991e-05
[11 empty] | c_DK1_SmallDecentral | 4770 | 6.3824e-05
[11 empty] | c_DK1_SmallDecentral | 4771 | 6.899e-05
[11 empty] | c_DK1_SmallDecentral | 4772 | 7.2323e-05
[11 empty] | c_DK1_SmallDecentral | 4773 | 6.6657e-05
[11 empty] | c_DK1_SmallDecentral | 4774 | 5.3825e-05
[11 empty] | c_DK1_SmallDecentral | 4775 | 3.5995e-05
[11 empty] | c_DK1_SmallDecentral | 4776 | 2.7829e-05
[11 empty] | c_DK1_SmallDecentral | 4777 | 3.0496e-05
[11 empty] | c_DK1_SmallDecentral | 4778 | 2.9829e-05
[11 empty] | c_DK1_SmallDecentral | 4779 | 3.2162e-05
[11 empty] | c_DK1_SmallDecentral | 4780 | 4.9659e-05
[11 empty] | c_DK1_SmallDecentral | 4781 | 8.7654e-05
[11 empty] | c_DK1_SmallDecentral | 4782 | 0.00010432
[11 empty] | c_DK1_SmallDecentral | 4783 | 0.00010515
[11 empty] | c_DK1_SmallDecentral | 4784 | 8.6321e-05
[11 empty] | c_DK1_SmallDecentral | 4785 | 8.2821e-05
[11 empty] | c_DK1_SmallDecentral | 4786 | 7.6155e-05
[11 empty] | c_DK1_SmallDecentral | 4787 | 7.2823e-05
[11 empty] | c_DK1_SmallDecentral | 4788 | 7.0823e-05
[11 empty] | c_DK1_SmallDecentral | 4789 | 6.1658e-05
[11 empty] | c_DK1_SmallDecentral | 4790 | 5.8158e-05
[11 empty] | c_DK1_SmallDecentral | 4791 | 5.4159e-05
[11 empty] | c_DK1_SmallDecentral | 4792 | 5.4825e-05
[11 empty] | c_DK1_SmallDecentral | 4793 | 6.0658e-05
[11 empty] | c_DK1_SmallDecentral | 4794 | 6.3157e-05
[11 empty] | c_DK1_SmallDecentral | 4795 | 6.849e-05
[11 empty] | c_DK1_SmallDecentral | 4796 | 7.1156e-05
[11 empty] | c_DK1_SmallDecentral | 4797 | 6.599e-05
[11 empty] | c_DK1_SmallDecentral | 4798 | 5.2659e-05
[11 empty] | c_DK1_SmallDecentral | 4799 | 3.4995e-05
[11 empty] | c_DK1_SmallDecentral | 4800 | 2.9496e-05
[11 empty] | c_DK1_SmallDecentral | 4801 | 3.0162e-05
[11 empty] | c_DK1_SmallDecentral | 4802 | 2.6829e-05
[11 empty] | c_DK1_SmallDecentral | 4803 | 3.1495e-05
[11 empty] | c_DK1_SmallDecentral | 4804 | 4.7326e-05
[11 empty] | c_DK1_SmallDecentral | 4805 | 7.8155e-05
[11 empty] | c_DK1_SmallDecentral | 4806 | 0.00010032
[11 empty] | c_DK1_SmallDecentral | 4807 | 0.00010032
[11 empty] | c_DK1_SmallDecentral | 4808 | 8.1488e-05
[11 empty] | c_DK1_SmallDecentral | 4809 | 7.7489e-05
[11 empty] | c_DK1_SmallDecentral | 4810 | 7.4989e-05
[11 empty] | c_DK1_SmallDecentral | 4811 | 6.8323e-05
[11 empty] | c_DK1_SmallDecentral | 4812 | 6.6823e-05
[11 empty] | c_DK1_SmallDecentral | 4813 | 5.7158e-05
[11 empty] | c_DK1_SmallDecentral | 4814 | 6.0991e-05
[11 empty] | c_DK1_SmallDecentral | 4815 | 5.5825e-05
[11 empty] | c_DK1_SmallDecentral | 4816 | 5.6325e-05
[11 empty] | c_DK1_SmallDecentral | 4817 | 5.8491e-05
[11 empty] | c_DK1_SmallDecentral | 4818 | 5.9991e-05
[11 empty] | c_DK1_SmallDecentral | 4819 | 6.3157e-05
[11 empty] | c_DK1_SmallDecentral | 4820 | 6.549e-05
[11 empty] | c_DK1_SmallDecentral | 4821 | 6.2657e-05
[11 empty] | c_DK1_SmallDecentral | 4822 | 4.9993e-05
[11 empty] | c_DK1_SmallDecentral | 4823 | 3.3162e-05
[11 empty] | c_DK1_SmallDecentral | 4824 | 2.7996e-05
[11 empty] | c_DK1_SmallDecentral | 4825 | 3.2162e-05
[11 empty] | c_DK1_SmallDecentral | 4826 | 3.3828e-05
[11 empty] | c_DK1_SmallDecentral | 4827 | 4.216e-05
[11 empty] | c_DK1_SmallDecentral | 4828 | 6.0824e-05
[11 empty] | c_DK1_SmallDecentral | 4829 | 9.1653e-05
[11 empty] | c_DK1_SmallDecentral | 4830 | 9.4986e-05
[11 empty] | c_DK1_SmallDecentral | 4831 | 9.7486e-05
[11 empty] | c_DK1_SmallDecentral | 4832 | 7.6989e-05
[11 empty] | c_DK1_SmallDecentral | 4833 | 7.3489e-05
[11 empty] | c_DK1_SmallDecentral | 4834 | 6.9323e-05
[11 empty] | c_DK1_SmallDecentral | 4835 | 6.599e-05
[11 empty] | c_DK1_SmallDecentral | 4836 | 6.4824e-05
[11 empty] | c_DK1_SmallDecentral | 4837 | 5.7158e-05
[11 empty] | c_DK1_SmallDecentral | 4838 | 5.5825e-05
[11 empty] | c_DK1_SmallDecentral | 4839 | 5.1826e-05
[11 empty] | c_DK1_SmallDecentral | 4840 | 5.3825e-05
[11 empty] | c_DK1_SmallDecentral | 4841 | 5.8991e-05
[11 empty] | c_DK1_SmallDecentral | 4842 | 6.1491e-05
[11 empty] | c_DK1_SmallDecentral | 4843 | 6.5324e-05
[11 empty] | c_DK1_SmallDecentral | 4844 | 6.8657e-05
[11 empty] | c_DK1_SmallDecentral | 4845 | 6.6157e-05
[11 empty] | c_DK1_SmallDecentral | 4846 | 5.2159e-05
[11 empty] | c_DK1_SmallDecentral | 4847 | 3.6328e-05
[11 empty] | c_DK1_SmallDecentral | 4848 | 2.8496e-05
[11 empty] | c_DK1_SmallDecentral | 4849 | 3.2329e-05
[11 empty] | c_DK1_SmallDecentral | 4850 | 3.1662e-05
[11 empty] | c_DK1_SmallDecentral | 4851 | 3.4495e-05
[11 empty] | c_DK1_SmallDecentral | 4852 | 5.3159e-05
[11 empty] | c_DK1_SmallDecentral | 4853 | 9.3153e-05
[11 empty] | c_DK1_SmallDecentral | 4854 | 0.00011082
[11 empty] | c_DK1_SmallDecentral | 4855 | 0.00010932
[11 empty] | c_DK1_SmallDecentral | 4856 | 8.6821e-05
[11 empty] | c_DK1_SmallDecentral | 4857 | 8.3488e-05
[11 empty] | c_DK1_SmallDecentral | 4858 | 7.7489e-05
[11 empty] | c_DK1_SmallDecentral | 4859 | 7.4989e-05
[11 empty] | c_DK1_SmallDecentral | 4860 | 7.2656e-05
[11 empty] | c_DK1_SmallDecentral | 4861 | 6.2324e-05
[11 empty] | c_DK1_SmallDecentral | 4862 | 6.0991e-05
[11 empty] | c_DK1_SmallDecentral | 4863 | 5.6325e-05
[11 empty] | c_DK1_SmallDecentral | 4864 | 5.7825e-05
[11 empty] | c_DK1_SmallDecentral | 4865 | 6.3324e-05
[11 empty] | c_DK1_SmallDecentral | 4866 | 6.5157e-05
[11 empty] | c_DK1_SmallDecentral | 4867 | 7.0323e-05
[11 empty] | c_DK1_SmallDecentral | 4868 | 7.4156e-05
[11 empty] | c_DK1_SmallDecentral | 4869 | 6.8323e-05
[11 empty] | c_DK1_SmallDecentral | 4870 | 5.5325e-05
[11 empty] | c_DK1_SmallDecentral | 4871 | 3.7161e-05
[11 empty] | c_DK1_SmallDecentral | 4872 | 2.5996e-05
[11 empty] | c_DK1_SmallDecentral | 4873 | 2.9496e-05
[11 empty] | c_DK1_SmallDecentral | 4874 | 2.9496e-05
[11 empty] | c_DK1_SmallDecentral | 4875 | 3.2162e-05
[11 empty] | c_DK1_SmallDecentral | 4876 | 4.9659e-05
[11 empty] | c_DK1_SmallDecentral | 4877 | 8.8154e-05
[11 empty] | c_DK1_SmallDecentral | 4878 | 0.00010448
[11 empty] | c_DK1_SmallDecentral | 4879 | 0.00010298
[11 empty] | c_DK1_SmallDecentral | 4880 | 8.3154e-05
[11 empty] | c_DK1_SmallDecentral | 4881 | 7.9988e-05
[11 empty] | c_DK1_SmallDecentral | 4882 | 7.4656e-05
[11 empty] | c_DK1_SmallDecentral | 4883 | 7.1823e-05
[11 empty] | c_DK1_SmallDecentral | 4884 | 6.949e-05
[11 empty] | c_DK1_SmallDecentral | 4885 | 5.9491e-05
[11 empty] | c_DK1_SmallDecentral | 4886 | 5.7158e-05
[11 empty] | c_DK1_SmallDecentral | 4887 | 5.2826e-05
[11 empty] | c_DK1_SmallDecentral | 4888 | 5.3659e-05
[11 empty] | c_DK1_SmallDecentral | 4889 | 5.8825e-05
[11 empty] | c_DK1_SmallDecentral | 4890 | 6.0491e-05
[11 empty] | c_DK1_SmallDecentral | 4891 | 6.5157e-05
[11 empty] | c_DK1_SmallDecentral | 4892 | 6.849e-05
[11 empty] | c_DK1_SmallDecentral | 4893 | 6.2824e-05
[11 empty] | c_DK1_SmallDecentral | 4894 | 5.0992e-05
[11 empty] | c_DK1_SmallDecentral | 4895 | 3.3995e-05
[11 empty] | c_DK1_SmallDecentral | 4896 | 2.5163e-05
[11 empty] | c_DK1_SmallDecentral | 4897 | 2.8496e-05
[11 empty] | c_DK1_SmallDecentral | 4898 | 2.8163e-05
[11 empty] | c_DK1_SmallDecentral | 4899 | 3.0662e-05
[11 empty] | c_DK1_SmallDecentral | 4900 | 4.7493e-05
[11 empty] | c_DK1_SmallDecentral | 4901 | 8.4987e-05
[11 empty] | c_DK1_SmallDecentral | 4902 | 0.00010099
[11 empty] | c_DK1_SmallDecentral | 4903 | 9.9985e-05
[11 empty] | c_DK1_SmallDecentral | 4904 | 7.9988e-05
[11 empty] | c_DK1_SmallDecentral | 4905 | 7.6989e-05
[11 empty] | c_DK1_SmallDecentral | 4906 | 7.2489e-05
[11 empty] | c_DK1_SmallDecentral | 4907 | 6.9656e-05
[11 empty] | c_DK1_SmallDecentral | 4908 | 6.7657e-05
[11 empty] | c_DK1_SmallDecentral | 4909 | 5.7492e-05
[11 empty] | c_DK1_SmallDecentral | 4910 | 5.5325e-05
[11 empty] | c_DK1_SmallDecentral | 4911 | 5.1159e-05
[11 empty] | c_DK1_SmallDecentral | 4912 | 5.1659e-05
[11 empty] | c_DK1_SmallDecentral | 4913 | 5.6825e-05
[11 empty] | c_DK1_SmallDecentral | 4914 | 5.8491e-05
[11 empty] | c_DK1_SmallDecentral | 4915 | 6.2491e-05
[11 empty] | c_DK1_SmallDecentral | 4916 | 6.599e-05
[11 empty] | c_DK1_SmallDecentral | 4917 | 6.0491e-05
[11 empty] | c_DK1_SmallDecentral | 4918 | 4.8993e-05
[11 empty] | c_DK1_SmallDecentral | 4919 | 3.2495e-05
[11 empty] | c_DK1_SmallDecentral | 4920 | 2.4496e-05
[11 empty] | c_DK1_SmallDecentral | 4921 | 2.7996e-05
[11 empty] | c_DK1_SmallDecentral | 4922 | 2.7663e-05
[11 empty] | c_DK1_SmallDecentral | 4923 | 2.9329e-05
[11 empty] | c_DK1_SmallDecentral | 4924 | 4.5827e-05
[11 empty] | c_DK1_SmallDecentral | 4925 | 8.2488e-05
[11 empty] | c_DK1_SmallDecentral | 4926 | 9.8152e-05
[11 empty] | c_DK1_SmallDecentral | 4927 | 9.7486e-05
[11 empty] | c_DK1_SmallDecentral | 4928 | 7.7489e-05
[11 empty] | c_DK1_SmallDecentral | 4929 | 7.4656e-05
[11 empty] | c_DK1_SmallDecentral | 4930 | 7.049e-05
[11 empty] | c_DK1_SmallDecentral | 4931 | 6.8323e-05
[11 empty] | c_DK1_SmallDecentral | 4932 | 6.649e-05
[11 empty] | c_DK1_SmallDecentral | 4933 | 5.5825e-05
[11 empty] | c_DK1_SmallDecentral | 4934 | 5.3825e-05
[11 empty] | c_DK1_SmallDecentral | 4935 | 4.9493e-05
[11 empty] | c_DK1_SmallDecentral | 4936 | 4.9993e-05
[11 empty] | c_DK1_SmallDecentral | 4937 | 5.5492e-05
[11 empty] | c_DK1_SmallDecentral | 4938 | 5.6325e-05
[11 empty] | c_DK1_SmallDecentral | 4939 | 6.0491e-05
[11 empty] | c_DK1_SmallDecentral | 4940 | 6.3824e-05
[11 empty] | c_DK1_SmallDecentral | 4941 | 5.8658e-05
[11 empty] | c_DK1_SmallDecentral | 4942 | 4.7326e-05
[11 empty] | c_DK1_SmallDecentral | 4943 | 3.1662e-05
[11 empty] | c_DK1_SmallDecentral | 4944 | 2.483e-05
[11 empty] | c_DK1_SmallDecentral | 4945 | 2.7496e-05
[11 empty] | c_DK1_SmallDecentral | 4946 | 2.6996e-05
[11 empty] | c_DK1_SmallDecentral | 4947 | 2.8163e-05
[11 empty] | c_DK1_SmallDecentral | 4948 | 4.3327e-05
[11 empty] | c_DK1_SmallDecentral | 4949 | 7.8822e-05
[11 empty] | c_DK1_SmallDecentral | 4950 | 9.3153e-05
[11 empty] | c_DK1_SmallDecentral | 4951 | 9.4653e-05
[11 empty] | c_DK1_SmallDecentral | 4952 | 7.6489e-05
[11 empty] | c_DK1_SmallDecentral | 4953 | 7.3656e-05
[11 empty] | c_DK1_SmallDecentral | 4954 | 6.8323e-05
[11 empty] | c_DK1_SmallDecentral | 4955 | 6.599e-05
[11 empty] | c_DK1_SmallDecentral | 4956 | 6.4157e-05
[11 empty] | c_DK1_SmallDecentral | 4957 | 5.5159e-05
[11 empty] | c_DK1_SmallDecentral | 4958 | 5.1826e-05
[11 empty] | c_DK1_SmallDecentral | 4959 | 4.7826e-05
[11 empty] | c_DK1_SmallDecentral | 4960 | 4.816e-05
[11 empty] | c_DK1_SmallDecentral | 4961 | 5.4492e-05
[11 empty] | c_DK1_SmallDecentral | 4962 | 5.5492e-05
[11 empty] | c_DK1_SmallDecentral | 4963 | 6.0491e-05
[11 empty] | c_DK1_SmallDecentral | 4964 | 6.3157e-05
[11 empty] | c_DK1_SmallDecentral | 4965 | 5.8491e-05
[11 empty] | c_DK1_SmallDecentral | 4966 | 4.6327e-05
[11 empty] | c_DK1_SmallDecentral | 4967 | 3.0829e-05
[11 empty] | c_DK1_SmallDecentral | 4968 | 2.7663e-05
[11 empty] | c_DK1_SmallDecentral | 4969 | 2.8496e-05
[11 empty] | c_DK1_SmallDecentral | 4970 | 2.433e-05
[11 empty] | c_DK1_SmallDecentral | 4971 | 2.8829e-05
[11 empty] | c_DK1_SmallDecentral | 4972 | 4.3494e-05
[11 empty] | c_DK1_SmallDecentral | 4973 | 7.0656e-05
[11 empty] | c_DK1_SmallDecentral | 4974 | 9.2486e-05
[11 empty] | c_DK1_SmallDecentral | 4975 | 9.3653e-05
[11 empty] | c_DK1_SmallDecentral | 4976 | 7.4156e-05
[11 empty] | c_DK1_SmallDecentral | 4977 | 6.9823e-05
[11 empty] | c_DK1_SmallDecentral | 4978 | 6.899e-05
[11 empty] | c_DK1_SmallDecentral | 4979 | 6.1991e-05
[11 empty] | c_DK1_SmallDecentral | 4980 | 6.1324e-05
[11 empty] | c_DK1_SmallDecentral | 4981 | 5.2326e-05
[11 empty] | c_DK1_SmallDecentral | 4982 | 5.7158e-05
[11 empty] | c_DK1_SmallDecentral | 4983 | 5.1659e-05
[11 empty] | c_DK1_SmallDecentral | 4984 | 5.1826e-05
[11 empty] | c_DK1_SmallDecentral | 4985 | 5.3492e-05
[11 empty] | c_DK1_SmallDecentral | 4986 | 5.3992e-05
[11 empty] | c_DK1_SmallDecentral | 4987 | 5.6992e-05
[11 empty] | c_DK1_SmallDecentral | 4988 | 5.9325e-05
[11 empty] | c_DK1_SmallDecentral | 4989 | 5.6658e-05
[11 empty] | c_DK1_SmallDecentral | 4990 | 4.4993e-05
[11 empty] | c_DK1_SmallDecentral | 4991 | 2.9662e-05
[11 empty] | c_DK1_SmallDecentral | 4992 | 2.6163e-05
[11 empty] | c_DK1_SmallDecentral | 4993 | 2.9996e-05
[11 empty] | c_DK1_SmallDecentral | 4994 | 3.1162e-05
[11 empty] | c_DK1_SmallDecentral | 4995 | 3.9494e-05
[11 empty] | c_DK1_SmallDecentral | 4996 | 5.6325e-05
[11 empty] | c_DK1_SmallDecentral | 4997 | 8.2821e-05
[11 empty] | c_DK1_SmallDecentral | 4998 | 8.5487e-05
[11 empty] | c_DK1_SmallDecentral | 4999 | 8.9653e-05
[11 empty] | c_DK1_SmallDecentral | 5000 | 6.949e-05
[11 empty] | c_DK1_SmallDecentral | 5001 | 6.6324e-05
[11 empty] | c_DK1_SmallDecentral | 5002 | 6.3491e-05
[11 empty] | c_DK1_SmallDecentral | 5003 | 6.0491e-05
[11 empty] | c_DK1_SmallDecentral | 5004 | 5.9991e-05
[11 empty] | c_DK1_SmallDecentral | 5005 | 5.2326e-05
[11 empty] | c_DK1_SmallDecentral | 5006 | 5.0826e-05
[11 empty] | c_DK1_SmallDecentral | 5007 | 4.716e-05
[11 empty] | c_DK1_SmallDecentral | 5008 | 4.8493e-05
[11 empty] | c_DK1_SmallDecentral | 5009 | 5.3992e-05
[11 empty] | c_DK1_SmallDecentral | 5010 | 5.5825e-05
[11 empty] | c_DK1_SmallDecentral | 5011 | 5.8991e-05
[11 empty] | c_DK1_SmallDecentral | 5012 | 6.1824e-05
[11 empty] | c_DK1_SmallDecentral | 5013 | 5.9658e-05
[11 empty] | c_DK1_SmallDecentral | 5014 | 4.716e-05
[11 empty] | c_DK1_SmallDecentral | 5015 | 3.2829e-05
[11 empty] | c_DK1_SmallDecentral | 5016 | 2.4496e-05
[11 empty] | c_DK1_SmallDecentral | 5017 | 2.8496e-05
[11 empty] | c_DK1_SmallDecentral | 5018 | 2.7829e-05
[11 empty] | c_DK1_SmallDecentral | 5019 | 2.9329e-05
[11 empty] | c_DK1_SmallDecentral | 5020 | 4.566e-05
[11 empty] | c_DK1_SmallDecentral | 5021 | 8.1988e-05
[11 empty] | c_DK1_SmallDecentral | 5022 | 9.6819e-05
[11 empty] | c_DK1_SmallDecentral | 5023 | 9.6486e-05
[11 empty] | c_DK1_SmallDecentral | 5024 | 7.4489e-05
[11 empty] | c_DK1_SmallDecentral | 5025 | 7.1989e-05
[11 empty] | c_DK1_SmallDecentral | 5026 | 6.8157e-05
[11 empty] | c_DK1_SmallDecentral | 5027 | 6.6157e-05
[11 empty] | c_DK1_SmallDecentral | 5028 | 6.4491e-05
[11 empty] | c_DK1_SmallDecentral | 5029 | 5.4325e-05
[11 empty] | c_DK1_SmallDecentral | 5030 | 5.2992e-05
[11 empty] | c_DK1_SmallDecentral | 5031 | 4.8993e-05
[11 empty] | c_DK1_SmallDecentral | 5032 | 5.0159e-05
[11 empty] | c_DK1_SmallDecentral | 5033 | 5.4992e-05
[11 empty] | c_DK1_SmallDecentral | 5034 | 5.5992e-05
[11 empty] | c_DK1_SmallDecentral | 5035 | 6.0158e-05
[11 empty] | c_DK1_SmallDecentral | 5036 | 6.4491e-05
[11 empty] | c_DK1_SmallDecentral | 5037 | 5.8825e-05
[11 empty] | c_DK1_SmallDecentral | 5038 | 4.766e-05
[11 empty] | c_DK1_SmallDecentral | 5039 | 3.1829e-05
[11 empty] | c_DK1_SmallDecentral | 5040 | 2.4496e-05
[11 empty] | c_DK1_SmallDecentral | 5041 | 2.7996e-05
[11 empty] | c_DK1_SmallDecentral | 5042 | 2.7663e-05
[11 empty] | c_DK1_SmallDecentral | 5043 | 2.9662e-05
[11 empty] | c_DK1_SmallDecentral | 5044 | 4.616e-05
[11 empty] | c_DK1_SmallDecentral | 5045 | 8.3321e-05
[11 empty] | c_DK1_SmallDecentral | 5046 | 9.9319e-05
[11 empty] | c_DK1_SmallDecentral | 5047 | 9.8319e-05
[11 empty] | c_DK1_SmallDecentral | 5048 | 7.8155e-05
[11 empty] | c_DK1_SmallDecentral | 5049 | 7.5322e-05
[11 empty] | c_DK1_SmallDecentral | 5050 | 7.1323e-05
[11 empty] | c_DK1_SmallDecentral | 5051 | 6.899e-05
[11 empty] | c_DK1_SmallDecentral | 5052 | 6.6823e-05
[11 empty] | c_DK1_SmallDecentral | 5053 | 5.6658e-05
[11 empty] | c_DK1_SmallDecentral | 5054 | 5.4159e-05
[11 empty] | c_DK1_SmallDecentral | 5055 | 4.9826e-05
[11 empty] | c_DK1_SmallDecentral | 5056 | 5.0493e-05
[11 empty] | c_DK1_SmallDecentral | 5057 | 5.5825e-05
[11 empty] | c_DK1_SmallDecentral | 5058 | 5.6992e-05
[11 empty] | c_DK1_SmallDecentral | 5059 | 6.0991e-05
[11 empty] | c_DK1_SmallDecentral | 5060 | 6.4324e-05
[11 empty] | c_DK1_SmallDecentral | 5061 | 5.8825e-05
[11 empty] | c_DK1_SmallDecentral | 5062 | 4.7993e-05
[11 empty] | c_DK1_SmallDecentral | 5063 | 3.1995e-05
[11 empty] | c_DK1_SmallDecentral | 5064 | 2.583e-05
[11 empty] | c_DK1_SmallDecentral | 5065 | 2.8996e-05
[11 empty] | c_DK1_SmallDecentral | 5066 | 2.8829e-05
[11 empty] | c_DK1_SmallDecentral | 5067 | 3.1495e-05
[11 empty] | c_DK1_SmallDecentral | 5068 | 4.8826e-05
[11 empty] | c_DK1_SmallDecentral | 5069 | 8.6654e-05
[11 empty] | c_DK1_SmallDecentral | 5070 | 0.00010298
[11 empty] | c_DK1_SmallDecentral | 5071 | 0.00010165
[11 empty] | c_DK1_SmallDecentral | 5072 | 8.1988e-05
[11 empty] | c_DK1_SmallDecentral | 5073 | 7.8822e-05
[11 empty] | c_DK1_SmallDecentral | 5074 | 7.3489e-05
[11 empty] | c_DK1_SmallDecentral | 5075 | 7.0656e-05
[11 empty] | c_DK1_SmallDecentral | 5076 | 6.849e-05
[11 empty] | c_DK1_SmallDecentral | 5077 | 5.8491e-05
[11 empty] | c_DK1_SmallDecentral | 5078 | 5.6325e-05
[11 empty] | c_DK1_SmallDecentral | 5079 | 5.1992e-05
[11 empty] | c_DK1_SmallDecentral | 5080 | 5.2826e-05
[11 empty] | c_DK1_SmallDecentral | 5081 | 5.7825e-05
[11 empty] | c_DK1_SmallDecentral | 5082 | 5.9658e-05
[11 empty] | c_DK1_SmallDecentral | 5083 | 6.4157e-05
[11 empty] | c_DK1_SmallDecentral | 5084 | 6.7323e-05
[11 empty] | c_DK1_SmallDecentral | 5085 | 6.1824e-05
[11 empty] | c_DK1_SmallDecentral | 5086 | 4.9993e-05
[11 empty] | c_DK1_SmallDecentral | 5087 | 3.3495e-05
[11 empty] | c_DK1_SmallDecentral | 5088 | 2.6996e-05
[11 empty] | c_DK1_SmallDecentral | 5089 | 3.0496e-05
[11 empty] | c_DK1_SmallDecentral | 5090 | 2.9996e-05
[11 empty] | c_DK1_SmallDecentral | 5091 | 3.2662e-05
[11 empty] | c_DK1_SmallDecentral | 5092 | 5.0992e-05
[11 empty] | c_DK1_SmallDecentral | 5093 | 9.032e-05
[11 empty] | c_DK1_SmallDecentral | 5094 | 0.00010715
[11 empty] | c_DK1_SmallDecentral | 5095 | 0.00010532
[11 empty] | c_DK1_SmallDecentral | 5096 | 8.5321e-05
[11 empty] | c_DK1_SmallDecentral | 5097 | 8.1821e-05
[11 empty] | c_DK1_SmallDecentral | 5098 | 7.6489e-05
[11 empty] | c_DK1_SmallDecentral | 5099 | 7.3323e-05
[11 empty] | c_DK1_SmallDecentral | 5100 | 7.1489e-05
[11 empty] | c_DK1_SmallDecentral | 5101 | 6.0824e-05
[11 empty] | c_DK1_SmallDecentral | 5102 | 5.8658e-05
[11 empty] | c_DK1_SmallDecentral | 5103 | 5.4159e-05
[11 empty] | c_DK1_SmallDecentral | 5104 | 5.4992e-05
[11 empty] | c_DK1_SmallDecentral | 5105 | 6.0324e-05
[11 empty] | c_DK1_SmallDecentral | 5106 | 6.2158e-05
[11 empty] | c_DK1_SmallDecentral | 5107 | 6.6823e-05
[11 empty] | c_DK1_SmallDecentral | 5108 | 6.999e-05
[11 empty] | c_DK1_SmallDecentral | 5109 | 6.4324e-05
[11 empty] | c_DK1_SmallDecentral | 5110 | 5.2159e-05
[11 empty] | c_DK1_SmallDecentral | 5111 | 3.4995e-05
[11 empty] | c_DK1_SmallDecentral | 5112 | 2.7663e-05
[11 empty] | c_DK1_SmallDecentral | 5113 | 3.0329e-05
[11 empty] | c_DK1_SmallDecentral | 5114 | 2.9829e-05
[11 empty] | c_DK1_SmallDecentral | 5115 | 3.2162e-05
[11 empty] | c_DK1_SmallDecentral | 5116 | 4.9493e-05
[11 empty] | c_DK1_SmallDecentral | 5117 | 8.8487e-05
[11 empty] | c_DK1_SmallDecentral | 5118 | 0.00010432
[11 empty] | c_DK1_SmallDecentral | 5119 | 0.00010515
[11 empty] | c_DK1_SmallDecentral | 5120 | 8.5987e-05
[11 empty] | c_DK1_SmallDecentral | 5121 | 8.2821e-05
[11 empty] | c_DK1_SmallDecentral | 5122 | 7.5989e-05
[11 empty] | c_DK1_SmallDecentral | 5123 | 7.2656e-05
[11 empty] | c_DK1_SmallDecentral | 5124 | 7.049e-05
[11 empty] | c_DK1_SmallDecentral | 5125 | 6.1658e-05
[11 empty] | c_DK1_SmallDecentral | 5126 | 5.7991e-05
[11 empty] | c_DK1_SmallDecentral | 5127 | 5.3992e-05
[11 empty] | c_DK1_SmallDecentral | 5128 | 5.4492e-05
[11 empty] | c_DK1_SmallDecentral | 5129 | 6.0658e-05
[11 empty] | c_DK1_SmallDecentral | 5130 | 6.2824e-05
[11 empty] | c_DK1_SmallDecentral | 5131 | 6.8323e-05
[11 empty] | c_DK1_SmallDecentral | 5132 | 7.099e-05
[11 empty] | c_DK1_SmallDecentral | 5133 | 6.5657e-05
[11 empty] | c_DK1_SmallDecentral | 5134 | 5.2159e-05
[11 empty] | c_DK1_SmallDecentral | 5135 | 3.4828e-05
[11 empty] | c_DK1_SmallDecentral | 5136 | 2.9496e-05
[11 empty] | c_DK1_SmallDecentral | 5137 | 3.0162e-05
[11 empty] | c_DK1_SmallDecentral | 5138 | 2.7163e-05
[11 empty] | c_DK1_SmallDecentral | 5139 | 3.1495e-05
[11 empty] | c_DK1_SmallDecentral | 5140 | 4.7326e-05
[11 empty] | c_DK1_SmallDecentral | 5141 | 7.8155e-05
[11 empty] | c_DK1_SmallDecentral | 5142 | 0.00010082
[11 empty] | c_DK1_SmallDecentral | 5143 | 0.00010049
[11 empty] | c_DK1_SmallDecentral | 5144 | 8.1821e-05
[11 empty] | c_DK1_SmallDecentral | 5145 | 7.7489e-05
[11 empty] | c_DK1_SmallDecentral | 5146 | 7.5322e-05
[11 empty] | c_DK1_SmallDecentral | 5147 | 6.8657e-05
[11 empty] | c_DK1_SmallDecentral | 5148 | 6.6823e-05
[11 empty] | c_DK1_SmallDecentral | 5149 | 5.7325e-05
[11 empty] | c_DK1_SmallDecentral | 5150 | 6.0991e-05
[11 empty] | c_DK1_SmallDecentral | 5151 | 5.5992e-05
[11 empty] | c_DK1_SmallDecentral | 5152 | 5.6658e-05
[11 empty] | c_DK1_SmallDecentral | 5153 | 5.8491e-05
[11 empty] | c_DK1_SmallDecentral | 5154 | 6.0158e-05
[11 empty] | c_DK1_SmallDecentral | 5155 | 6.3491e-05
[11 empty] | c_DK1_SmallDecentral | 5156 | 6.5657e-05
[11 empty] | c_DK1_SmallDecentral | 5157 | 6.2824e-05
[11 empty] | c_DK1_SmallDecentral | 5158 | 4.9826e-05
[11 empty] | c_DK1_SmallDecentral | 5159 | 3.3162e-05
[11 empty] | c_DK1_SmallDecentral | 5160 | 2.8496e-05
[11 empty] | c_DK1_SmallDecentral | 5161 | 3.2495e-05
[11 empty] | c_DK1_SmallDecentral | 5162 | 3.3828e-05
[11 empty] | c_DK1_SmallDecentral | 5163 | 4.216e-05
[11 empty] | c_DK1_SmallDecentral | 5164 | 6.1158e-05
[11 empty] | c_DK1_SmallDecentral | 5165 | 9.232e-05
[11 empty] | c_DK1_SmallDecentral | 5166 | 9.5653e-05
[11 empty] | c_DK1_SmallDecentral | 5167 | 9.8152e-05
[11 empty] | c_DK1_SmallDecentral | 5168 | 7.7155e-05
[11 empty] | c_DK1_SmallDecentral | 5169 | 7.4322e-05
[11 empty] | c_DK1_SmallDecentral | 5170 | 6.9823e-05
[11 empty] | c_DK1_SmallDecentral | 5171 | 6.6657e-05
[11 empty] | c_DK1_SmallDecentral | 5172 | 6.5157e-05
[11 empty] | c_DK1_SmallDecentral | 5173 | 5.7658e-05
[11 empty] | c_DK1_SmallDecentral | 5174 | 5.5992e-05
[11 empty] | c_DK1_SmallDecentral | 5175 | 5.1992e-05
[11 empty] | c_DK1_SmallDecentral | 5176 | 5.3992e-05
[11 empty] | c_DK1_SmallDecentral | 5177 | 5.9325e-05
[11 empty] | c_DK1_SmallDecentral | 5178 | 6.1658e-05
[11 empty] | c_DK1_SmallDecentral | 5179 | 6.549e-05
[11 empty] | c_DK1_SmallDecentral | 5180 | 6.899e-05
[11 empty] | c_DK1_SmallDecentral | 5181 | 6.6657e-05
[11 empty] | c_DK1_SmallDecentral | 5182 | 5.2492e-05
[11 empty] | c_DK1_SmallDecentral | 5183 | 3.6495e-05
[11 empty] | c_DK1_SmallDecentral | 5184 | 2.7663e-05
[11 empty] | c_DK1_SmallDecentral | 5185 | 3.1329e-05
[11 empty] | c_DK1_SmallDecentral | 5186 | 3.0829e-05
[11 empty] | c_DK1_SmallDecentral | 5187 | 3.3495e-05
[11 empty] | c_DK1_SmallDecentral | 5188 | 5.1326e-05
[11 empty] | c_DK1_SmallDecentral | 5189 | 9.0987e-05
[11 empty] | c_DK1_SmallDecentral | 5190 | 0.00010715
[11 empty] | c_DK1_SmallDecentral | 5191 | 0.00010582
[11 empty] | c_DK1_SmallDecentral | 5192 | 8.3821e-05
[11 empty] | c_DK1_SmallDecentral | 5193 | 8.0655e-05
[11 empty] | c_DK1_SmallDecentral | 5194 | 7.4989e-05
[11 empty] | c_DK1_SmallDecentral | 5195 | 7.2323e-05
[11 empty] | c_DK1_SmallDecentral | 5196 | 7.0156e-05
[11 empty] | c_DK1_SmallDecentral | 5197 | 5.9991e-05
[11 empty] | c_DK1_SmallDecentral | 5198 | 5.8825e-05
[11 empty] | c_DK1_SmallDecentral | 5199 | 5.4325e-05
[11 empty] | c_DK1_SmallDecentral | 5200 | 5.5992e-05
[11 empty] | c_DK1_SmallDecentral | 5201 | 6.1158e-05
[11 empty] | c_DK1_SmallDecentral | 5202 | 6.2824e-05
[11 empty] | c_DK1_SmallDecentral | 5203 | 6.7657e-05
[11 empty] | c_DK1_SmallDecentral | 5204 | 7.1489e-05
[11 empty] | c_DK1_SmallDecentral | 5205 | 6.5657e-05
[11 empty] | c_DK1_SmallDecentral | 5206 | 5.3325e-05
[11 empty] | c_DK1_SmallDecentral | 5207 | 3.5828e-05
[11 empty] | c_DK1_SmallDecentral | 5208 | 2.6163e-05
[11 empty] | c_DK1_SmallDecentral | 5209 | 2.9662e-05
[11 empty] | c_DK1_SmallDecentral | 5210 | 2.9496e-05
[11 empty] | c_DK1_SmallDecentral | 5211 | 3.2162e-05
[11 empty] | c_DK1_SmallDecentral | 5212 | 4.9993e-05
[11 empty] | c_DK1_SmallDecentral | 5213 | 8.8654e-05
[11 empty] | c_DK1_SmallDecentral | 5214 | 0.00010515
[11 empty] | c_DK1_SmallDecentral | 5215 | 0.00010382
[11 empty] | c_DK1_SmallDecentral | 5216 | 8.3654e-05
[11 empty] | c_DK1_SmallDecentral | 5217 | 8.0322e-05
[11 empty] | c_DK1_SmallDecentral | 5218 | 7.5156e-05
[11 empty] | c_DK1_SmallDecentral | 5219 | 7.2323e-05
[11 empty] | c_DK1_SmallDecentral | 5220 | 6.999e-05
[11 empty] | c_DK1_SmallDecentral | 5221 | 5.9991e-05
[11 empty] | c_DK1_SmallDecentral | 5222 | 5.7492e-05
[11 empty] | c_DK1_SmallDecentral | 5223 | 5.2992e-05
[11 empty] | c_DK1_SmallDecentral | 5224 | 5.3992e-05
[11 empty] | c_DK1_SmallDecentral | 5225 | 5.9158e-05
[11 empty] | c_DK1_SmallDecentral | 5226 | 6.0824e-05
[11 empty] | c_DK1_SmallDecentral | 5227 | 6.549e-05
[11 empty] | c_DK1_SmallDecentral | 5228 | 6.8823e-05
[11 empty] | c_DK1_SmallDecentral | 5229 | 6.3324e-05
[11 empty] | c_DK1_SmallDecentral | 5230 | 5.0992e-05
[11 empty] | c_DK1_SmallDecentral | 5231 | 3.4162e-05
[11 empty] | c_DK1_SmallDecentral | 5232 | 2.6663e-05
[11 empty] | c_DK1_SmallDecentral | 5233 | 3.0329e-05
[11 empty] | c_DK1_SmallDecentral | 5234 | 2.9829e-05
[11 empty] | c_DK1_SmallDecentral | 5235 | 3.2495e-05
[11 empty] | c_DK1_SmallDecentral | 5236 | 5.0326e-05
[11 empty] | c_DK1_SmallDecentral | 5237 | 8.9653e-05
[11 empty] | c_DK1_SmallDecentral | 5238 | 0.00010632
[11 empty] | c_DK1_SmallDecentral | 5239 | 0.00010465
[11 empty] | c_DK1_SmallDecentral | 5240 | 8.4654e-05
[11 empty] | c_DK1_SmallDecentral | 5241 | 8.1488e-05
[11 empty] | c_DK1_SmallDecentral | 5242 | 7.5989e-05
[11 empty] | c_DK1_SmallDecentral | 5243 | 7.3156e-05
[11 empty] | c_DK1_SmallDecentral | 5244 | 7.099e-05
[11 empty] | c_DK1_SmallDecentral | 5245 | 6.0658e-05
[11 empty] | c_DK1_SmallDecentral | 5246 | 5.8158e-05
[11 empty] | c_DK1_SmallDecentral | 5247 | 5.3825e-05
[11 empty] | c_DK1_SmallDecentral | 5248 | 5.4825e-05
[11 empty] | c_DK1_SmallDecentral | 5249 | 5.9991e-05
[11 empty] | c_DK1_SmallDecentral | 5250 | 6.1658e-05
[11 empty] | c_DK1_SmallDecentral | 5251 | 6.649e-05
[11 empty] | c_DK1_SmallDecentral | 5252 | 6.999e-05
[11 empty] | c_DK1_SmallDecentral | 5253 | 6.4157e-05
[11 empty] | c_DK1_SmallDecentral | 5254 | 5.1992e-05
[11 empty] | c_DK1_SmallDecentral | 5255 | 3.4662e-05
[11 empty] | c_DK1_SmallDecentral | 5256 | 2.7163e-05
[11 empty] | c_DK1_SmallDecentral | 5257 | 3.0662e-05
[11 empty] | c_DK1_SmallDecentral | 5258 | 3.0496e-05
[11 empty] | c_DK1_SmallDecentral | 5259 | 3.3162e-05
[11 empty] | c_DK1_SmallDecentral | 5260 | 5.1826e-05
[11 empty] | c_DK1_SmallDecentral | 5261 | 9.1653e-05
[11 empty] | c_DK1_SmallDecentral | 5262 | 0.00010848
[11 empty] | c_DK1_SmallDecentral | 5263 | 0.00010682
[11 empty] | c_DK1_SmallDecentral | 5264 | 8.6487e-05
[11 empty] | c_DK1_SmallDecentral | 5265 | 8.3154e-05
[11 empty] | c_DK1_SmallDecentral | 5266 | 7.7822e-05
[11 empty] | c_DK1_SmallDecentral | 5267 | 7.4489e-05
[11 empty] | c_DK1_SmallDecentral | 5268 | 7.2489e-05
[11 empty] | c_DK1_SmallDecentral | 5269 | 6.1824e-05
[11 empty] | c_DK1_SmallDecentral | 5270 | 5.9491e-05
[11 empty] | c_DK1_SmallDecentral | 5271 | 5.4992e-05
[11 empty] | c_DK1_SmallDecentral | 5272 | 5.5658e-05
[11 empty] | c_DK1_SmallDecentral | 5273 | 6.1158e-05
[11 empty] | c_DK1_SmallDecentral | 5274 | 6.2991e-05
[11 empty] | c_DK1_SmallDecentral | 5275 | 6.8157e-05
[11 empty] | c_DK1_SmallDecentral | 5276 | 7.1489e-05
[11 empty] | c_DK1_SmallDecentral | 5277 | 6.549e-05
[11 empty] | c_DK1_SmallDecentral | 5278 | 5.2992e-05
[11 empty] | c_DK1_SmallDecentral | 5279 | 3.5661e-05
[11 empty] | c_DK1_SmallDecentral | 5280 | 2.7663e-05
[11 empty] | c_DK1_SmallDecentral | 5281 | 3.0329e-05
[11 empty] | c_DK1_SmallDecentral | 5282 | 2.9662e-05
[11 empty] | c_DK1_SmallDecentral | 5283 | 3.1995e-05
[11 empty] | c_DK1_SmallDecentral | 5284 | 4.9493e-05
[11 empty] | c_DK1_SmallDecentral | 5285 | 8.7987e-05
[11 empty] | c_DK1_SmallDecentral | 5286 | 0.00010365
[11 empty] | c_DK1_SmallDecentral | 5287 | 0.00010448
[11 empty] | c_DK1_SmallDecentral | 5288 | 8.5821e-05
[11 empty] | c_DK1_SmallDecentral | 5289 | 8.1988e-05
[11 empty] | c_DK1_SmallDecentral | 5290 | 7.5656e-05
[11 empty] | c_DK1_SmallDecentral | 5291 | 7.2156e-05
[11 empty] | c_DK1_SmallDecentral | 5292 | 7.049e-05
[11 empty] | c_DK1_SmallDecentral | 5293 | 6.1158e-05
[11 empty] | c_DK1_SmallDecentral | 5294 | 5.7825e-05
[11 empty] | c_DK1_SmallDecentral | 5295 | 5.3492e-05
[11 empty] | c_DK1_SmallDecentral | 5296 | 5.4159e-05
[11 empty] | c_DK1_SmallDecentral | 5297 | 6.0324e-05
[11 empty] | c_DK1_SmallDecentral | 5298 | 6.2657e-05
[11 empty] | c_DK1_SmallDecentral | 5299 | 6.799e-05
[11 empty] | c_DK1_SmallDecentral | 5300 | 7.049e-05
[11 empty] | c_DK1_SmallDecentral | 5301 | 6.5324e-05
[11 empty] | c_DK1_SmallDecentral | 5302 | 5.2159e-05
[11 empty] | c_DK1_SmallDecentral | 5303 | 3.4662e-05
[11 empty] | c_DK1_SmallDecentral | 5304 | 2.9162e-05
[11 empty] | c_DK1_SmallDecentral | 5305 | 2.9662e-05
[11 empty] | c_DK1_SmallDecentral | 5306 | 2.6496e-05
[11 empty] | c_DK1_SmallDecentral | 5307 | 3.0829e-05
[11 empty] | c_DK1_SmallDecentral | 5308 | 4.6826e-05
[11 empty] | c_DK1_SmallDecentral | 5309 | 7.6822e-05
[11 empty] | c_DK1_SmallDecentral | 5310 | 9.8985e-05
[11 empty] | c_DK1_SmallDecentral | 5311 | 9.8985e-05
[11 empty] | c_DK1_SmallDecentral | 5312 | 8.0488e-05
[11 empty] | c_DK1_SmallDecentral | 5313 | 7.6489e-05
[11 empty] | c_DK1_SmallDecentral | 5314 | 7.3989e-05
[11 empty] | c_DK1_SmallDecentral | 5315 | 6.7657e-05
[11 empty] | c_DK1_SmallDecentral | 5316 | 6.5657e-05
[11 empty] | c_DK1_SmallDecentral | 5317 | 5.6492e-05
[11 empty] | c_DK1_SmallDecentral | 5318 | 6.0491e-05
[11 empty] | c_DK1_SmallDecentral | 5319 | 5.4992e-05
[11 empty] | c_DK1_SmallDecentral | 5320 | 5.5825e-05
[11 empty] | c_DK1_SmallDecentral | 5321 | 5.7658e-05
[11 empty] | c_DK1_SmallDecentral | 5322 | 5.9158e-05
[11 empty] | c_DK1_SmallDecentral | 5323 | 6.2491e-05
[11 empty] | c_DK1_SmallDecentral | 5324 | 6.4657e-05
[11 empty] | c_DK1_SmallDecentral | 5325 | 6.1658e-05
[11 empty] | c_DK1_SmallDecentral | 5326 | 4.9159e-05
[11 empty] | c_DK1_SmallDecentral | 5327 | 3.2662e-05
[11 empty] | c_DK1_SmallDecentral | 5328 | 2.7329e-05
[11 empty] | c_DK1_SmallDecentral | 5329 | 3.0995e-05
[11 empty] | c_DK1_SmallDecentral | 5330 | 3.2662e-05
[11 empty] | c_DK1_SmallDecentral | 5331 | 4.1327e-05
[11 empty] | c_DK1_SmallDecentral | 5332 | 5.9325e-05
[11 empty] | c_DK1_SmallDecentral | 5333 | 8.882e-05
[11 empty] | c_DK1_SmallDecentral | 5334 | 9.2153e-05
[11 empty] | c_DK1_SmallDecentral | 5335 | 9.4486e-05
[11 empty] | c_DK1_SmallDecentral | 5336 | 7.4656e-05
[11 empty] | c_DK1_SmallDecentral | 5337 | 7.1156e-05
[11 empty] | c_DK1_SmallDecentral | 5338 | 6.7323e-05
[11 empty] | c_DK1_SmallDecentral | 5339 | 6.3991e-05
[11 empty] | c_DK1_SmallDecentral | 5340 | 6.3157e-05
[11 empty] | c_DK1_SmallDecentral | 5341 | 5.5325e-05
[11 empty] | c_DK1_SmallDecentral | 5342 | 5.3825e-05
[11 empty] | c_DK1_SmallDecentral | 5343 | 4.9993e-05
[11 empty] | c_DK1_SmallDecentral | 5344 | 5.1992e-05
[11 empty] | c_DK1_SmallDecentral | 5345 | 5.6992e-05
[11 empty] | c_DK1_SmallDecentral | 5346 | 5.9325e-05
[11 empty] | c_DK1_SmallDecentral | 5347 | 6.3324e-05
[11 empty] | c_DK1_SmallDecentral | 5348 | 6.6157e-05
[11 empty] | c_DK1_SmallDecentral | 5349 | 6.4324e-05
[11 empty] | c_DK1_SmallDecentral | 5350 | 5.0659e-05
[11 empty] | c_DK1_SmallDecentral | 5351 | 3.4995e-05
[11 empty] | c_DK1_SmallDecentral | 5352 | 2.7163e-05
[11 empty] | c_DK1_SmallDecentral | 5353 | 3.0496e-05
[11 empty] | c_DK1_SmallDecentral | 5354 | 2.9996e-05
[11 empty] | c_DK1_SmallDecentral | 5355 | 3.2662e-05
[11 empty] | c_DK1_SmallDecentral | 5356 | 5.0326e-05
[11 empty] | c_DK1_SmallDecentral | 5357 | 8.932e-05
[11 empty] | c_DK1_SmallDecentral | 5358 | 0.00010532
[11 empty] | c_DK1_SmallDecentral | 5359 | 0.00010365
[11 empty] | c_DK1_SmallDecentral | 5360 | 8.2155e-05
[11 empty] | c_DK1_SmallDecentral | 5361 | 7.9155e-05
[11 empty] | c_DK1_SmallDecentral | 5362 | 7.3656e-05
[11 empty] | c_DK1_SmallDecentral | 5363 | 7.1156e-05
[11 empty] | c_DK1_SmallDecentral | 5364 | 6.899e-05
[11 empty] | c_DK1_SmallDecentral | 5365 | 5.8991e-05
[11 empty] | c_DK1_SmallDecentral | 5366 | 5.7492e-05
[11 empty] | c_DK1_SmallDecentral | 5367 | 5.3159e-05
[11 empty] | c_DK1_SmallDecentral | 5368 | 5.4659e-05
[11 empty] | c_DK1_SmallDecentral | 5369 | 5.9658e-05
[11 empty] | c_DK1_SmallDecentral | 5370 | 6.1491e-05
[11 empty] | c_DK1_SmallDecentral | 5371 | 6.6157e-05
[11 empty] | c_DK1_SmallDecentral | 5372 | 7.0156e-05
[11 empty] | c_DK1_SmallDecentral | 5373 | 6.4491e-05
[11 empty] | c_DK1_SmallDecentral | 5374 | 5.2159e-05
[11 empty] | c_DK1_SmallDecentral | 5375 | 3.5328e-05
[11 empty] | c_DK1_SmallDecentral | 5376 | 2.8496e-05
[11 empty] | c_DK1_SmallDecentral | 5377 | 3.2329e-05
[11 empty] | c_DK1_SmallDecentral | 5378 | 3.1995e-05
[11 empty] | c_DK1_SmallDecentral | 5379 | 3.4662e-05
[11 empty] | c_DK1_SmallDecentral | 5380 | 5.3992e-05
[11 empty] | c_DK1_SmallDecentral | 5381 | 9.4486e-05
[11 empty] | c_DK1_SmallDecentral | 5382 | 0.00011382
[11 empty] | c_DK1_SmallDecentral | 5383 | 0.00011182
[11 empty] | c_DK1_SmallDecentral | 5384 | 9.0487e-05
[11 empty] | c_DK1_SmallDecentral | 5385 | 8.6987e-05
[11 empty] | c_DK1_SmallDecentral | 5386 | 8.1155e-05
[11 empty] | c_DK1_SmallDecentral | 5387 | 7.7822e-05
[11 empty] | c_DK1_SmallDecentral | 5388 | 7.5822e-05
[11 empty] | c_DK1_SmallDecentral | 5389 | 6.4824e-05
[11 empty] | c_DK1_SmallDecentral | 5390 | 6.2324e-05
[11 empty] | c_DK1_SmallDecentral | 5391 | 5.7658e-05
[11 empty] | c_DK1_SmallDecentral | 5392 | 5.8825e-05
[11 empty] | c_DK1_SmallDecentral | 5393 | 6.4157e-05
[11 empty] | c_DK1_SmallDecentral | 5394 | 6.6157e-05
[11 empty] | c_DK1_SmallDecentral | 5395 | 7.1323e-05
[11 empty] | c_DK1_SmallDecentral | 5396 | 7.4822e-05
[11 empty] | c_DK1_SmallDecentral | 5397 | 6.8823e-05
[11 empty] | c_DK1_SmallDecentral | 5398 | 5.5658e-05
[11 empty] | c_DK1_SmallDecentral | 5399 | 3.7328e-05
[11 empty] | c_DK1_SmallDecentral | 5400 | 3.0829e-05
[11 empty] | c_DK1_SmallDecentral | 5401 | 3.4328e-05
[11 empty] | c_DK1_SmallDecentral | 5402 | 3.3995e-05
[11 empty] | c_DK1_SmallDecentral | 5403 | 3.7161e-05
[11 empty] | c_DK1_SmallDecentral | 5404 | 5.7492e-05
[11 empty] | c_DK1_SmallDecentral | 5405 | 9.8985e-05
[11 empty] | c_DK1_SmallDecentral | 5406 | 0.00011932
[11 empty] | c_DK1_SmallDecentral | 5407 | 0.00011748
[11 empty] | c_DK1_SmallDecentral | 5408 | 9.5986e-05
[11 empty] | c_DK1_SmallDecentral | 5409 | 9.232e-05
[11 empty] | c_DK1_SmallDecentral | 5410 | 8.5821e-05
[11 empty] | c_DK1_SmallDecentral | 5411 | 8.2155e-05
[11 empty] | c_DK1_SmallDecentral | 5412 | 7.9655e-05
[11 empty] | c_DK1_SmallDecentral | 5413 | 6.9156e-05
[11 empty] | c_DK1_SmallDecentral | 5414 | 6.6324e-05
[11 empty] | c_DK1_SmallDecentral | 5415 | 6.1824e-05
[11 empty] | c_DK1_SmallDecentral | 5416 | 6.3324e-05
[11 empty] | c_DK1_SmallDecentral | 5417 | 6.8823e-05
[11 empty] | c_DK1_SmallDecentral | 5418 | 7.1323e-05
[11 empty] | c_DK1_SmallDecentral | 5419 | 7.6655e-05
[11 empty] | c_DK1_SmallDecentral | 5420 | 7.9988e-05
[11 empty] | c_DK1_SmallDecentral | 5421 | 7.3489e-05
[11 empty] | c_DK1_SmallDecentral | 5422 | 5.9325e-05
[11 empty] | c_DK1_SmallDecentral | 5423 | 3.9661e-05
[11 empty] | c_DK1_SmallDecentral | 5424 | 3.0496e-05
[11 empty] | c_DK1_SmallDecentral | 5425 | 3.4162e-05
[11 empty] | c_DK1_SmallDecentral | 5426 | 3.3828e-05
[11 empty] | c_DK1_SmallDecentral | 5427 | 3.6995e-05
[11 empty] | c_DK1_SmallDecentral | 5428 | 5.7158e-05
[11 empty] | c_DK1_SmallDecentral | 5429 | 9.8652e-05
[11 empty] | c_DK1_SmallDecentral | 5430 | 0.00011898
[11 empty] | c_DK1_SmallDecentral | 5431 | 0.00011698
[11 empty] | c_DK1_SmallDecentral | 5432 | 9.5319e-05
[11 empty] | c_DK1_SmallDecentral | 5433 | 9.1653e-05
[11 empty] | c_DK1_SmallDecentral | 5434 | 8.5321e-05
[11 empty] | c_DK1_SmallDecentral | 5435 | 8.1821e-05
[11 empty] | c_DK1_SmallDecentral | 5436 | 7.8988e-05
[11 empty] | c_DK1_SmallDecentral | 5437 | 6.8657e-05
[11 empty] | c_DK1_SmallDecentral | 5438 | 6.6157e-05
[11 empty] | c_DK1_SmallDecentral | 5439 | 6.1491e-05
[11 empty] | c_DK1_SmallDecentral | 5440 | 6.2824e-05
[11 empty] | c_DK1_SmallDecentral | 5441 | 6.8157e-05
[11 empty] | c_DK1_SmallDecentral | 5442 | 7.0656e-05
[11 empty] | c_DK1_SmallDecentral | 5443 | 7.5822e-05
[11 empty] | c_DK1_SmallDecentral | 5444 | 7.9488e-05
[11 empty] | c_DK1_SmallDecentral | 5445 | 7.2989e-05
[11 empty] | c_DK1_SmallDecentral | 5446 | 5.8658e-05
[11 empty] | c_DK1_SmallDecentral | 5447 | 3.9494e-05
[11 empty] | c_DK1_SmallDecentral | 5448 | 2.9996e-05
[11 empty] | c_DK1_SmallDecentral | 5449 | 3.2662e-05
[11 empty] | c_DK1_SmallDecentral | 5450 | 3.2162e-05
[11 empty] | c_DK1_SmallDecentral | 5451 | 3.4662e-05
[11 empty] | c_DK1_SmallDecentral | 5452 | 5.3492e-05
[11 empty] | c_DK1_SmallDecentral | 5453 | 9.3986e-05
[11 empty] | c_DK1_SmallDecentral | 5454 | 0.00011232
[11 empty] | c_DK1_SmallDecentral | 5455 | 0.00011282
[11 empty] | c_DK1_SmallDecentral | 5456 | 9.282e-05
[11 empty] | c_DK1_SmallDecentral | 5457 | 8.9154e-05
[11 empty] | c_DK1_SmallDecentral | 5458 | 8.1821e-05
[11 empty] | c_DK1_SmallDecentral | 5459 | 7.8322e-05
[11 empty] | c_DK1_SmallDecentral | 5460 | 7.6155e-05
[11 empty] | c_DK1_SmallDecentral | 5461 | 6.649e-05
[11 empty] | c_DK1_SmallDecentral | 5462 | 6.2657e-05
[11 empty] | c_DK1_SmallDecentral | 5463 | 5.7991e-05
[11 empty] | c_DK1_SmallDecentral | 5464 | 5.9158e-05
[11 empty] | c_DK1_SmallDecentral | 5465 | 6.5324e-05
[11 empty] | c_DK1_SmallDecentral | 5466 | 6.7657e-05
[11 empty] | c_DK1_SmallDecentral | 5467 | 7.4156e-05
[11 empty] | c_DK1_SmallDecentral | 5468 | 7.6655e-05
[11 empty] | c_DK1_SmallDecentral | 5469 | 7.1489e-05
[11 empty] | c_DK1_SmallDecentral | 5470 | 5.6658e-05
[11 empty] | c_DK1_SmallDecentral | 5471 | 3.7994e-05
[11 empty] | c_DK1_SmallDecentral | 5472 | 3.0995e-05
[11 empty] | c_DK1_SmallDecentral | 5473 | 3.1829e-05
[11 empty] | c_DK1_SmallDecentral | 5474 | 2.8662e-05
[11 empty] | c_DK1_SmallDecentral | 5475 | 3.3162e-05
[11 empty] | c_DK1_SmallDecentral | 5476 | 5.0493e-05
[11 empty] | c_DK1_SmallDecentral | 5477 | 8.2988e-05
[11 empty] | c_DK1_SmallDecentral | 5478 | 0.00010648
[11 empty] | c_DK1_SmallDecentral | 5479 | 0.00010615
[11 empty] | c_DK1_SmallDecentral | 5480 | 8.6987e-05
[11 empty] | c_DK1_SmallDecentral | 5481 | 8.2488e-05
[11 empty] | c_DK1_SmallDecentral | 5482 | 7.9988e-05
[11 empty] | c_DK1_SmallDecentral | 5483 | 7.2656e-05
[11 empty] | c_DK1_SmallDecentral | 5484 | 7.099e-05
[11 empty] | c_DK1_SmallDecentral | 5485 | 6.0824e-05
[11 empty] | c_DK1_SmallDecentral | 5486 | 6.4657e-05
[11 empty] | c_DK1_SmallDecentral | 5487 | 5.9158e-05
[11 empty] | c_DK1_SmallDecentral | 5488 | 5.9991e-05
[11 empty] | c_DK1_SmallDecentral | 5489 | 6.1991e-05
[11 empty] | c_DK1_SmallDecentral | 5490 | 6.3824e-05
[11 empty] | c_DK1_SmallDecentral | 5491 | 6.749e-05
[11 empty] | c_DK1_SmallDecentral | 5492 | 6.999e-05
[11 empty] | c_DK1_SmallDecentral | 5493 | 6.699e-05
[11 empty] | c_DK1_SmallDecentral | 5494 | 5.3325e-05
[11 empty] | c_DK1_SmallDecentral | 5495 | 3.5495e-05
[11 empty] | c_DK1_SmallDecentral | 5496 | 3.0162e-05
[11 empty] | c_DK1_SmallDecentral | 5497 | 3.4162e-05
[11 empty] | c_DK1_SmallDecentral | 5498 | 3.5661e-05
[11 empty] | c_DK1_SmallDecentral | 5499 | 4.416e-05
[11 empty] | c_DK1_SmallDecentral | 5500 | 6.4491e-05
[11 empty] | c_DK1_SmallDecentral | 5501 | 9.7486e-05
[11 empty] | c_DK1_SmallDecentral | 5502 | 0.00010165
[11 empty] | c_DK1_SmallDecentral | 5503 | 0.00010365
[11 empty] | c_DK1_SmallDecentral | 5504 | 8.2155e-05
[11 empty] | c_DK1_SmallDecentral | 5505 | 7.8988e-05
[11 empty] | c_DK1_SmallDecentral | 5506 | 7.4156e-05
[11 empty] | c_DK1_SmallDecentral | 5507 | 7.049e-05
[11 empty] | c_DK1_SmallDecentral | 5508 | 6.949e-05
[11 empty] | c_DK1_SmallDecentral | 5509 | 6.1158e-05
[11 empty] | c_DK1_SmallDecentral | 5510 | 5.9325e-05
[11 empty] | c_DK1_SmallDecentral | 5511 | 5.5492e-05
[11 empty] | c_DK1_SmallDecentral | 5512 | 5.7658e-05
[11 empty] | c_DK1_SmallDecentral | 5513 | 6.2991e-05
[11 empty] | c_DK1_SmallDecentral | 5514 | 6.5824e-05
[11 empty] | c_DK1_SmallDecentral | 5515 | 6.999e-05
[11 empty] | c_DK1_SmallDecentral | 5516 | 7.3656e-05
[11 empty] | c_DK1_SmallDecentral | 5517 | 7.099e-05
[11 empty] | c_DK1_SmallDecentral | 5518 | 5.5825e-05
[11 empty] | c_DK1_SmallDecentral | 5519 | 3.8661e-05
[11 empty] | c_DK1_SmallDecentral | 5520 | 2.9496e-05
[11 empty] | c_DK1_SmallDecentral | 5521 | 3.3162e-05
[11 empty] | c_DK1_SmallDecentral | 5522 | 3.2662e-05
[11 empty] | c_DK1_SmallDecentral | 5523 | 3.5661e-05
[11 empty] | c_DK1_SmallDecentral | 5524 | 5.4659e-05
[11 empty] | c_DK1_SmallDecentral | 5525 | 9.5653e-05
[11 empty] | c_DK1_SmallDecentral | 5526 | 0.00011382
[11 empty] | c_DK1_SmallDecentral | 5527 | 0.00011232
[11 empty] | c_DK1_SmallDecentral | 5528 | 8.932e-05
[11 empty] | c_DK1_SmallDecentral | 5529 | 8.6154e-05
[11 empty] | c_DK1_SmallDecentral | 5530 | 8.0155e-05
[11 empty] | c_DK1_SmallDecentral | 5531 | 7.6822e-05
[11 empty] | c_DK1_SmallDecentral | 5532 | 7.4989e-05
[11 empty] | c_DK1_SmallDecentral | 5533 | 6.4324e-05
[11 empty] | c_DK1_SmallDecentral | 5534 | 6.2657e-05
[11 empty] | c_DK1_SmallDecentral | 5535 | 5.8325e-05
[11 empty] | c_DK1_SmallDecentral | 5536 | 5.9825e-05
[11 empty] | c_DK1_SmallDecentral | 5537 | 6.499e-05
[11 empty] | c_DK1_SmallDecentral | 5538 | 6.7157e-05
[11 empty] | c_DK1_SmallDecentral | 5539 | 7.2489e-05
[11 empty] | c_DK1_SmallDecentral | 5540 | 7.6655e-05
[11 empty] | c_DK1_SmallDecentral | 5541 | 7.049e-05
[11 empty] | c_DK1_SmallDecentral | 5542 | 5.7158e-05
[11 empty] | c_DK1_SmallDecentral | 5543 | 3.8328e-05
[11 empty] | c_DK1_SmallDecentral | 5544 | 2.8996e-05
[11 empty] | c_DK1_SmallDecentral | 5545 | 3.2662e-05
[11 empty] | c_DK1_SmallDecentral | 5546 | 3.2329e-05
[11 empty] | c_DK1_SmallDecentral | 5547 | 3.5328e-05
[11 empty] | c_DK1_SmallDecentral | 5548 | 5.5159e-05
[11 empty] | c_DK1_SmallDecentral | 5549 | 9.5653e-05
[11 empty] | c_DK1_SmallDecentral | 5550 | 0.00011548
[11 empty] | c_DK1_SmallDecentral | 5551 | 0.00011315
[11 empty] | c_DK1_SmallDecentral | 5552 | 9.1986e-05
[11 empty] | c_DK1_SmallDecentral | 5553 | 8.8487e-05
[11 empty] | c_DK1_SmallDecentral | 5554 | 8.2488e-05
[11 empty] | c_DK1_SmallDecentral | 5555 | 7.8988e-05
[11 empty] | c_DK1_SmallDecentral | 5556 | 7.6655e-05
[11 empty] | c_DK1_SmallDecentral | 5557 | 6.5824e-05
[11 empty] | c_DK1_SmallDecentral | 5558 | 6.3491e-05
[11 empty] | c_DK1_SmallDecentral | 5559 | 5.8658e-05
[11 empty] | c_DK1_SmallDecentral | 5560 | 5.9991e-05
[11 empty] | c_DK1_SmallDecentral | 5561 | 6.5324e-05
[11 empty] | c_DK1_SmallDecentral | 5562 | 6.7323e-05
[11 empty] | c_DK1_SmallDecentral | 5563 | 7.2489e-05
[11 empty] | c_DK1_SmallDecentral | 5564 | 7.5989e-05
[11 empty] | c_DK1_SmallDecentral | 5565 | 6.999e-05
[11 empty] | c_DK1_SmallDecentral | 5566 | 5.6658e-05
[11 empty] | c_DK1_SmallDecentral | 5567 | 3.7994e-05
[11 empty] | c_DK1_SmallDecentral | 5568 | 3.0162e-05
[11 empty] | c_DK1_SmallDecentral | 5569 | 3.3828e-05
[11 empty] | c_DK1_SmallDecentral | 5570 | 3.3495e-05
[11 empty] | c_DK1_SmallDecentral | 5571 | 3.6495e-05
[11 empty] | c_DK1_SmallDecentral | 5572 | 5.6658e-05
[11 empty] | c_DK1_SmallDecentral | 5573 | 9.7986e-05
[11 empty] | c_DK1_SmallDecentral | 5574 | 0.00011798
[11 empty] | c_DK1_SmallDecentral | 5575 | 0.00011582
[11 empty] | c_DK1_SmallDecentral | 5576 | 9.4486e-05
[11 empty] | c_DK1_SmallDecentral | 5577 | 9.082e-05
[11 empty] | c_DK1_SmallDecentral | 5578 | 8.4654e-05
[11 empty] | c_DK1_SmallDecentral | 5579 | 8.0988e-05
[11 empty] | c_DK1_SmallDecentral | 5580 | 7.8655e-05
[11 empty] | c_DK1_SmallDecentral | 5581 | 6.7823e-05
[11 empty] | c_DK1_SmallDecentral | 5582 | 6.549e-05
[11 empty] | c_DK1_SmallDecentral | 5583 | 6.0658e-05
[11 empty] | c_DK1_SmallDecentral | 5584 | 6.1991e-05
[11 empty] | c_DK1_SmallDecentral | 5585 | 6.749e-05
[11 empty] | c_DK1_SmallDecentral | 5586 | 6.9823e-05
[11 empty] | c_DK1_SmallDecentral | 5587 | 7.5322e-05
[11 empty] | c_DK1_SmallDecentral | 5588 | 7.8488e-05
[11 empty] | c_DK1_SmallDecentral | 5589 | 7.2323e-05
[11 empty] | c_DK1_SmallDecentral | 5590 | 5.8491e-05
[11 empty] | c_DK1_SmallDecentral | 5591 | 3.9161e-05
[11 empty] | c_DK1_SmallDecentral | 5592 | 2.8496e-05
[11 empty] | c_DK1_SmallDecentral | 5593 | 3.2329e-05
[11 empty] | c_DK1_SmallDecentral | 5594 | 3.1995e-05
[11 empty] | c_DK1_SmallDecentral | 5595 | 3.4828e-05
[11 empty] | c_DK1_SmallDecentral | 5596 | 5.4325e-05
[11 empty] | c_DK1_SmallDecentral | 5597 | 9.4653e-05
[11 empty] | c_DK1_SmallDecentral | 5598 | 0.00011398
[11 empty] | c_DK1_SmallDecentral | 5599 | 0.00011198
[11 empty] | c_DK1_SmallDecentral | 5600 | 9.0653e-05
[11 empty] | c_DK1_SmallDecentral | 5601 | 8.732e-05
[11 empty] | c_DK1_SmallDecentral | 5602 | 8.1321e-05
[11 empty] | c_DK1_SmallDecentral | 5603 | 7.7989e-05
[11 empty] | c_DK1_SmallDecentral | 5604 | 7.5822e-05
[11 empty] | c_DK1_SmallDecentral | 5605 | 6.4824e-05
[11 empty] | c_DK1_SmallDecentral | 5606 | 6.2324e-05
[11 empty] | c_DK1_SmallDecentral | 5607 | 5.7658e-05
[11 empty] | c_DK1_SmallDecentral | 5608 | 5.8825e-05
[11 empty] | c_DK1_SmallDecentral | 5609 | 6.4157e-05
[11 empty] | c_DK1_SmallDecentral | 5610 | 6.6157e-05
[11 empty] | c_DK1_SmallDecentral | 5611 | 7.1489e-05
[11 empty] | c_DK1_SmallDecentral | 5612 | 7.4989e-05
[11 empty] | c_DK1_SmallDecentral | 5613 | 6.8823e-05
[11 empty] | c_DK1_SmallDecentral | 5614 | 5.5992e-05
[11 empty] | c_DK1_SmallDecentral | 5615 | 3.7328e-05
[11 empty] | c_DK1_SmallDecentral | 5616 | 2.7829e-05
[11 empty] | c_DK1_SmallDecentral | 5617 | 3.0496e-05
[11 empty] | c_DK1_SmallDecentral | 5618 | 2.9829e-05
[11 empty] | c_DK1_SmallDecentral | 5619 | 3.2329e-05
[11 empty] | c_DK1_SmallDecentral | 5620 | 4.9659e-05
[11 empty] | c_DK1_SmallDecentral | 5621 | 8.882e-05
[11 empty] | c_DK1_SmallDecentral | 5622 | 0.00010448
[11 empty] | c_DK1_SmallDecentral | 5623 | 0.00010515
[11 empty] | c_DK1_SmallDecentral | 5624 | 8.6154e-05
[11 empty] | c_DK1_SmallDecentral | 5625 | 8.2988e-05
[11 empty] | c_DK1_SmallDecentral | 5626 | 7.6322e-05
[11 empty] | c_DK1_SmallDecentral | 5627 | 7.2989e-05
[11 empty] | c_DK1_SmallDecentral | 5628 | 7.0656e-05
[11 empty] | c_DK1_SmallDecentral | 5629 | 6.1824e-05
[11 empty] | c_DK1_SmallDecentral | 5630 | 5.8158e-05
[11 empty] | c_DK1_SmallDecentral | 5631 | 5.3992e-05
[11 empty] | c_DK1_SmallDecentral | 5632 | 5.4825e-05
[11 empty] | c_DK1_SmallDecentral | 5633 | 6.0658e-05
[11 empty] | c_DK1_SmallDecentral | 5634 | 6.2991e-05
[11 empty] | c_DK1_SmallDecentral | 5635 | 6.849e-05
[11 empty] | c_DK1_SmallDecentral | 5636 | 7.099e-05
[11 empty] | c_DK1_SmallDecentral | 5637 | 6.6157e-05
[11 empty] | c_DK1_SmallDecentral | 5638 | 5.2659e-05
[11 empty] | c_DK1_SmallDecentral | 5639 | 3.4995e-05
[11 empty] | c_DK1_SmallDecentral | 5640 | 2.9496e-05
[11 empty] | c_DK1_SmallDecentral | 5641 | 3.0329e-05
[11 empty] | c_DK1_SmallDecentral | 5642 | 2.7163e-05
[11 empty] | c_DK1_SmallDecentral | 5643 | 3.1495e-05
[11 empty] | c_DK1_SmallDecentral | 5644 | 4.7493e-05
[11 empty] | c_DK1_SmallDecentral | 5645 | 7.8155e-05
[11 empty] | c_DK1_SmallDecentral | 5646 | 0.00010082
[11 empty] | c_DK1_SmallDecentral | 5647 | 0.00010049
[11 empty] | c_DK1_SmallDecentral | 5648 | 8.1821e-05
[11 empty] | c_DK1_SmallDecentral | 5649 | 7.7655e-05
[11 empty] | c_DK1_SmallDecentral | 5650 | 7.5322e-05
[11 empty] | c_DK1_SmallDecentral | 5651 | 6.8657e-05
[11 empty] | c_DK1_SmallDecentral | 5652 | 6.699e-05
[11 empty] | c_DK1_SmallDecentral | 5653 | 5.7325e-05
[11 empty] | c_DK1_SmallDecentral | 5654 | 6.0991e-05
[11 empty] | c_DK1_SmallDecentral | 5655 | 5.5992e-05
[11 empty] | c_DK1_SmallDecentral | 5656 | 5.6658e-05
[11 empty] | c_DK1_SmallDecentral | 5657 | 5.8491e-05
[11 empty] | c_DK1_SmallDecentral | 5658 | 6.0324e-05
[11 empty] | c_DK1_SmallDecentral | 5659 | 6.3491e-05
[11 empty] | c_DK1_SmallDecentral | 5660 | 6.5657e-05
[11 empty] | c_DK1_SmallDecentral | 5661 | 6.2824e-05
[11 empty] | c_DK1_SmallDecentral | 5662 | 5.0159e-05
[11 empty] | c_DK1_SmallDecentral | 5663 | 3.3162e-05
[11 empty] | c_DK1_SmallDecentral | 5664 | 2.6829e-05
[11 empty] | c_DK1_SmallDecentral | 5665 | 3.0995e-05
[11 empty] | c_DK1_SmallDecentral | 5666 | 3.2495e-05
[11 empty] | c_DK1_SmallDecentral | 5667 | 4.1327e-05
[11 empty] | c_DK1_SmallDecentral | 5668 | 5.9158e-05
[11 empty] | c_DK1_SmallDecentral | 5669 | 8.7487e-05
[11 empty] | c_DK1_SmallDecentral | 5670 | 9.082e-05
[11 empty] | c_DK1_SmallDecentral | 5671 | 9.3153e-05
[11 empty] | c_DK1_SmallDecentral | 5672 | 7.3323e-05
[11 empty] | c_DK1_SmallDecentral | 5673 | 7.0156e-05
[11 empty] | c_DK1_SmallDecentral | 5674 | 6.6324e-05
[11 empty] | c_DK1_SmallDecentral | 5675 | 6.3157e-05
[11 empty] | c_DK1_SmallDecentral | 5676 | 6.1991e-05
[11 empty] | c_DK1_SmallDecentral | 5677 | 5.4492e-05
[11 empty] | c_DK1_SmallDecentral | 5678 | 5.3159e-05
[11 empty] | c_DK1_SmallDecentral | 5679 | 4.9326e-05
[11 empty] | c_DK1_SmallDecentral | 5680 | 5.1326e-05
[11 empty] | c_DK1_SmallDecentral | 5681 | 5.6325e-05
[11 empty] | c_DK1_SmallDecentral | 5682 | 5.8325e-05
[11 empty] | c_DK1_SmallDecentral | 5683 | 6.2158e-05
[11 empty] | c_DK1_SmallDecentral | 5684 | 6.5324e-05
[11 empty] | c_DK1_SmallDecentral | 5685 | 6.3157e-05
[11 empty] | c_DK1_SmallDecentral | 5686 | 4.9659e-05
[11 empty] | c_DK1_SmallDecentral | 5687 | 3.4495e-05
[11 empty] | c_DK1_SmallDecentral | 5688 | 2.5163e-05
[11 empty] | c_DK1_SmallDecentral | 5689 | 2.9162e-05
[11 empty] | c_DK1_SmallDecentral | 5690 | 2.8662e-05
[11 empty] | c_DK1_SmallDecentral | 5691 | 3.0329e-05
[11 empty] | c_DK1_SmallDecentral | 5692 | 4.716e-05
[11 empty] | c_DK1_SmallDecentral | 5693 | 8.4488e-05
[11 empty] | c_DK1_SmallDecentral | 5694 | 9.9652e-05
[11 empty] | c_DK1_SmallDecentral | 5695 | 9.8985e-05
[11 empty] | c_DK1_SmallDecentral | 5696 | 7.7155e-05
[11 empty] | c_DK1_SmallDecentral | 5697 | 7.4489e-05
[11 empty] | c_DK1_SmallDecentral | 5698 | 6.999e-05
[11 empty] | c_DK1_SmallDecentral | 5699 | 6.799e-05
[11 empty] | c_DK1_SmallDecentral | 5700 | 6.6157e-05
[11 empty] | c_DK1_SmallDecentral | 5701 | 5.5825e-05
[11 empty] | c_DK1_SmallDecentral | 5702 | 5.4659e-05
[11 empty] | c_DK1_SmallDecentral | 5703 | 5.0493e-05
[11 empty] | c_DK1_SmallDecentral | 5704 | 5.1826e-05
[11 empty] | c_DK1_SmallDecentral | 5705 | 5.6825e-05
[11 empty] | c_DK1_SmallDecentral | 5706 | 5.7825e-05
[11 empty] | c_DK1_SmallDecentral | 5707 | 6.2158e-05
[11 empty] | c_DK1_SmallDecentral | 5708 | 6.649e-05
[11 empty] | c_DK1_SmallDecentral | 5709 | 6.0491e-05
[11 empty] | c_DK1_SmallDecentral | 5710 | 4.8993e-05
[11 empty] | c_DK1_SmallDecentral | 5711 | 3.2995e-05
[11 empty] | c_DK1_SmallDecentral | 5712 | 2.4496e-05
[11 empty] | c_DK1_SmallDecentral | 5713 | 2.7996e-05
[11 empty] | c_DK1_SmallDecentral | 5714 | 2.7663e-05
[11 empty] | c_DK1_SmallDecentral | 5715 | 2.9496e-05
[11 empty] | c_DK1_SmallDecentral | 5716 | 4.616e-05
[11 empty] | c_DK1_SmallDecentral | 5717 | 8.2988e-05
[11 empty] | c_DK1_SmallDecentral | 5718 | 9.8486e-05
[11 empty] | c_DK1_SmallDecentral | 5719 | 9.7819e-05
[11 empty] | c_DK1_SmallDecentral | 5720 | 7.7822e-05
[11 empty] | c_DK1_SmallDecentral | 5721 | 7.4989e-05
[11 empty] | c_DK1_SmallDecentral | 5722 | 7.0656e-05
[11 empty] | c_DK1_SmallDecentral | 5723 | 6.8823e-05
[11 empty] | c_DK1_SmallDecentral | 5724 | 6.649e-05
[11 empty] | c_DK1_SmallDecentral | 5725 | 5.5825e-05
[11 empty] | c_DK1_SmallDecentral | 5726 | 5.3825e-05
[11 empty] | c_DK1_SmallDecentral | 5727 | 4.9659e-05
[11 empty] | c_DK1_SmallDecentral | 5728 | 5.0159e-05
[11 empty] | c_DK1_SmallDecentral | 5729 | 5.5492e-05
[11 empty] | c_DK1_SmallDecentral | 5730 | 5.6492e-05
[11 empty] | c_DK1_SmallDecentral | 5731 | 6.0824e-05
[11 empty] | c_DK1_SmallDecentral | 5732 | 6.4157e-05
[11 empty] | c_DK1_SmallDecentral | 5733 | 5.8658e-05
[11 empty] | c_DK1_SmallDecentral | 5734 | 4.766e-05
[11 empty] | c_DK1_SmallDecentral | 5735 | 3.1995e-05
[11 empty] | c_DK1_SmallDecentral | 5736 | 2.3996e-05
[11 empty] | c_DK1_SmallDecentral | 5737 | 2.7829e-05
[11 empty] | c_DK1_SmallDecentral | 5738 | 2.7163e-05
[11 empty] | c_DK1_SmallDecentral | 5739 | 2.8829e-05
[11 empty] | c_DK1_SmallDecentral | 5740 | 4.5327e-05
[11 empty] | c_DK1_SmallDecentral | 5741 | 8.1655e-05
[11 empty] | c_DK1_SmallDecentral | 5742 | 9.6986e-05
[11 empty] | c_DK1_SmallDecentral | 5743 | 9.6319e-05
[11 empty] | c_DK1_SmallDecentral | 5744 | 7.6489e-05
[11 empty] | c_DK1_SmallDecentral | 5745 | 7.3489e-05
[11 empty] | c_DK1_SmallDecentral | 5746 | 6.9656e-05
[11 empty] | c_DK1_SmallDecentral | 5747 | 6.7657e-05
[11 empty] | c_DK1_SmallDecentral | 5748 | 6.5657e-05
[11 empty] | c_DK1_SmallDecentral | 5749 | 5.5159e-05
[11 empty] | c_DK1_SmallDecentral | 5750 | 5.3159e-05
[11 empty] | c_DK1_SmallDecentral | 5751 | 4.866e-05
[11 empty] | c_DK1_SmallDecentral | 5752 | 4.9493e-05
[11 empty] | c_DK1_SmallDecentral | 5753 | 5.4492e-05
[11 empty] | c_DK1_SmallDecentral | 5754 | 5.5658e-05
[11 empty] | c_DK1_SmallDecentral | 5755 | 5.9825e-05
[11 empty] | c_DK1_SmallDecentral | 5756 | 6.3157e-05
[11 empty] | c_DK1_SmallDecentral | 5757 | 5.7658e-05
[11 empty] | c_DK1_SmallDecentral | 5758 | 4.716e-05
[11 empty] | c_DK1_SmallDecentral | 5759 | 3.1329e-05
[11 empty] | c_DK1_SmallDecentral | 5760 | 2.483e-05
[11 empty] | c_DK1_SmallDecentral | 5761 | 2.8496e-05
[11 empty] | c_DK1_SmallDecentral | 5762 | 2.7996e-05
[11 empty] | c_DK1_SmallDecentral | 5763 | 2.9829e-05
[11 empty] | c_DK1_SmallDecentral | 5764 | 4.666e-05
[11 empty] | c_DK1_SmallDecentral | 5765 | 8.3988e-05
[11 empty] | c_DK1_SmallDecentral | 5766 | 9.9652e-05
[11 empty] | c_DK1_SmallDecentral | 5767 | 9.8652e-05
[11 empty] | c_DK1_SmallDecentral | 5768 | 7.8822e-05
[11 empty] | c_DK1_SmallDecentral | 5769 | 7.5989e-05
[11 empty] | c_DK1_SmallDecentral | 5770 | 7.1323e-05
[11 empty] | c_DK1_SmallDecentral | 5771 | 6.9156e-05
[11 empty] | c_DK1_SmallDecentral | 5772 | 6.7157e-05
[11 empty] | c_DK1_SmallDecentral | 5773 | 5.6658e-05
[11 empty] | c_DK1_SmallDecentral | 5774 | 5.4659e-05
[11 empty] | c_DK1_SmallDecentral | 5775 | 5.0159e-05
[11 empty] | c_DK1_SmallDecentral | 5776 | 5.0992e-05
[11 empty] | c_DK1_SmallDecentral | 5777 | 5.6158e-05
[11 empty] | c_DK1_SmallDecentral | 5778 | 5.7492e-05
[11 empty] | c_DK1_SmallDecentral | 5779 | 6.1491e-05
[11 empty] | c_DK1_SmallDecentral | 5780 | 6.5324e-05
[11 empty] | c_DK1_SmallDecentral | 5781 | 5.9658e-05
[11 empty] | c_DK1_SmallDecentral | 5782 | 4.816e-05
[11 empty] | c_DK1_SmallDecentral | 5783 | 3.2162e-05
[11 empty] | c_DK1_SmallDecentral | 5784 | 2.6829e-05
[11 empty] | c_DK1_SmallDecentral | 5785 | 2.8996e-05
[11 empty] | c_DK1_SmallDecentral | 5786 | 2.8829e-05
[11 empty] | c_DK1_SmallDecentral | 5787 | 3.0829e-05
[11 empty] | c_DK1_SmallDecentral | 5788 | 4.7326e-05
[11 empty] | c_DK1_SmallDecentral | 5789 | 8.4488e-05
[11 empty] | c_DK1_SmallDecentral | 5790 | 9.9985e-05
[11 empty] | c_DK1_SmallDecentral | 5791 | 0.00010099
[11 empty] | c_DK1_SmallDecentral | 5792 | 8.2655e-05
[11 empty] | c_DK1_SmallDecentral | 5793 | 7.9322e-05
[11 empty] | c_DK1_SmallDecentral | 5794 | 7.2823e-05
[11 empty] | c_DK1_SmallDecentral | 5795 | 6.9823e-05
[11 empty] | c_DK1_SmallDecentral | 5796 | 6.7657e-05
[11 empty] | c_DK1_SmallDecentral | 5797 | 5.9158e-05
[11 empty] | c_DK1_SmallDecentral | 5798 | 5.5492e-05
[11 empty] | c_DK1_SmallDecentral | 5799 | 5.1492e-05
[11 empty] | c_DK1_SmallDecentral | 5800 | 5.2159e-05
[11 empty] | c_DK1_SmallDecentral | 5801 | 5.7991e-05
[11 empty] | c_DK1_SmallDecentral | 5802 | 6.0158e-05
[11 empty] | c_DK1_SmallDecentral | 5803 | 6.549e-05
[11 empty] | c_DK1_SmallDecentral | 5804 | 6.799e-05
[11 empty] | c_DK1_SmallDecentral | 5805 | 6.2991e-05
[11 empty] | c_DK1_SmallDecentral | 5806 | 4.9993e-05
[11 empty] | c_DK1_SmallDecentral | 5807 | 3.3495e-05
[11 empty] | c_DK1_SmallDecentral | 5808 | 2.9162e-05
[11 empty] | c_DK1_SmallDecentral | 5809 | 2.9829e-05
[11 empty] | c_DK1_SmallDecentral | 5810 | 2.5663e-05
[11 empty] | c_DK1_SmallDecentral | 5811 | 2.9662e-05
[11 empty] | c_DK1_SmallDecentral | 5812 | 4.4827e-05
[11 empty] | c_DK1_SmallDecentral | 5813 | 7.3989e-05
[11 empty] | c_DK1_SmallDecentral | 5814 | 9.5986e-05
[11 empty] | c_DK1_SmallDecentral | 5815 | 9.6652e-05
[11 empty] | c_DK1_SmallDecentral | 5816 | 7.7989e-05
[11 empty] | c_DK1_SmallDecentral | 5817 | 7.3989e-05
[11 empty] | c_DK1_SmallDecentral | 5818 | 7.2156e-05
[11 empty] | c_DK1_SmallDecentral | 5819 | 6.5324e-05
[11 empty] | c_DK1_SmallDecentral | 5820 | 6.4157e-05
[11 empty] | c_DK1_SmallDecentral | 5821 | 5.4825e-05
[11 empty] | c_DK1_SmallDecentral | 5822 | 5.9325e-05
[11 empty] | c_DK1_SmallDecentral | 5823 | 5.4159e-05
[11 empty] | c_DK1_SmallDecentral | 5824 | 5.4159e-05
[11 empty] | c_DK1_SmallDecentral | 5825 | 5.5992e-05
[11 empty] | c_DK1_SmallDecentral | 5826 | 5.7325e-05
[11 empty] | c_DK1_SmallDecentral | 5827 | 6.0158e-05
[11 empty] | c_DK1_SmallDecentral | 5828 | 6.2324e-05
[11 empty] | c_DK1_SmallDecentral | 5829 | 5.9825e-05
[11 empty] | c_DK1_SmallDecentral | 5830 | 4.7326e-05
[11 empty] | c_DK1_SmallDecentral | 5831 | 3.1495e-05
[11 empty] | c_DK1_SmallDecentral | 5832 | 2.7663e-05
[11 empty] | c_DK1_SmallDecentral | 5833 | 3.1495e-05
[11 empty] | c_DK1_SmallDecentral | 5834 | 3.3162e-05
[11 empty] | c_DK1_SmallDecentral | 5835 | 4.1661e-05
[11 empty] | c_DK1_SmallDecentral | 5836 | 5.9825e-05
[11 empty] | c_DK1_SmallDecentral | 5837 | 8.9653e-05
[11 empty] | c_DK1_SmallDecentral | 5838 | 9.3153e-05
[11 empty] | c_DK1_SmallDecentral | 5839 | 9.5819e-05
[11 empty] | c_DK1_SmallDecentral | 5840 | 7.5322e-05
[11 empty] | c_DK1_SmallDecentral | 5841 | 7.1989e-05
[11 empty] | c_DK1_SmallDecentral | 5842 | 6.8157e-05
[11 empty] | c_DK1_SmallDecentral | 5843 | 6.499e-05
[11 empty] | c_DK1_SmallDecentral | 5844 | 6.3657e-05
[11 empty] | c_DK1_SmallDecentral | 5845 | 5.5992e-05
[11 empty] | c_DK1_SmallDecentral | 5846 | 5.4659e-05
[11 empty] | c_DK1_SmallDecentral | 5847 | 5.0826e-05
[11 empty] | c_DK1_SmallDecentral | 5848 | 5.2659e-05
[11 empty] | c_DK1_SmallDecentral | 5849 | 5.7825e-05
[11 empty] | c_DK1_SmallDecentral | 5850 | 5.9991e-05
[11 empty] | c_DK1_SmallDecentral | 5851 | 6.3991e-05
[11 empty] | c_DK1_SmallDecentral | 5852 | 6.7323e-05
[11 empty] | c_DK1_SmallDecentral | 5853 | 6.499e-05
[11 empty] | c_DK1_SmallDecentral | 5854 | 5.0992e-05
[11 empty] | c_DK1_SmallDecentral | 5855 | 3.5495e-05
[11 empty] | c_DK1_SmallDecentral | 5856 | 2.9829e-05
[11 empty] | c_DK1_SmallDecentral | 5857 | 3.3662e-05
[11 empty] | c_DK1_SmallDecentral | 5858 | 3.3328e-05
[11 empty] | c_DK1_SmallDecentral | 5859 | 3.6161e-05
[11 empty] | c_DK1_SmallDecentral | 5860 | 5.5159e-05
[11 empty] | c_DK1_SmallDecentral | 5861 | 9.5819e-05
[11 empty] | c_DK1_SmallDecentral | 5862 | 0.00011432
[11 empty] | c_DK1_SmallDecentral | 5863 | 0.00011265
[11 empty] | c_DK1_SmallDecentral | 5864 | 9.0153e-05
[11 empty] | c_DK1_SmallDecentral | 5865 | 8.6821e-05
[11 empty] | c_DK1_SmallDecentral | 5866 | 8.0655e-05
[11 empty] | c_DK1_SmallDecentral | 5867 | 7.7322e-05
[11 empty] | c_DK1_SmallDecentral | 5868 | 7.5322e-05
[11 empty] | c_DK1_SmallDecentral | 5869 | 6.5157e-05
[11 empty] | c_DK1_SmallDecentral | 5870 | 6.3324e-05
[11 empty] | c_DK1_SmallDecentral | 5871 | 5.9158e-05
[11 empty] | c_DK1_SmallDecentral | 5872 | 6.0824e-05
[11 empty] | c_DK1_SmallDecentral | 5873 | 6.6157e-05
[11 empty] | c_DK1_SmallDecentral | 5874 | 6.8323e-05
[11 empty] | c_DK1_SmallDecentral | 5875 | 7.3489e-05
[11 empty] | c_DK1_SmallDecentral | 5876 | 7.7655e-05
[11 empty] | c_DK1_SmallDecentral | 5877 | 7.1323e-05
[11 empty] | c_DK1_SmallDecentral | 5878 | 5.7658e-05
[11 empty] | c_DK1_SmallDecentral | 5879 | 3.8661e-05
[11 empty] | c_DK1_SmallDecentral | 5880 | 3.0329e-05
[11 empty] | c_DK1_SmallDecentral | 5881 | 3.3828e-05
[11 empty] | c_DK1_SmallDecentral | 5882 | 3.3495e-05
[11 empty] | c_DK1_SmallDecentral | 5883 | 3.6661e-05
[11 empty] | c_DK1_SmallDecentral | 5884 | 5.6492e-05
[11 empty] | c_DK1_SmallDecentral | 5885 | 9.7486e-05
[11 empty] | c_DK1_SmallDecentral | 5886 | 0.00011782
[11 empty] | c_DK1_SmallDecentral | 5887 | 0.00011548
[11 empty] | c_DK1_SmallDecentral | 5888 | 9.4319e-05
[11 empty] | c_DK1_SmallDecentral | 5889 | 9.0487e-05
[11 empty] | c_DK1_SmallDecentral | 5890 | 8.4321e-05
[11 empty] | c_DK1_SmallDecentral | 5891 | 8.1155e-05
[11 empty] | c_DK1_SmallDecentral | 5892 | 7.8488e-05
[11 empty] | c_DK1_SmallDecentral | 5893 | 6.799e-05
[11 empty] | c_DK1_SmallDecentral | 5894 | 6.5324e-05
[11 empty] | c_DK1_SmallDecentral | 5895 | 6.0491e-05
[11 empty] | c_DK1_SmallDecentral | 5896 | 6.1991e-05
[11 empty] | c_DK1_SmallDecentral | 5897 | 6.7657e-05
[11 empty] | c_DK1_SmallDecentral | 5898 | 6.949e-05
[11 empty] | c_DK1_SmallDecentral | 5899 | 7.5156e-05
[11 empty] | c_DK1_SmallDecentral | 5900 | 7.8322e-05
[11 empty] | c_DK1_SmallDecentral | 5901 | 7.2323e-05
[11 empty] | c_DK1_SmallDecentral | 5902 | 5.8158e-05
[11 empty] | c_DK1_SmallDecentral | 5903 | 3.9161e-05
[11 empty] | c_DK1_SmallDecentral | 5904 | 3.0162e-05
[11 empty] | c_DK1_SmallDecentral | 5905 | 3.3828e-05
[11 empty] | c_DK1_SmallDecentral | 5906 | 3.3495e-05
[11 empty] | c_DK1_SmallDecentral | 5907 | 3.6661e-05
[11 empty] | c_DK1_SmallDecentral | 5908 | 5.6325e-05
[11 empty] | c_DK1_SmallDecentral | 5909 | 9.7652e-05
[11 empty] | c_DK1_SmallDecentral | 5910 | 0.00011782
[11 empty] | c_DK1_SmallDecentral | 5911 | 0.00011548
[11 empty] | c_DK1_SmallDecentral | 5912 | 9.4653e-05
[11 empty] | c_DK1_SmallDecentral | 5913 | 9.0487e-05
[11 empty] | c_DK1_SmallDecentral | 5914 | 8.4488e-05
[11 empty] | c_DK1_SmallDecentral | 5915 | 8.0821e-05
[11 empty] | c_DK1_SmallDecentral | 5916 | 7.8322e-05
[11 empty] | c_DK1_SmallDecentral | 5917 | 6.7823e-05
[11 empty] | c_DK1_SmallDecentral | 5918 | 6.549e-05
[11 empty] | c_DK1_SmallDecentral | 5919 | 6.0824e-05
[11 empty] | c_DK1_SmallDecentral | 5920 | 6.2158e-05
[11 empty] | c_DK1_SmallDecentral | 5921 | 6.7657e-05
[11 empty] | c_DK1_SmallDecentral | 5922 | 6.9656e-05
[11 empty] | c_DK1_SmallDecentral | 5923 | 7.5322e-05
[11 empty] | c_DK1_SmallDecentral | 5924 | 7.8488e-05
[11 empty] | c_DK1_SmallDecentral | 5925 | 7.2489e-05
[11 empty] | c_DK1_SmallDecentral | 5926 | 5.8325e-05
[11 empty] | c_DK1_SmallDecentral | 5927 | 3.9161e-05
[11 empty] | c_DK1_SmallDecentral | 5928 | 3.3995e-05
[11 empty] | c_DK1_SmallDecentral | 5929 | 3.7661e-05
[11 empty] | c_DK1_SmallDecentral | 5930 | 3.7661e-05
[11 empty] | c_DK1_SmallDecentral | 5931 | 4.0994e-05
[11 empty] | c_DK1_SmallDecentral | 5932 | 6.1824e-05
[11 empty] | c_DK1_SmallDecentral | 5933 | 0.00010465
[11 empty] | c_DK1_SmallDecentral | 5934 | 0.00012665
[11 empty] | c_DK1_SmallDecentral | 5935 | 0.00012432
[11 empty] | c_DK1_SmallDecentral | 5936 | 0.00010332
[11 empty] | c_DK1_SmallDecentral | 5937 | 9.8486e-05
[11 empty] | c_DK1_SmallDecentral | 5938 | 9.1653e-05
[11 empty] | c_DK1_SmallDecentral | 5939 | 8.7654e-05
[11 empty] | c_DK1_SmallDecentral | 5940 | 8.4321e-05
[11 empty] | c_DK1_SmallDecentral | 5941 | 7.4489e-05
[11 empty] | c_DK1_SmallDecentral | 5942 | 7.1823e-05
[11 empty] | c_DK1_SmallDecentral | 5943 | 6.799e-05
[11 empty] | c_DK1_SmallDecentral | 5944 | 6.949e-05
[11 empty] | c_DK1_SmallDecentral | 5945 | 7.5489e-05
[11 empty] | c_DK1_SmallDecentral | 5946 | 7.7989e-05
[11 empty] | c_DK1_SmallDecentral | 5947 | 8.3654e-05
[11 empty] | c_DK1_SmallDecentral | 5948 | 8.6487e-05
[11 empty] | c_DK1_SmallDecentral | 5949 | 7.9822e-05
[11 empty] | c_DK1_SmallDecentral | 5950 | 6.3491e-05
[11 empty] | c_DK1_SmallDecentral | 5951 | 4.2994e-05
[11 empty] | c_DK1_SmallDecentral | 5952 | 3.6995e-05
[11 empty] | c_DK1_SmallDecentral | 5953 | 3.9994e-05
[11 empty] | c_DK1_SmallDecentral | 5954 | 3.9661e-05
[11 empty] | c_DK1_SmallDecentral | 5955 | 4.2994e-05
[11 empty] | c_DK1_SmallDecentral | 5956 | 6.3157e-05
[11 empty] | c_DK1_SmallDecentral | 5957 | 0.00010648
[11 empty] | c_DK1_SmallDecentral | 5958 | 0.00012898
[11 empty] | c_DK1_SmallDecentral | 5959 | 0.00012881
[11 empty] | c_DK1_SmallDecentral | 5960 | 0.00010915
[11 empty] | c_DK1_SmallDecentral | 5961 | 0.00010332
[11 empty] | c_DK1_SmallDecentral | 5962 | 9.5486e-05
[11 empty] | c_DK1_SmallDecentral | 5963 | 9.0653e-05
[11 empty] | c_DK1_SmallDecentral | 5964 | 8.7987e-05
[11 empty] | c_DK1_SmallDecentral | 5965 | 7.8822e-05
[11 empty] | c_DK1_SmallDecentral | 5966 | 7.4822e-05
[11 empty] | c_DK1_SmallDecentral | 5967 | 7.1489e-05
[11 empty] | c_DK1_SmallDecentral | 5968 | 7.2989e-05
[11 empty] | c_DK1_SmallDecentral | 5969 | 7.9988e-05
[11 empty] | c_DK1_SmallDecentral | 5970 | 8.3154e-05
[11 empty] | c_DK1_SmallDecentral | 5971 | 8.9987e-05
[11 empty] | c_DK1_SmallDecentral | 5972 | 9.182e-05
[11 empty] | c_DK1_SmallDecentral | 5973 | 8.5487e-05
[11 empty] | c_DK1_SmallDecentral | 5974 | 6.7157e-05
[11 empty] | c_DK1_SmallDecentral | 5975 | 4.516e-05
[11 empty] | c_DK1_SmallDecentral | 5976 | 3.9161e-05
[11 empty] | c_DK1_SmallDecentral | 5977 | 3.9328e-05
[11 empty] | c_DK1_SmallDecentral | 5978 | 3.6828e-05
[11 empty] | c_DK1_SmallDecentral | 5979 | 4.1661e-05
[11 empty] | c_DK1_SmallDecentral | 5980 | 6.1491e-05
[11 empty] | c_DK1_SmallDecentral | 5981 | 9.7986e-05
[11 empty] | c_DK1_SmallDecentral | 5982 | 0.00012481
[11 empty] | c_DK1_SmallDecentral | 5983 | 0.00012432
[11 empty] | c_DK1_SmallDecentral | 5984 | 0.00010432
[11 empty] | c_DK1_SmallDecentral | 5985 | 9.7652e-05
[11 empty] | c_DK1_SmallDecentral | 5986 | 9.4319e-05
[11 empty] | c_DK1_SmallDecentral | 5987 | 8.6321e-05
[11 empty] | c_DK1_SmallDecentral | 5988 | 8.3654e-05
[11 empty] | c_DK1_SmallDecentral | 5989 | 7.3989e-05
[11 empty] | c_DK1_SmallDecentral | 5990 | 7.7322e-05
[11 empty] | c_DK1_SmallDecentral | 5991 | 7.2656e-05
[11 empty] | c_DK1_SmallDecentral | 5992 | 7.3822e-05
[11 empty] | c_DK1_SmallDecentral | 5993 | 7.6989e-05
[11 empty] | c_DK1_SmallDecentral | 5994 | 8.0488e-05
[11 empty] | c_DK1_SmallDecentral | 5995 | 8.4654e-05
[11 empty] | c_DK1_SmallDecentral | 5996 | 8.6321e-05
[11 empty] | c_DK1_SmallDecentral | 5997 | 8.2321e-05
[11 empty] | c_DK1_SmallDecentral | 5998 | 6.4824e-05
[11 empty] | c_DK1_SmallDecentral | 5999 | 4.3827e-05
[11 empty] | c_DK1_SmallDecentral | 6000 | 3.7661e-05
[11 empty] | c_DK1_SmallDecentral | 6001 | 4.1827e-05
[11 empty] | c_DK1_SmallDecentral | 6002 | 4.2994e-05
[11 empty] | c_DK1_SmallDecentral | 6003 | 5.2826e-05
[11 empty] | c_DK1_SmallDecentral | 6004 | 7.6489e-05
[11 empty] | c_DK1_SmallDecentral | 6005 | 0.00011382
[11 empty] | c_DK1_SmallDecentral | 6006 | 0.00011932
[11 empty] | c_DK1_SmallDecentral | 6007 | 0.00012182
[11 empty] | c_DK1_SmallDecentral | 6008 | 9.9819e-05
[11 empty] | c_DK1_SmallDecentral | 6009 | 9.3653e-05
[11 empty] | c_DK1_SmallDecentral | 6010 | 8.8654e-05
[11 empty] | c_DK1_SmallDecentral | 6011 | 8.4154e-05
[11 empty] | c_DK1_SmallDecentral | 6012 | 8.2155e-05
[11 empty] | c_DK1_SmallDecentral | 6013 | 7.4156e-05
[11 empty] | c_DK1_SmallDecentral | 6014 | 7.2656e-05
[11 empty] | c_DK1_SmallDecentral | 6015 | 6.949e-05
[11 empty] | c_DK1_SmallDecentral | 6016 | 7.2323e-05
[11 empty] | c_DK1_SmallDecentral | 6017 | 7.8155e-05
[11 empty] | c_DK1_SmallDecentral | 6018 | 8.2321e-05
[11 empty] | c_DK1_SmallDecentral | 6019 | 8.7487e-05
[11 empty] | c_DK1_SmallDecentral | 6020 | 8.9987e-05
[11 empty] | c_DK1_SmallDecentral | 6021 | 8.5821e-05
[11 empty] | c_DK1_SmallDecentral | 6022 | 6.7323e-05
[11 empty] | c_DK1_SmallDecentral | 6023 | 4.6993e-05
[11 empty] | c_DK1_SmallDecentral | 6024 | 3.6161e-05
[11 empty] | c_DK1_SmallDecentral | 6025 | 3.9994e-05
[11 empty] | c_DK1_SmallDecentral | 6026 | 4.0161e-05
[11 empty] | c_DK1_SmallDecentral | 6027 | 4.3994e-05
[11 empty] | c_DK1_SmallDecentral | 6028 | 6.4824e-05
[11 empty] | c_DK1_SmallDecentral | 6029 | 0.00010865
[11 empty] | c_DK1_SmallDecentral | 6030 | 0.00013065
[11 empty] | c_DK1_SmallDecentral | 6031 | 0.00012848
[11 empty] | c_DK1_SmallDecentral | 6032 | 0.00010532
[11 empty] | c_DK1_SmallDecentral | 6033 | 0.00010049
[11 empty] | c_DK1_SmallDecentral | 6034 | 9.3653e-05
[11 empty] | c_DK1_SmallDecentral | 6035 | 8.9154e-05
[11 empty] | c_DK1_SmallDecentral | 6036 | 8.5987e-05
[11 empty] | c_DK1_SmallDecentral | 6037 | 7.6655e-05
[11 empty] | c_DK1_SmallDecentral | 6038 | 7.4322e-05
[11 empty] | c_DK1_SmallDecentral | 6039 | 7.1489e-05
[11 empty] | c_DK1_SmallDecentral | 6040 | 7.3156e-05
[11 empty] | c_DK1_SmallDecentral | 6041 | 7.9155e-05
[11 empty] | c_DK1_SmallDecentral | 6042 | 8.1988e-05
[11 empty] | c_DK1_SmallDecentral | 6043 | 8.8154e-05
[11 empty] | c_DK1_SmallDecentral | 6044 | 9.1487e-05
[11 empty] | c_DK1_SmallDecentral | 6045 | 8.4488e-05
[11 empty] | c_DK1_SmallDecentral | 6046 | 6.749e-05
[11 empty] | c_DK1_SmallDecentral | 6047 | 4.5827e-05
[11 empty] | c_DK1_SmallDecentral | 6048 | 3.3828e-05
[11 empty] | c_DK1_SmallDecentral | 6049 | 3.7161e-05
[11 empty] | c_DK1_SmallDecentral | 6050 | 3.7328e-05
[11 empty] | c_DK1_SmallDecentral | 6051 | 4.0827e-05
[11 empty] | c_DK1_SmallDecentral | 6052 | 6.1491e-05
[11 empty] | c_DK1_SmallDecentral | 6053 | 0.00010382
[11 empty] | c_DK1_SmallDecentral | 6054 | 0.00012565
[11 empty] | c_DK1_SmallDecentral | 6055 | 0.00012332
[11 empty] | c_DK1_SmallDecentral | 6056 | 0.00010248
[11 empty] | c_DK1_SmallDecentral | 6057 | 9.7819e-05
[11 empty] | c_DK1_SmallDecentral | 6058 | 9.0987e-05
[11 empty] | c_DK1_SmallDecentral | 6059 | 8.6987e-05
[11 empty] | c_DK1_SmallDecentral | 6060 | 8.3821e-05
[11 empty] | c_DK1_SmallDecentral | 6061 | 7.4156e-05
[11 empty] | c_DK1_SmallDecentral | 6062 | 7.1323e-05
[11 empty] | c_DK1_SmallDecentral | 6063 | 6.749e-05
[11 empty] | c_DK1_SmallDecentral | 6064 | 6.899e-05
[11 empty] | c_DK1_SmallDecentral | 6065 | 7.4822e-05
[11 empty] | c_DK1_SmallDecentral | 6066 | 7.7489e-05
[11 empty] | c_DK1_SmallDecentral | 6067 | 8.3154e-05
[11 empty] | c_DK1_SmallDecentral | 6068 | 8.5821e-05
[11 empty] | c_DK1_SmallDecentral | 6069 | 7.9155e-05
[11 empty] | c_DK1_SmallDecentral | 6070 | 6.3324e-05
[11 empty] | c_DK1_SmallDecentral | 6071 | 4.2827e-05
[11 empty] | c_DK1_SmallDecentral | 6072 | 3.3162e-05
[11 empty] | c_DK1_SmallDecentral | 6073 | 3.6828e-05
[11 empty] | c_DK1_SmallDecentral | 6074 | 3.6828e-05
[11 empty] | c_DK1_SmallDecentral | 6075 | 4.0161e-05
[11 empty] | c_DK1_SmallDecentral | 6076 | 6.0991e-05
[11 empty] | c_DK1_SmallDecentral | 6077 | 0.00010348
[11 empty] | c_DK1_SmallDecentral | 6078 | 0.00012498
[11 empty] | c_DK1_SmallDecentral | 6079 | 0.00012265
[11 empty] | c_DK1_SmallDecentral | 6080 | 0.00010165
[11 empty] | c_DK1_SmallDecentral | 6081 | 9.6986e-05
[11 empty] | c_DK1_SmallDecentral | 6082 | 9.032e-05
[11 empty] | c_DK1_SmallDecentral | 6083 | 8.6321e-05
[11 empty] | c_DK1_SmallDecentral | 6084 | 8.3321e-05
[11 empty] | c_DK1_SmallDecentral | 6085 | 7.3323e-05
[11 empty] | c_DK1_SmallDecentral | 6086 | 7.0656e-05
[11 empty] | c_DK1_SmallDecentral | 6087 | 6.6657e-05
[11 empty] | c_DK1_SmallDecentral | 6088 | 6.799e-05
[11 empty] | c_DK1_SmallDecentral | 6089 | 7.3822e-05
[11 empty] | c_DK1_SmallDecentral | 6090 | 7.6822e-05
[11 empty] | c_DK1_SmallDecentral | 6091 | 8.2321e-05
[11 empty] | c_DK1_SmallDecentral | 6092 | 8.5154e-05
[11 empty] | c_DK1_SmallDecentral | 6093 | 7.8488e-05
[11 empty] | c_DK1_SmallDecentral | 6094 | 6.2824e-05
[11 empty] | c_DK1_SmallDecentral | 6095 | 4.2327e-05
[11 empty] | c_DK1_SmallDecentral | 6096 | 3.1829e-05
[11 empty] | c_DK1_SmallDecentral | 6097 | 3.5161e-05
[11 empty] | c_DK1_SmallDecentral | 6098 | 3.5161e-05
[11 empty] | c_DK1_SmallDecentral | 6099 | 3.8328e-05
[11 empty] | c_DK1_SmallDecentral | 6100 | 5.8825e-05
[11 empty] | c_DK1_SmallDecentral | 6101 | 0.00010082
[11 empty] | c_DK1_SmallDecentral | 6102 | 0.00012165
[11 empty] | c_DK1_SmallDecentral | 6103 | 0.00011965
[11 empty] | c_DK1_SmallDecentral | 6104 | 9.8152e-05
[11 empty] | c_DK1_SmallDecentral | 6105 | 9.4153e-05
[11 empty] | c_DK1_SmallDecentral | 6106 | 8.7654e-05
[11 empty] | c_DK1_SmallDecentral | 6107 | 8.3821e-05
[11 empty] | c_DK1_SmallDecentral | 6108 | 8.0821e-05
[11 empty] | c_DK1_SmallDecentral | 6109 | 7.0656e-05
[11 empty] | c_DK1_SmallDecentral | 6110 | 6.799e-05
[11 empty] | c_DK1_SmallDecentral | 6111 | 6.3491e-05
[11 empty] | c_DK1_SmallDecentral | 6112 | 6.499e-05
[11 empty] | c_DK1_SmallDecentral | 6113 | 7.0656e-05
[11 empty] | c_DK1_SmallDecentral | 6114 | 7.3156e-05
[11 empty] | c_DK1_SmallDecentral | 6115 | 7.8655e-05
[11 empty] | c_DK1_SmallDecentral | 6116 | 8.1655e-05
[11 empty] | c_DK1_SmallDecentral | 6117 | 7.5489e-05
[11 empty] | c_DK1_SmallDecentral | 6118 | 6.0491e-05
[11 empty] | c_DK1_SmallDecentral | 6119 | 4.0827e-05
[11 empty] | c_DK1_SmallDecentral | 6120 | 3.3328e-05
[11 empty] | c_DK1_SmallDecentral | 6121 | 3.6328e-05
[11 empty] | c_DK1_SmallDecentral | 6122 | 3.5828e-05
[11 empty] | c_DK1_SmallDecentral | 6123 | 3.8661e-05
[11 empty] | c_DK1_SmallDecentral | 6124 | 5.8325e-05
[11 empty] | c_DK1_SmallDecentral | 6125 | 0.00010015
[11 empty] | c_DK1_SmallDecentral | 6126 | 0.00012065
[11 empty] | c_DK1_SmallDecentral | 6127 | 0.00012065
[11 empty] | c_DK1_SmallDecentral | 6128 | 0.00010082
[11 empty] | c_DK1_SmallDecentral | 6129 | 9.6153e-05
[11 empty] | c_DK1_SmallDecentral | 6130 | 8.8654e-05
[11 empty] | c_DK1_SmallDecentral | 6131 | 8.4488e-05
[11 empty] | c_DK1_SmallDecentral | 6132 | 8.1988e-05
[11 empty] | c_DK1_SmallDecentral | 6133 | 7.2656e-05
[11 empty] | c_DK1_SmallDecentral | 6134 | 6.8823e-05
[11 empty] | c_DK1_SmallDecentral | 6135 | 6.499e-05
[11 empty] | c_DK1_SmallDecentral | 6136 | 6.6157e-05
[11 empty] | c_DK1_SmallDecentral | 6137 | 7.2823e-05
[11 empty] | c_DK1_SmallDecentral | 6138 | 7.5822e-05
[11 empty] | c_DK1_SmallDecentral | 6139 | 8.2155e-05
[11 empty] | c_DK1_SmallDecentral | 6140 | 8.4321e-05
[11 empty] | c_DK1_SmallDecentral | 6141 | 7.8488e-05
[11 empty] | c_DK1_SmallDecentral | 6142 | 6.1991e-05
[11 empty] | c_DK1_SmallDecentral | 6143 | 4.1661e-05
[11 empty] | c_DK1_SmallDecentral | 6144 | 3.7828e-05
[11 empty] | c_DK1_SmallDecentral | 6145 | 3.8328e-05
[11 empty] | c_DK1_SmallDecentral | 6146 | 3.5495e-05
[11 empty] | c_DK1_SmallDecentral | 6147 | 4.0494e-05
[11 empty] | c_DK1_SmallDecentral | 6148 | 5.9825e-05
[11 empty] | c_DK1_SmallDecentral | 6149 | 9.5486e-05
[11 empty] | c_DK1_SmallDecentral | 6150 | 0.00012182
[11 empty] | c_DK1_SmallDecentral | 6151 | 0.00012132
[11 empty] | c_DK1_SmallDecentral | 6152 | 0.00010149
[11 empty] | c_DK1_SmallDecentral | 6153 | 9.5319e-05
[11 empty] | c_DK1_SmallDecentral | 6154 | 9.1986e-05
[11 empty] | c_DK1_SmallDecentral | 6155 | 8.4321e-05
[11 empty] | c_DK1_SmallDecentral | 6156 | 8.1655e-05
[11 empty] | c_DK1_SmallDecentral | 6157 | 7.1989e-05
[11 empty] | c_DK1_SmallDecentral | 6158 | 7.5489e-05
[11 empty] | c_DK1_SmallDecentral | 6159 | 7.0823e-05
[11 empty] | c_DK1_SmallDecentral | 6160 | 7.1989e-05
[11 empty] | c_DK1_SmallDecentral | 6161 | 7.4822e-05
[11 empty] | c_DK1_SmallDecentral | 6162 | 7.8322e-05
[11 empty] | c_DK1_SmallDecentral | 6163 | 8.2155e-05
[11 empty] | c_DK1_SmallDecentral | 6164 | 8.3988e-05
[11 empty] | c_DK1_SmallDecentral | 6165 | 8.0155e-05
[11 empty] | c_DK1_SmallDecentral | 6166 | 6.2991e-05
[11 empty] | c_DK1_SmallDecentral | 6167 | 4.2827e-05
[11 empty] | c_DK1_SmallDecentral | 6168 | 3.5995e-05
[11 empty] | c_DK1_SmallDecentral | 6169 | 4.0161e-05
[11 empty] | c_DK1_SmallDecentral | 6170 | 4.1327e-05
[11 empty] | c_DK1_SmallDecentral | 6171 | 5.0659e-05
[11 empty] | c_DK1_SmallDecentral | 6172 | 7.3489e-05
[11 empty] | c_DK1_SmallDecentral | 6173 | 0.00010948
[11 empty] | c_DK1_SmallDecentral | 6174 | 0.00011498
[11 empty] | c_DK1_SmallDecentral | 6175 | 0.00011748
[11 empty] | c_DK1_SmallDecentral | 6176 | 9.6153e-05
[11 empty] | c_DK1_SmallDecentral | 6177 | 9.0153e-05
[11 empty] | c_DK1_SmallDecentral | 6178 | 8.5321e-05
[11 empty] | c_DK1_SmallDecentral | 6179 | 8.1155e-05
[11 empty] | c_DK1_SmallDecentral | 6180 | 7.9155e-05
[11 empty] | c_DK1_SmallDecentral | 6181 | 7.1489e-05
[11 empty] | c_DK1_SmallDecentral | 6182 | 6.9656e-05
[11 empty] | c_DK1_SmallDecentral | 6183 | 6.6657e-05
[11 empty] | c_DK1_SmallDecentral | 6184 | 6.9323e-05
[11 empty] | c_DK1_SmallDecentral | 6185 | 7.5156e-05
[11 empty] | c_DK1_SmallDecentral | 6186 | 7.9155e-05
[11 empty] | c_DK1_SmallDecentral | 6187 | 8.4154e-05
[11 empty] | c_DK1_SmallDecentral | 6188 | 8.6487e-05
[11 empty] | c_DK1_SmallDecentral | 6189 | 8.2488e-05
[11 empty] | c_DK1_SmallDecentral | 6190 | 6.4657e-05
[11 empty] | c_DK1_SmallDecentral | 6191 | 4.5327e-05
[11 empty] | c_DK1_SmallDecentral | 6192 | 3.8328e-05
[11 empty] | c_DK1_SmallDecentral | 6193 | 4.2327e-05
[11 empty] | c_DK1_SmallDecentral | 6194 | 4.266e-05
[11 empty] | c_DK1_SmallDecentral | 6195 | 4.666e-05
[11 empty] | c_DK1_SmallDecentral | 6196 | 6.799e-05
[11 empty] | c_DK1_SmallDecentral | 6197 | 0.00011348
[11 empty] | c_DK1_SmallDecentral | 6198 | 0.00013631
[11 empty] | c_DK1_SmallDecentral | 6199 | 0.00013398
[11 empty] | c_DK1_SmallDecentral | 6200 | 0.00011082
[11 empty] | c_DK1_SmallDecentral | 6201 | 0.00010532
[11 empty] | c_DK1_SmallDecentral | 6202 | 9.8152e-05
[11 empty] | c_DK1_SmallDecentral | 6203 | 9.332e-05
[11 empty] | c_DK1_SmallDecentral | 6204 | 8.9987e-05
[11 empty] | c_DK1_SmallDecentral | 6205 | 8.0821e-05
[11 empty] | c_DK1_SmallDecentral | 6206 | 7.8322e-05
[11 empty] | c_DK1_SmallDecentral | 6207 | 7.5656e-05
[11 empty] | c_DK1_SmallDecentral | 6208 | 7.7655e-05
[11 empty] | c_DK1_SmallDecentral | 6209 | 8.3821e-05
[11 empty] | c_DK1_SmallDecentral | 6210 | 8.6987e-05
[11 empty] | c_DK1_SmallDecentral | 6211 | 9.332e-05
[11 empty] | c_DK1_SmallDecentral | 6212 | 9.6319e-05
[11 empty] | c_DK1_SmallDecentral | 6213 | 8.9154e-05
[11 empty] | c_DK1_SmallDecentral | 6214 | 7.1156e-05
[11 empty] | c_DK1_SmallDecentral | 6215 | 4.816e-05
[11 empty] | c_DK1_SmallDecentral | 6216 | 4.3327e-05
[11 empty] | c_DK1_SmallDecentral | 6217 | 4.716e-05
[11 empty] | c_DK1_SmallDecentral | 6218 | 4.7993e-05
[11 empty] | c_DK1_SmallDecentral | 6219 | 5.2326e-05
[11 empty] | c_DK1_SmallDecentral | 6220 | 7.6489e-05
[11 empty] | c_DK1_SmallDecentral | 6221 | 0.00012598
[11 empty] | c_DK1_SmallDecentral | 6222 | 0.00015264
[11 empty] | c_DK1_SmallDecentral | 6223 | 0.00014981
[11 empty] | c_DK1_SmallDecentral | 6224 | 0.00012698
[11 empty] | c_DK1_SmallDecentral | 6225 | 0.00012015
[11 empty] | c_DK1_SmallDecentral | 6226 | 0.00011165
[11 empty] | c_DK1_SmallDecentral | 6227 | 0.00010615
[11 empty] | c_DK1_SmallDecentral | 6228 | 0.00010165
[11 empty] | c_DK1_SmallDecentral | 6229 | 9.182e-05
[11 empty] | c_DK1_SmallDecentral | 6230 | 8.8487e-05
[11 empty] | c_DK1_SmallDecentral | 6231 | 8.5154e-05
[11 empty] | c_DK1_SmallDecentral | 6232 | 8.6987e-05
[11 empty] | c_DK1_SmallDecentral | 6233 | 9.3653e-05
[11 empty] | c_DK1_SmallDecentral | 6234 | 9.7486e-05
[11 empty] | c_DK1_SmallDecentral | 6235 | 0.00010448
[11 empty] | c_DK1_SmallDecentral | 6236 | 0.00010682
[11 empty] | c_DK1_SmallDecentral | 6237 | 9.8985e-05
[11 empty] | c_DK1_SmallDecentral | 6238 | 7.8488e-05
[11 empty] | c_DK1_SmallDecentral | 6239 | 5.3325e-05
[11 empty] | c_DK1_SmallDecentral | 6240 | 4.516e-05
[11 empty] | c_DK1_SmallDecentral | 6241 | 4.8993e-05
[11 empty] | c_DK1_SmallDecentral | 6242 | 4.9993e-05
[11 empty] | c_DK1_SmallDecentral | 6243 | 5.4492e-05
[11 empty] | c_DK1_SmallDecentral | 6244 | 7.9822e-05
[11 empty] | c_DK1_SmallDecentral | 6245 | 0.00013031
[11 empty] | c_DK1_SmallDecentral | 6246 | 0.00015831
[11 empty] | c_DK1_SmallDecentral | 6247 | 0.00015531
[11 empty] | c_DK1_SmallDecentral | 6248 | 0.00013215
[11 empty] | c_DK1_SmallDecentral | 6249 | 0.00012465
[11 empty] | c_DK1_SmallDecentral | 6250 | 0.00011598
[11 empty] | c_DK1_SmallDecentral | 6251 | 0.00010982
[11 empty] | c_DK1_SmallDecentral | 6252 | 0.00010532
[11 empty] | c_DK1_SmallDecentral | 6253 | 9.5319e-05
[11 empty] | c_DK1_SmallDecentral | 6254 | 9.182e-05
[11 empty] | c_DK1_SmallDecentral | 6255 | 8.8654e-05
[11 empty] | c_DK1_SmallDecentral | 6256 | 9.0487e-05
[11 empty] | c_DK1_SmallDecentral | 6257 | 9.7319e-05
[11 empty] | c_DK1_SmallDecentral | 6258 | 0.00010165
[11 empty] | c_DK1_SmallDecentral | 6259 | 0.00010865
[11 empty] | c_DK1_SmallDecentral | 6260 | 0.00011098
[11 empty] | c_DK1_SmallDecentral | 6261 | 0.00010282
[11 empty] | c_DK1_SmallDecentral | 6262 | 8.1821e-05
[11 empty] | c_DK1_SmallDecentral | 6263 | 5.5492e-05
[11 empty] | c_DK1_SmallDecentral | 6264 | 4.6826e-05
[11 empty] | c_DK1_SmallDecentral | 6265 | 5.0992e-05
[11 empty] | c_DK1_SmallDecentral | 6266 | 5.1659e-05
[11 empty] | c_DK1_SmallDecentral | 6267 | 5.6658e-05
[11 empty] | c_DK1_SmallDecentral | 6268 | 8.2155e-05
[11 empty] | c_DK1_SmallDecentral | 6269 | 0.00013415
[11 empty] | c_DK1_SmallDecentral | 6270 | 0.00016248
[11 empty] | c_DK1_SmallDecentral | 6271 | 0.00015948
[11 empty] | c_DK1_SmallDecentral | 6272 | 0.00013598
[11 empty] | c_DK1_SmallDecentral | 6273 | 0.00012831
[11 empty] | c_DK1_SmallDecentral | 6274 | 0.00011915
[11 empty] | c_DK1_SmallDecentral | 6275 | 0.00011298
[11 empty] | c_DK1_SmallDecentral | 6276 | 0.00010815
[11 empty] | c_DK1_SmallDecentral | 6277 | 9.8319e-05
[11 empty] | c_DK1_SmallDecentral | 6278 | 9.4486e-05
[11 empty] | c_DK1_SmallDecentral | 6279 | 9.1487e-05
[11 empty] | c_DK1_SmallDecentral | 6280 | 9.3486e-05
[11 empty] | c_DK1_SmallDecentral | 6281 | 0.00010032
[11 empty] | c_DK1_SmallDecentral | 6282 | 0.00010448
[11 empty] | c_DK1_SmallDecentral | 6283 | 0.00011198
[11 empty] | c_DK1_SmallDecentral | 6284 | 0.00011415
[11 empty] | c_DK1_SmallDecentral | 6285 | 0.00010598
[11 empty] | c_DK1_SmallDecentral | 6286 | 8.3821e-05
[11 empty] | c_DK1_SmallDecentral | 6287 | 5.7158e-05
[11 empty] | c_DK1_SmallDecentral | 6288 | 4.366e-05
[11 empty] | c_DK1_SmallDecentral | 6289 | 4.6993e-05
[11 empty] | c_DK1_SmallDecentral | 6290 | 4.6826e-05
[11 empty] | c_DK1_SmallDecentral | 6291 | 5.0992e-05
[11 empty] | c_DK1_SmallDecentral | 6292 | 7.3822e-05
[11 empty] | c_DK1_SmallDecentral | 6293 | 0.00012182
[11 empty] | c_DK1_SmallDecentral | 6294 | 0.00014848
[11 empty] | c_DK1_SmallDecentral | 6295 | 0.00014798
[11 empty] | c_DK1_SmallDecentral | 6296 | 0.00012665
[11 empty] | c_DK1_SmallDecentral | 6297 | 0.00011932
[11 empty] | c_DK1_SmallDecentral | 6298 | 0.00011015
[11 empty] | c_DK1_SmallDecentral | 6299 | 0.00010432
[11 empty] | c_DK1_SmallDecentral | 6300 | 0.00010115
[11 empty] | c_DK1_SmallDecentral | 6301 | 9.1487e-05
[11 empty] | c_DK1_SmallDecentral | 6302 | 8.7154e-05
[11 empty] | c_DK1_SmallDecentral | 6303 | 8.3821e-05
[11 empty] | c_DK1_SmallDecentral | 6304 | 8.5654e-05
[11 empty] | c_DK1_SmallDecentral | 6305 | 9.3153e-05
[11 empty] | c_DK1_SmallDecentral | 6306 | 9.7152e-05
[11 empty] | c_DK1_SmallDecentral | 6307 | 0.00010498
[11 empty] | c_DK1_SmallDecentral | 6308 | 0.00010665
[11 empty] | c_DK1_SmallDecentral | 6309 | 9.9485e-05
[11 empty] | c_DK1_SmallDecentral | 6310 | 7.7989e-05
[11 empty] | c_DK1_SmallDecentral | 6311 | 5.2826e-05
[11 empty] | c_DK1_SmallDecentral | 6312 | 4.3327e-05
[11 empty] | c_DK1_SmallDecentral | 6313 | 4.366e-05
[11 empty] | c_DK1_SmallDecentral | 6314 | 4.1161e-05
[11 empty] | c_DK1_SmallDecentral | 6315 | 4.6493e-05
[11 empty] | c_DK1_SmallDecentral | 6316 | 6.7823e-05
[11 empty] | c_DK1_SmallDecentral | 6317 | 0.00010698
[11 empty] | c_DK1_SmallDecentral | 6318 | 0.00013548
[11 empty] | c_DK1_SmallDecentral | 6319 | 0.00013515
[11 empty] | c_DK1_SmallDecentral | 6320 | 0.00011448
[11 empty] | c_DK1_SmallDecentral | 6321 | 0.00010682
[11 empty] | c_DK1_SmallDecentral | 6322 | 0.00010298
[11 empty] | c_DK1_SmallDecentral | 6323 | 9.4319e-05
[11 empty] | c_DK1_SmallDecentral | 6324 | 9.1153e-05
[11 empty] | c_DK1_SmallDecentral | 6325 | 8.1155e-05
[11 empty] | c_DK1_SmallDecentral | 6326 | 8.4488e-05
[11 empty] | c_DK1_SmallDecentral | 6327 | 8.0155e-05
[11 empty] | c_DK1_SmallDecentral | 6328 | 8.1321e-05
[11 empty] | c_DK1_SmallDecentral | 6329 | 8.4821e-05
[11 empty] | c_DK1_SmallDecentral | 6330 | 8.8987e-05
[11 empty] | c_DK1_SmallDecentral | 6331 | 9.3653e-05
[11 empty] | c_DK1_SmallDecentral | 6332 | 9.4986e-05
[11 empty] | c_DK1_SmallDecentral | 6333 | 9.0653e-05
[11 empty] | c_DK1_SmallDecentral | 6334 | 7.1156e-05
[11 empty] | c_DK1_SmallDecentral | 6335 | 4.8493e-05
[11 empty] | c_DK1_SmallDecentral | 6336 | 3.9661e-05
[11 empty] | c_DK1_SmallDecentral | 6337 | 4.416e-05
[11 empty] | c_DK1_SmallDecentral | 6338 | 4.5327e-05
[11 empty] | c_DK1_SmallDecentral | 6339 | 5.5492e-05
[11 empty] | c_DK1_SmallDecentral | 6340 | 8.0155e-05
[11 empty] | c_DK1_SmallDecentral | 6341 | 0.00011882
[11 empty] | c_DK1_SmallDecentral | 6342 | 0.00012465
[11 empty] | c_DK1_SmallDecentral | 6343 | 0.00012698
[11 empty] | c_DK1_SmallDecentral | 6344 | 0.00010482
[11 empty] | c_DK1_SmallDecentral | 6345 | 9.7986e-05
[11 empty] | c_DK1_SmallDecentral | 6346 | 9.282e-05
[11 empty] | c_DK1_SmallDecentral | 6347 | 8.8154e-05
[11 empty] | c_DK1_SmallDecentral | 6348 | 8.5654e-05
[11 empty] | c_DK1_SmallDecentral | 6349 | 7.7989e-05
[11 empty] | c_DK1_SmallDecentral | 6350 | 7.6322e-05
[11 empty] | c_DK1_SmallDecentral | 6351 | 7.3323e-05
[11 empty] | c_DK1_SmallDecentral | 6352 | 7.6322e-05
[11 empty] | c_DK1_SmallDecentral | 6353 | 8.2488e-05
[11 empty] | c_DK1_SmallDecentral | 6354 | 8.6821e-05
[11 empty] | c_DK1_SmallDecentral | 6355 | 9.232e-05
[11 empty] | c_DK1_SmallDecentral | 6356 | 9.4486e-05
[11 empty] | c_DK1_SmallDecentral | 6357 | 9.0153e-05
[11 empty] | c_DK1_SmallDecentral | 6358 | 7.0823e-05
[11 empty] | c_DK1_SmallDecentral | 6359 | 4.9493e-05
[11 empty] | c_DK1_SmallDecentral | 6360 | 3.7661e-05
[11 empty] | c_DK1_SmallDecentral | 6361 | 4.1661e-05
[11 empty] | c_DK1_SmallDecentral | 6362 | 4.1994e-05
[11 empty] | c_DK1_SmallDecentral | 6363 | 4.5827e-05
[11 empty] | c_DK1_SmallDecentral | 6364 | 6.7157e-05
[11 empty] | c_DK1_SmallDecentral | 6365 | 0.00011198
[11 empty] | c_DK1_SmallDecentral | 6366 | 0.00013481
[11 empty] | c_DK1_SmallDecentral | 6367 | 0.00013248
[11 empty] | c_DK1_SmallDecentral | 6368 | 0.00010932
[11 empty] | c_DK1_SmallDecentral | 6369 | 0.00010382
[11 empty] | c_DK1_SmallDecentral | 6370 | 9.6986e-05
[11 empty] | c_DK1_SmallDecentral | 6371 | 9.232e-05
[11 empty] | c_DK1_SmallDecentral | 6372 | 8.8987e-05
[11 empty] | c_DK1_SmallDecentral | 6373 | 7.9488e-05
[11 empty] | c_DK1_SmallDecentral | 6374 | 7.7322e-05
[11 empty] | c_DK1_SmallDecentral | 6375 | 7.4489e-05
[11 empty] | c_DK1_SmallDecentral | 6376 | 7.6155e-05
[11 empty] | c_DK1_SmallDecentral | 6377 | 8.2655e-05
[11 empty] | c_DK1_SmallDecentral | 6378 | 8.5487e-05
[11 empty] | c_DK1_SmallDecentral | 6379 | 9.182e-05
[11 empty] | c_DK1_SmallDecentral | 6380 | 9.5153e-05
[11 empty] | c_DK1_SmallDecentral | 6381 | 8.782e-05
[11 empty] | c_DK1_SmallDecentral | 6382 | 7.0156e-05
[11 empty] | c_DK1_SmallDecentral | 6383 | 4.766e-05
[11 empty] | c_DK1_SmallDecentral | 6384 | 3.7161e-05
[11 empty] | c_DK1_SmallDecentral | 6385 | 4.0494e-05
[11 empty] | c_DK1_SmallDecentral | 6386 | 4.0994e-05
[11 empty] | c_DK1_SmallDecentral | 6387 | 4.4493e-05
[11 empty] | c_DK1_SmallDecentral | 6388 | 6.6324e-05
[11 empty] | c_DK1_SmallDecentral | 6389 | 0.00011098
[11 empty] | c_DK1_SmallDecentral | 6390 | 0.00013415
[11 empty] | c_DK1_SmallDecentral | 6391 | 0.00013165
[11 empty] | c_DK1_SmallDecentral | 6392 | 0.00011048
[11 empty] | c_DK1_SmallDecentral | 6393 | 0.00010498
[11 empty] | c_DK1_SmallDecentral | 6394 | 9.7652e-05
[11 empty] | c_DK1_SmallDecentral | 6395 | 9.332e-05
[11 empty] | c_DK1_SmallDecentral | 6396 | 8.9487e-05
[11 empty] | c_DK1_SmallDecentral | 6397 | 7.9988e-05
[11 empty] | c_DK1_SmallDecentral | 6398 | 7.6989e-05
[11 empty] | c_DK1_SmallDecentral | 6399 | 7.3489e-05
[11 empty] | c_DK1_SmallDecentral | 6400 | 7.5156e-05
[11 empty] | c_DK1_SmallDecentral | 6401 | 8.1321e-05
[11 empty] | c_DK1_SmallDecentral | 6402 | 8.4488e-05
[11 empty] | c_DK1_SmallDecentral | 6403 | 9.0487e-05
[11 empty] | c_DK1_SmallDecentral | 6404 | 9.282e-05
[11 empty] | c_DK1_SmallDecentral | 6405 | 8.5987e-05
[11 empty] | c_DK1_SmallDecentral | 6406 | 6.8157e-05
[11 empty] | c_DK1_SmallDecentral | 6407 | 4.6327e-05
[11 empty] | c_DK1_SmallDecentral | 6408 | 3.6328e-05
[11 empty] | c_DK1_SmallDecentral | 6409 | 3.9994e-05
[11 empty] | c_DK1_SmallDecentral | 6410 | 4.0161e-05
[11 empty] | c_DK1_SmallDecentral | 6411 | 4.3827e-05
[11 empty] | c_DK1_SmallDecentral | 6412 | 6.5157e-05
[11 empty] | c_DK1_SmallDecentral | 6413 | 0.00010915
[11 empty] | c_DK1_SmallDecentral | 6414 | 0.00013215
[11 empty] | c_DK1_SmallDecentral | 6415 | 0.00012965
[11 empty] | c_DK1_SmallDecentral | 6416 | 0.00010898
[11 empty] | c_DK1_SmallDecentral | 6417 | 0.00010332
[11 empty] | c_DK1_SmallDecentral | 6418 | 9.6153e-05
[11 empty] | c_DK1_SmallDecentral | 6419 | 9.182e-05
[11 empty] | c_DK1_SmallDecentral | 6420 | 8.8154e-05
[11 empty] | c_DK1_SmallDecentral | 6421 | 7.8822e-05
[11 empty] | c_DK1_SmallDecentral | 6422 | 7.5822e-05
[11 empty] | c_DK1_SmallDecentral | 6423 | 7.2656e-05
[11 empty] | c_DK1_SmallDecentral | 6424 | 7.3989e-05
[11 empty] | c_DK1_SmallDecentral | 6425 | 8.0155e-05
[11 empty] | c_DK1_SmallDecentral | 6426 | 8.3321e-05
[11 empty] | c_DK1_SmallDecentral | 6427 | 8.9154e-05
[11 empty] | c_DK1_SmallDecentral | 6428 | 9.1487e-05
[11 empty] | c_DK1_SmallDecentral | 6429 | 8.4654e-05
[11 empty] | c_DK1_SmallDecentral | 6430 | 6.749e-05
[11 empty] | c_DK1_SmallDecentral | 6431 | 4.5493e-05
[11 empty] | c_DK1_SmallDecentral | 6432 | 3.5661e-05
[11 empty] | c_DK1_SmallDecentral | 6433 | 3.9328e-05
[11 empty] | c_DK1_SmallDecentral | 6434 | 3.9661e-05
[11 empty] | c_DK1_SmallDecentral | 6435 | 4.316e-05
[11 empty] | c_DK1_SmallDecentral | 6436 | 6.4157e-05
[11 empty] | c_DK1_SmallDecentral | 6437 | 0.00010765
[11 empty] | c_DK1_SmallDecentral | 6438 | 0.00013015
[11 empty] | c_DK1_SmallDecentral | 6439 | 0.00012781
[11 empty] | c_DK1_SmallDecentral | 6440 | 0.00010715
[11 empty] | c_DK1_SmallDecentral | 6441 | 0.00010165
[11 empty] | c_DK1_SmallDecentral | 6442 | 9.4653e-05
[11 empty] | c_DK1_SmallDecentral | 6443 | 9.032e-05
[11 empty] | c_DK1_SmallDecentral | 6444 | 8.6821e-05
[11 empty] | c_DK1_SmallDecentral | 6445 | 7.7655e-05
[11 empty] | c_DK1_SmallDecentral | 6446 | 7.4489e-05
[11 empty] | c_DK1_SmallDecentral | 6447 | 7.1156e-05
[11 empty] | c_DK1_SmallDecentral | 6448 | 7.2989e-05
[11 empty] | c_DK1_SmallDecentral | 6449 | 7.8988e-05
[11 empty] | c_DK1_SmallDecentral | 6450 | 8.1821e-05
[11 empty] | c_DK1_SmallDecentral | 6451 | 8.7654e-05
[11 empty] | c_DK1_SmallDecentral | 6452 | 9.0153e-05
[11 empty] | c_DK1_SmallDecentral | 6453 | 8.3154e-05
[11 empty] | c_DK1_SmallDecentral | 6454 | 6.599e-05
[11 empty] | c_DK1_SmallDecentral | 6455 | 4.4827e-05
[11 empty] | c_DK1_SmallDecentral | 6456 | 3.4995e-05
[11 empty] | c_DK1_SmallDecentral | 6457 | 3.7661e-05
[11 empty] | c_DK1_SmallDecentral | 6458 | 3.7494e-05
[11 empty] | c_DK1_SmallDecentral | 6459 | 4.0661e-05
[11 empty] | c_DK1_SmallDecentral | 6460 | 5.9825e-05
[11 empty] | c_DK1_SmallDecentral | 6461 | 0.00010165
[11 empty] | c_DK1_SmallDecentral | 6462 | 0.00012298
[11 empty] | c_DK1_SmallDecentral | 6463 | 0.00012298
[11 empty] | c_DK1_SmallDecentral | 6464 | 0.00010365
[11 empty] | c_DK1_SmallDecentral | 6465 | 9.8486e-05
[11 empty] | c_DK1_SmallDecentral | 6466 | 9.082e-05
[11 empty] | c_DK1_SmallDecentral | 6467 | 8.6487e-05
[11 empty] | c_DK1_SmallDecentral | 6468 | 8.3821e-05
[11 empty] | c_DK1_SmallDecentral | 6469 | 7.5156e-05
[11 empty] | c_DK1_SmallDecentral | 6470 | 7.1323e-05
[11 empty] | c_DK1_SmallDecentral | 6471 | 6.799e-05
[11 empty] | c_DK1_SmallDecentral | 6472 | 6.9323e-05
[11 empty] | c_DK1_SmallDecentral | 6473 | 7.5989e-05
[11 empty] | c_DK1_SmallDecentral | 6474 | 7.8988e-05
[11 empty] | c_DK1_SmallDecentral | 6475 | 8.5321e-05
[11 empty] | c_DK1_SmallDecentral | 6476 | 8.7154e-05
[11 empty] | c_DK1_SmallDecentral | 6477 | 8.1155e-05
[11 empty] | c_DK1_SmallDecentral | 6478 | 6.3824e-05
[11 empty] | c_DK1_SmallDecentral | 6479 | 4.2994e-05
[11 empty] | c_DK1_SmallDecentral | 6480 | 3.8494e-05
[11 empty] | c_DK1_SmallDecentral | 6481 | 3.8828e-05
[11 empty] | c_DK1_SmallDecentral | 6482 | 3.6161e-05
[11 empty] | c_DK1_SmallDecentral | 6483 | 4.0994e-05
[11 empty] | c_DK1_SmallDecentral | 6484 | 6.0491e-05
[11 empty] | c_DK1_SmallDecentral | 6485 | 9.6153e-05
[11 empty] | c_DK1_SmallDecentral | 6486 | 0.00012232
[11 empty] | c_DK1_SmallDecentral | 6487 | 0.00012198
[11 empty] | c_DK1_SmallDecentral | 6488 | 0.00010248
[11 empty] | c_DK1_SmallDecentral | 6489 | 9.5819e-05
[11 empty] | c_DK1_SmallDecentral | 6490 | 9.2653e-05
[11 empty] | c_DK1_SmallDecentral | 6491 | 8.4821e-05
[11 empty] | c_DK1_SmallDecentral | 6492 | 8.2321e-05
[11 empty] | c_DK1_SmallDecentral | 6493 | 7.2656e-05
[11 empty] | c_DK1_SmallDecentral | 6494 | 7.6155e-05
[11 empty] | c_DK1_SmallDecentral | 6495 | 7.1823e-05
[11 empty] | c_DK1_SmallDecentral | 6496 | 7.2656e-05
[11 empty] | c_DK1_SmallDecentral | 6497 | 7.5822e-05
[11 empty] | c_DK1_SmallDecentral | 6498 | 7.9322e-05
[11 empty] | c_DK1_SmallDecentral | 6499 | 8.3488e-05
[11 empty] | c_DK1_SmallDecentral | 6500 | 8.4987e-05
[11 empty] | c_DK1_SmallDecentral | 6501 | 8.0821e-05
[11 empty] | c_DK1_SmallDecentral | 6502 | 6.3491e-05
[11 empty] | c_DK1_SmallDecentral | 6503 | 4.3327e-05
[11 empty] | c_DK1_SmallDecentral | 6504 | 3.7828e-05
[11 empty] | c_DK1_SmallDecentral | 6505 | 4.1994e-05
[11 empty] | c_DK1_SmallDecentral | 6506 | 4.3327e-05
[11 empty] | c_DK1_SmallDecentral | 6507 | 5.2992e-05
[11 empty] | c_DK1_SmallDecentral | 6508 | 7.6655e-05
[11 empty] | c_DK1_SmallDecentral | 6509 | 0.00011348
[11 empty] | c_DK1_SmallDecentral | 6510 | 0.00011932
[11 empty] | c_DK1_SmallDecentral | 6511 | 0.00012182
[11 empty] | c_DK1_SmallDecentral | 6512 | 0.00010015
[11 empty] | c_DK1_SmallDecentral | 6513 | 9.382e-05
[11 empty] | c_DK1_SmallDecentral | 6514 | 8.882e-05
[11 empty] | c_DK1_SmallDecentral | 6515 | 8.4321e-05
[11 empty] | c_DK1_SmallDecentral | 6516 | 8.2155e-05
[11 empty] | c_DK1_SmallDecentral | 6517 | 7.4656e-05
[11 empty] | c_DK1_SmallDecentral | 6518 | 7.2823e-05
[11 empty] | c_DK1_SmallDecentral | 6519 | 6.999e-05
[11 empty] | c_DK1_SmallDecentral | 6520 | 7.2989e-05
[11 empty] | c_DK1_SmallDecentral | 6521 | 7.8822e-05
[11 empty] | c_DK1_SmallDecentral | 6522 | 8.2988e-05
[11 empty] | c_DK1_SmallDecentral | 6523 | 8.8154e-05
[11 empty] | c_DK1_SmallDecentral | 6524 | 9.032e-05
[11 empty] | c_DK1_SmallDecentral | 6525 | 8.6154e-05
[11 empty] | c_DK1_SmallDecentral | 6526 | 6.749e-05
[11 empty] | c_DK1_SmallDecentral | 6527 | 4.716e-05
[11 empty] | c_DK1_SmallDecentral | 6528 | 4.0494e-05
[11 empty] | c_DK1_SmallDecentral | 6529 | 4.4493e-05
[11 empty] | c_DK1_SmallDecentral | 6530 | 4.516e-05
[11 empty] | c_DK1_SmallDecentral | 6531 | 4.9326e-05
[11 empty] | c_DK1_SmallDecentral | 6532 | 7.1823e-05
[11 empty] | c_DK1_SmallDecentral | 6533 | 0.00011865
[11 empty] | c_DK1_SmallDecentral | 6534 | 0.00014281
[11 empty] | c_DK1_SmallDecentral | 6535 | 0.00014031
[11 empty] | c_DK1_SmallDecentral | 6536 | 0.00011665
[11 empty] | c_DK1_SmallDecentral | 6537 | 0.00011048
[11 empty] | c_DK1_SmallDecentral | 6538 | 0.00010298
[11 empty] | c_DK1_SmallDecentral | 6539 | 9.7819e-05
[11 empty] | c_DK1_SmallDecentral | 6540 | 9.4153e-05
[11 empty] | c_DK1_SmallDecentral | 6541 | 8.4654e-05
[11 empty] | c_DK1_SmallDecentral | 6542 | 8.2155e-05
[11 empty] | c_DK1_SmallDecentral | 6543 | 7.9655e-05
[11 empty] | c_DK1_SmallDecentral | 6544 | 8.1488e-05
[11 empty] | c_DK1_SmallDecentral | 6545 | 8.8154e-05
[11 empty] | c_DK1_SmallDecentral | 6546 | 9.1487e-05
[11 empty] | c_DK1_SmallDecentral | 6547 | 9.7986e-05
[11 empty] | c_DK1_SmallDecentral | 6548 | 0.00010132
[11 empty] | c_DK1_SmallDecentral | 6549 | 9.3653e-05
[11 empty] | c_DK1_SmallDecentral | 6550 | 7.4656e-05
[11 empty] | c_DK1_SmallDecentral | 6551 | 5.0992e-05
[11 empty] | c_DK1_SmallDecentral | 6552 | 4.766e-05
[11 empty] | c_DK1_SmallDecentral | 6553 | 5.1826e-05
[11 empty] | c_DK1_SmallDecentral | 6554 | 5.2659e-05
[11 empty] | c_DK1_SmallDecentral | 6555 | 5.7658e-05
[11 empty] | c_DK1_SmallDecentral | 6556 | 8.3488e-05
[11 empty] | c_DK1_SmallDecentral | 6557 | 0.00013581
[11 empty] | c_DK1_SmallDecentral | 6558 | 0.00016448
[11 empty] | c_DK1_SmallDecentral | 6559 | 0.00016148
[11 empty] | c_DK1_SmallDecentral | 6560 | 0.00013781
[11 empty] | c_DK1_SmallDecentral | 6561 | 0.00013015
[11 empty] | c_DK1_SmallDecentral | 6562 | 0.00012082
[11 empty] | c_DK1_SmallDecentral | 6563 | 0.00011465
[11 empty] | c_DK1_SmallDecentral | 6564 | 0.00010982
[11 empty] | c_DK1_SmallDecentral | 6565 | 9.9819e-05
[11 empty] | c_DK1_SmallDecentral | 6566 | 9.6153e-05
[11 empty] | c_DK1_SmallDecentral | 6567 | 9.2986e-05
[11 empty] | c_DK1_SmallDecentral | 6568 | 9.4986e-05
[11 empty] | c_DK1_SmallDecentral | 6569 | 0.00010215
[11 empty] | c_DK1_SmallDecentral | 6570 | 0.00010632
[11 empty] | c_DK1_SmallDecentral | 6571 | 0.00011365
[11 empty] | c_DK1_SmallDecentral | 6572 | 0.00011565
[11 empty] | c_DK1_SmallDecentral | 6573 | 0.00010748
[11 empty] | c_DK1_SmallDecentral | 6574 | 8.4987e-05
[11 empty] | c_DK1_SmallDecentral | 6575 | 5.8158e-05
[11 empty] | c_DK1_SmallDecentral | 6576 | 5.3659e-05
[11 empty] | c_DK1_SmallDecentral | 6577 | 5.8491e-05
[11 empty] | c_DK1_SmallDecentral | 6578 | 5.8991e-05
[11 empty] | c_DK1_SmallDecentral | 6579 | 6.4657e-05
[11 empty] | c_DK1_SmallDecentral | 6580 | 9.032e-05
[11 empty] | c_DK1_SmallDecentral | 6581 | 0.00014181
[11 empty] | c_DK1_SmallDecentral | 6582 | 0.00016881
[11 empty] | c_DK1_SmallDecentral | 6583 | 0.00016614
[11 empty] | c_DK1_SmallDecentral | 6584 | 0.00014548
[11 empty] | c_DK1_SmallDecentral | 6585 | 0.00013715
[11 empty] | c_DK1_SmallDecentral | 6586 | 0.00012831
[11 empty] | c_DK1_SmallDecentral | 6587 | 0.00012248
[11 empty] | c_DK1_SmallDecentral | 6588 | 0.00011815
[11 empty] | c_DK1_SmallDecentral | 6589 | 0.00010848
[11 empty] | c_DK1_SmallDecentral | 6590 | 0.00010615
[11 empty] | c_DK1_SmallDecentral | 6591 | 0.00010348
[11 empty] | c_DK1_SmallDecentral | 6592 | 0.00010648
[11 empty] | c_DK1_SmallDecentral | 6593 | 0.00011382
[11 empty] | c_DK1_SmallDecentral | 6594 | 0.00011698
[11 empty] | c_DK1_SmallDecentral | 6595 | 0.00012248
[11 empty] | c_DK1_SmallDecentral | 6596 | 0.00012382
[11 empty] | c_DK1_SmallDecentral | 6597 | 0.00011348
[11 empty] | c_DK1_SmallDecentral | 6598 | 9.032e-05
[11 empty] | c_DK1_SmallDecentral | 6599 | 6.4491e-05
[11 empty] | c_DK1_SmallDecentral | 6600 | 5.8825e-05
[11 empty] | c_DK1_SmallDecentral | 6601 | 6.4324e-05
[11 empty] | c_DK1_SmallDecentral | 6602 | 6.4657e-05
[11 empty] | c_DK1_SmallDecentral | 6603 | 7.099e-05
[11 empty] | c_DK1_SmallDecentral | 6604 | 9.7152e-05
[11 empty] | c_DK1_SmallDecentral | 6605 | 0.00014931
[11 empty] | c_DK1_SmallDecentral | 6606 | 0.00017631
[11 empty] | c_DK1_SmallDecentral | 6607 | 0.00017381
[11 empty] | c_DK1_SmallDecentral | 6608 | 0.00015398
[11 empty] | c_DK1_SmallDecentral | 6609 | 0.00014531
[11 empty] | c_DK1_SmallDecentral | 6610 | 0.00013615
[11 empty] | c_DK1_SmallDecentral | 6611 | 0.00013048
[11 empty] | c_DK1_SmallDecentral | 6612 | 0.00012631
[11 empty] | c_DK1_SmallDecentral | 6613 | 0.00011682
[11 empty] | c_DK1_SmallDecentral | 6614 | 0.00011498
[11 empty] | c_DK1_SmallDecentral | 6615 | 0.00011265
[11 empty] | c_DK1_SmallDecentral | 6616 | 0.00011582
[11 empty] | c_DK1_SmallDecentral | 6617 | 0.00012382
[11 empty] | c_DK1_SmallDecentral | 6618 | 0.00012631
[11 empty] | c_DK1_SmallDecentral | 6619 | 0.00013098
[11 empty] | c_DK1_SmallDecentral | 6620 | 0.00013215
[11 empty] | c_DK1_SmallDecentral | 6621 | 0.00012048
[11 empty] | c_DK1_SmallDecentral | 6622 | 9.5819e-05
[11 empty] | c_DK1_SmallDecentral | 6623 | 6.999e-05
[11 empty] | c_DK1_SmallDecentral | 6624 | 6.0991e-05
[11 empty] | c_DK1_SmallDecentral | 6625 | 6.5824e-05
[11 empty] | c_DK1_SmallDecentral | 6626 | 6.5824e-05
[11 empty] | c_DK1_SmallDecentral | 6627 | 7.1489e-05
[11 empty] | c_DK1_SmallDecentral | 6628 | 9.6819e-05
[11 empty] | c_DK1_SmallDecentral | 6629 | 0.00014881
[11 empty] | c_DK1_SmallDecentral | 6630 | 0.00017697
[11 empty] | c_DK1_SmallDecentral | 6631 | 0.00017681
[11 empty] | c_DK1_SmallDecentral | 6632 | 0.00015814
[11 empty] | c_DK1_SmallDecentral | 6633 | 0.00014898
[11 empty] | c_DK1_SmallDecentral | 6634 | 0.00013915
[11 empty] | c_DK1_SmallDecentral | 6635 | 0.00013281
[11 empty] | c_DK1_SmallDecentral | 6636 | 0.00012898
[11 empty] | c_DK1_SmallDecentral | 6637 | 0.00011982
[11 empty] | c_DK1_SmallDecentral | 6638 | 0.00011748
[11 empty] | c_DK1_SmallDecentral | 6639 | 0.00011532
[11 empty] | c_DK1_SmallDecentral | 6640 | 0.00011848
[11 empty] | c_DK1_SmallDecentral | 6641 | 0.00012715
[11 empty] | c_DK1_SmallDecentral | 6642 | 0.00013048
[11 empty] | c_DK1_SmallDecentral | 6643 | 0.00013548
[11 empty] | c_DK1_SmallDecentral | 6644 | 0.00013581
[11 empty] | c_DK1_SmallDecentral | 6645 | 0.00012448
[11 empty] | c_DK1_SmallDecentral | 6646 | 9.8152e-05
[11 empty] | c_DK1_SmallDecentral | 6647 | 7.1823e-05
[11 empty] | c_DK1_SmallDecentral | 6648 | 6.799e-05
[11 empty] | c_DK1_SmallDecentral | 6649 | 7.1489e-05
[11 empty] | c_DK1_SmallDecentral | 6650 | 6.8157e-05
[11 empty] | c_DK1_SmallDecentral | 6651 | 7.7155e-05
[11 empty] | c_DK1_SmallDecentral | 6652 | 0.00010382
[11 empty] | c_DK1_SmallDecentral | 6653 | 0.00015264
[11 empty] | c_DK1_SmallDecentral | 6654 | 0.00018581
[11 empty] | c_DK1_SmallDecentral | 6655 | 0.00018364
[11 empty] | c_DK1_SmallDecentral | 6656 | 0.00016331
[11 empty] | c_DK1_SmallDecentral | 6657 | 0.00015298
[11 empty] | c_DK1_SmallDecentral | 6658 | 0.00014631
[11 empty] | c_DK1_SmallDecentral | 6659 | 0.00013731
[11 empty] | c_DK1_SmallDecentral | 6660 | 0.00013365
[11 empty] | c_DK1_SmallDecentral | 6661 | 0.00012198
[11 empty] | c_DK1_SmallDecentral | 6662 | 0.00012581
[11 empty] | c_DK1_SmallDecentral | 6663 | 0.00012365
[11 empty] | c_DK1_SmallDecentral | 6664 | 0.00012798
[11 empty] | c_DK1_SmallDecentral | 6665 | 0.00013381
[11 empty] | c_DK1_SmallDecentral | 6666 | 0.00013815
[11 empty] | c_DK1_SmallDecentral | 6667 | 0.00013998
[11 empty] | c_DK1_SmallDecentral | 6668 | 0.00014065
[11 empty] | c_DK1_SmallDecentral | 6669 | 0.00013031
[11 empty] | c_DK1_SmallDecentral | 6670 | 0.00010448
[11 empty] | c_DK1_SmallDecentral | 6671 | 7.6489e-05
[11 empty] | c_DK1_SmallDecentral | 6672 | 7.4322e-05
[11 empty] | c_DK1_SmallDecentral | 6673 | 8.3154e-05
[11 empty] | c_DK1_SmallDecentral | 6674 | 8.1655e-05
[11 empty] | c_DK1_SmallDecentral | 6675 | 9.5153e-05
[11 empty] | c_DK1_SmallDecentral | 6676 | 0.00012615
[11 empty] | c_DK1_SmallDecentral | 6677 | 0.00017881
[11 empty] | c_DK1_SmallDecentral | 6678 | 0.00018664
[11 empty] | c_DK1_SmallDecentral | 6679 | 0.00018497
[11 empty] | c_DK1_SmallDecentral | 6680 | 0.00016281
[11 empty] | c_DK1_SmallDecentral | 6681 | 0.00015498
[11 empty] | c_DK1_SmallDecentral | 6682 | 0.00014681
[11 empty] | c_DK1_SmallDecentral | 6683 | 0.00014165
[11 empty] | c_DK1_SmallDecentral | 6684 | 0.00013831
[11 empty] | c_DK1_SmallDecentral | 6685 | 0.00013031
[11 empty] | c_DK1_SmallDecentral | 6686 | 0.00013065
[11 empty] | c_DK1_SmallDecentral | 6687 | 0.00012865
[11 empty] | c_DK1_SmallDecentral | 6688 | 0.00013531
[11 empty] | c_DK1_SmallDecentral | 6689 | 0.00014481
[11 empty] | c_DK1_SmallDecentral | 6690 | 0.00014881
[11 empty] | c_DK1_SmallDecentral | 6691 | 0.00015214
[11 empty] | c_DK1_SmallDecentral | 6692 | 0.00015348
[11 empty] | c_DK1_SmallDecentral | 6693 | 0.00014265
[11 empty] | c_DK1_SmallDecentral | 6694 | 0.00011515
[11 empty] | c_DK1_SmallDecentral | 6695 | 8.7154e-05
[11 empty] | c_DK1_SmallDecentral | 6696 | 7.6822e-05
[11 empty] | c_DK1_SmallDecentral | 6697 | 8.3488e-05
[11 empty] | c_DK1_SmallDecentral | 6698 | 8.4321e-05
[11 empty] | c_DK1_SmallDecentral | 6699 | 9.182e-05
[11 empty] | c_DK1_SmallDecentral | 6700 | 0.00011982
[11 empty] | c_DK1_SmallDecentral | 6701 | 0.00017881
[11 empty] | c_DK1_SmallDecentral | 6702 | 0.00020797
[11 empty] | c_DK1_SmallDecentral | 6703 | 0.00020514
[11 empty] | c_DK1_SmallDecentral | 6704 | 0.00018314
[11 empty] | c_DK1_SmallDecentral | 6705 | 0.00017447
[11 empty] | c_DK1_SmallDecentral | 6706 | 0.00016514
[11 empty] | c_DK1_SmallDecentral | 6707 | 0.00015781
[11 empty] | c_DK1_SmallDecentral | 6708 | 0.00015381
[11 empty] | c_DK1_SmallDecentral | 6709 | 0.00014398
[11 empty] | c_DK1_SmallDecentral | 6710 | 0.00014331
[11 empty] | c_DK1_SmallDecentral | 6711 | 0.00014165
[11 empty] | c_DK1_SmallDecentral | 6712 | 0.00014715
[11 empty] | c_DK1_SmallDecentral | 6713 | 0.00015548
[11 empty] | c_DK1_SmallDecentral | 6714 | 0.00015848
[11 empty] | c_DK1_SmallDecentral | 6715 | 0.00016214
[11 empty] | c_DK1_SmallDecentral | 6716 | 0.00016214
[11 empty] | c_DK1_SmallDecentral | 6717 | 0.00014764
[11 empty] | c_DK1_SmallDecentral | 6718 | 0.00011898
[11 empty] | c_DK1_SmallDecentral | 6719 | 8.9653e-05
[11 empty] | c_DK1_SmallDecentral | 6720 | 6.2991e-05
[11 empty] | c_DK1_SmallDecentral | 6721 | 6.8823e-05
[11 empty] | c_DK1_SmallDecentral | 6722 | 6.899e-05
[11 empty] | c_DK1_SmallDecentral | 6723 | 7.5489e-05
[11 empty] | c_DK1_SmallDecentral | 6724 | 0.00010265
[11 empty] | c_DK1_SmallDecentral | 6725 | 0.00015648
[11 empty] | c_DK1_SmallDecentral | 6726 | 0.00018414
[11 empty] | c_DK1_SmallDecentral | 6727 | 0.00018164
[11 empty] | c_DK1_SmallDecentral | 6728 | 0.00016181
[11 empty] | c_DK1_SmallDecentral | 6729 | 0.00015281
[11 empty] | c_DK1_SmallDecentral | 6730 | 0.00014348
[11 empty] | c_DK1_SmallDecentral | 6731 | 0.00013731
[11 empty] | c_DK1_SmallDecentral | 6732 | 0.00013298
[11 empty] | c_DK1_SmallDecentral | 6733 | 0.00012348
[11 empty] | c_DK1_SmallDecentral | 6734 | 0.00012182
[11 empty] | c_DK1_SmallDecentral | 6735 | 0.00011965
[11 empty] | c_DK1_SmallDecentral | 6736 | 0.00012332
[11 empty] | c_DK1_SmallDecentral | 6737 | 0.00013131
[11 empty] | c_DK1_SmallDecentral | 6738 | 0.00013398
[11 empty] | c_DK1_SmallDecentral | 6739 | 0.00013848
[11 empty] | c_DK1_SmallDecentral | 6740 | 0.00013931
[11 empty] | c_DK1_SmallDecentral | 6741 | 0.00012681
[11 empty] | c_DK1_SmallDecentral | 6742 | 0.00010082
[11 empty] | c_DK1_SmallDecentral | 6743 | 7.4322e-05
[11 empty] | c_DK1_SmallDecentral | 6744 | 5.4159e-05
[11 empty] | c_DK1_SmallDecentral | 6745 | 5.9325e-05
[11 empty] | c_DK1_SmallDecentral | 6746 | 5.9825e-05
[11 empty] | c_DK1_SmallDecentral | 6747 | 6.549e-05
[11 empty] | c_DK1_SmallDecentral | 6748 | 9.1487e-05
[11 empty] | c_DK1_SmallDecentral | 6749 | 0.00014298
[11 empty] | c_DK1_SmallDecentral | 6750 | 0.00017014
[11 empty] | c_DK1_SmallDecentral | 6751 | 0.00016748
[11 empty] | c_DK1_SmallDecentral | 6752 | 0.00014665
[11 empty] | c_DK1_SmallDecentral | 6753 | 0.00013831
[11 empty] | c_DK1_SmallDecentral | 6754 | 0.00012948
[11 empty] | c_DK1_SmallDecentral | 6755 | 0.00012348
[11 empty] | c_DK1_SmallDecentral | 6756 | 0.00011948
[11 empty] | c_DK1_SmallDecentral | 6757 | 0.00010965
[11 empty] | c_DK1_SmallDecentral | 6758 | 0.00010732
[11 empty] | c_DK1_SmallDecentral | 6759 | 0.00010465
[11 empty] | c_DK1_SmallDecentral | 6760 | 0.00010748
[11 empty] | c_DK1_SmallDecentral | 6761 | 0.00011515
[11 empty] | c_DK1_SmallDecentral | 6762 | 0.00011832
[11 empty] | c_DK1_SmallDecentral | 6763 | 0.00012382
[11 empty] | c_DK1_SmallDecentral | 6764 | 0.00012515
[11 empty] | c_DK1_SmallDecentral | 6765 | 0.00011465
[11 empty] | c_DK1_SmallDecentral | 6766 | 9.0987e-05
[11 empty] | c_DK1_SmallDecentral | 6767 | 6.5157e-05
[11 empty] | c_DK1_SmallDecentral | 6768 | 5.0326e-05
[11 empty] | c_DK1_SmallDecentral | 6769 | 5.4825e-05
[11 empty] | c_DK1_SmallDecentral | 6770 | 5.5492e-05
[11 empty] | c_DK1_SmallDecentral | 6771 | 6.0824e-05
[11 empty] | c_DK1_SmallDecentral | 6772 | 8.6821e-05
[11 empty] | c_DK1_SmallDecentral | 6773 | 0.00013931
[11 empty] | c_DK1_SmallDecentral | 6774 | 0.00016814
[11 empty] | c_DK1_SmallDecentral | 6775 | 0.00016514
[11 empty] | c_DK1_SmallDecentral | 6776 | 0.00014198
[11 empty] | c_DK1_SmallDecentral | 6777 | 0.00013398
[11 empty] | c_DK1_SmallDecentral | 6778 | 0.00012465
[11 empty] | c_DK1_SmallDecentral | 6779 | 0.00011865
[11 empty] | c_DK1_SmallDecentral | 6780 | 0.00011382
[11 empty] | c_DK1_SmallDecentral | 6781 | 0.00010398
[11 empty] | c_DK1_SmallDecentral | 6782 | 0.00010065
[11 empty] | c_DK1_SmallDecentral | 6783 | 9.7652e-05
[11 empty] | c_DK1_SmallDecentral | 6784 | 9.9985e-05
[11 empty] | c_DK1_SmallDecentral | 6785 | 0.00010732
[11 empty] | c_DK1_SmallDecentral | 6786 | 0.00011098
[11 empty] | c_DK1_SmallDecentral | 6787 | 0.00011798
[11 empty] | c_DK1_SmallDecentral | 6788 | 0.00011982
[11 empty] | c_DK1_SmallDecentral | 6789 | 0.00011082
[11 empty] | c_DK1_SmallDecentral | 6790 | 8.7654e-05
[11 empty] | c_DK1_SmallDecentral | 6791 | 6.0991e-05
[11 empty] | c_DK1_SmallDecentral | 6792 | 4.4827e-05
[11 empty] | c_DK1_SmallDecentral | 6793 | 4.8326e-05
[11 empty] | c_DK1_SmallDecentral | 6794 | 4.816e-05
[11 empty] | c_DK1_SmallDecentral | 6795 | 5.2326e-05
[11 empty] | c_DK1_SmallDecentral | 6796 | 7.5822e-05
[11 empty] | c_DK1_SmallDecentral | 6797 | 0.00012481
[11 empty] | c_DK1_SmallDecentral | 6798 | 0.00015214
[11 empty] | c_DK1_SmallDecentral | 6799 | 0.00015164
[11 empty] | c_DK1_SmallDecentral | 6800 | 0.00012998
[11 empty] | c_DK1_SmallDecentral | 6801 | 0.00012232
[11 empty] | c_DK1_SmallDecentral | 6802 | 0.00011298
[11 empty] | c_DK1_SmallDecentral | 6803 | 0.00010682
[11 empty] | c_DK1_SmallDecentral | 6804 | 0.00010348
[11 empty] | c_DK1_SmallDecentral | 6805 | 9.382e-05
[11 empty] | c_DK1_SmallDecentral | 6806 | 8.932e-05
[11 empty] | c_DK1_SmallDecentral | 6807 | 8.6154e-05
[11 empty] | c_DK1_SmallDecentral | 6808 | 8.8154e-05
[11 empty] | c_DK1_SmallDecentral | 6809 | 9.5653e-05
[11 empty] | c_DK1_SmallDecentral | 6810 | 9.9819e-05
[11 empty] | c_DK1_SmallDecentral | 6811 | 0.00010765
[11 empty] | c_DK1_SmallDecentral | 6812 | 0.00010932
[11 empty] | c_DK1_SmallDecentral | 6813 | 0.00010198
[11 empty] | c_DK1_SmallDecentral | 6814 | 7.9988e-05
[11 empty] | c_DK1_SmallDecentral | 6815 | 5.4325e-05
[11 empty] | c_DK1_SmallDecentral | 6816 | 4.6493e-05
[11 empty] | c_DK1_SmallDecentral | 6817 | 4.666e-05
[11 empty] | c_DK1_SmallDecentral | 6818 | 4.3994e-05
[11 empty] | c_DK1_SmallDecentral | 6819 | 4.9826e-05
[11 empty] | c_DK1_SmallDecentral | 6820 | 7.2323e-05
[11 empty] | c_DK1_SmallDecentral | 6821 | 0.00011365
[11 empty] | c_DK1_SmallDecentral | 6822 | 0.00014365
[11 empty] | c_DK1_SmallDecentral | 6823 | 0.00014315
[11 empty] | c_DK1_SmallDecentral | 6824 | 0.00012198
[11 empty] | c_DK1_SmallDecentral | 6825 | 0.00011365
[11 empty] | c_DK1_SmallDecentral | 6826 | 0.00010915
[11 empty] | c_DK1_SmallDecentral | 6827 | 9.9985e-05
[11 empty] | c_DK1_SmallDecentral | 6828 | 9.6819e-05
[11 empty] | c_DK1_SmallDecentral | 6829 | 8.6321e-05
[11 empty] | c_DK1_SmallDecentral | 6830 | 8.932e-05
[11 empty] | c_DK1_SmallDecentral | 6831 | 8.5154e-05
[11 empty] | c_DK1_SmallDecentral | 6832 | 8.6321e-05
[11 empty] | c_DK1_SmallDecentral | 6833 | 9.0153e-05
[11 empty] | c_DK1_SmallDecentral | 6834 | 9.4819e-05
[11 empty] | c_DK1_SmallDecentral | 6835 | 9.9819e-05
[11 empty] | c_DK1_SmallDecentral | 6836 | 0.00010132
[11 empty] | c_DK1_SmallDecentral | 6837 | 9.6486e-05
[11 empty] | c_DK1_SmallDecentral | 6838 | 7.5822e-05
[11 empty] | c_DK1_SmallDecentral | 6839 | 5.1826e-05
[11 empty] | c_DK1_SmallDecentral | 6840 | 4.366e-05
[11 empty] | c_DK1_SmallDecentral | 6841 | 4.8493e-05
[11 empty] | c_DK1_SmallDecentral | 6842 | 4.9993e-05
[11 empty] | c_DK1_SmallDecentral | 6843 | 6.0991e-05
[11 empty] | c_DK1_SmallDecentral | 6844 | 8.782e-05
[11 empty] | c_DK1_SmallDecentral | 6845 | 0.00012965
[11 empty] | c_DK1_SmallDecentral | 6846 | 0.00013581
[11 empty] | c_DK1_SmallDecentral | 6847 | 0.00013831
[11 empty] | c_DK1_SmallDecentral | 6848 | 0.00011465
[11 empty] | c_DK1_SmallDecentral | 6849 | 0.00010698
[11 empty] | c_DK1_SmallDecentral | 6850 | 0.00010132
[11 empty] | c_DK1_SmallDecentral | 6851 | 9.5986e-05
[11 empty] | c_DK1_SmallDecentral | 6852 | 9.3486e-05
[11 empty] | c_DK1_SmallDecentral | 6853 | 8.5154e-05
[11 empty] | c_DK1_SmallDecentral | 6854 | 8.3488e-05
[11 empty] | c_DK1_SmallDecentral | 6855 | 8.0655e-05
[11 empty] | c_DK1_SmallDecentral | 6856 | 8.3821e-05
[11 empty] | c_DK1_SmallDecentral | 6857 | 9.032e-05
[11 empty] | c_DK1_SmallDecentral | 6858 | 9.5319e-05
[11 empty] | c_DK1_SmallDecentral | 6859 | 0.00010149
[11 empty] | c_DK1_SmallDecentral | 6860 | 0.00010365
[11 empty] | c_DK1_SmallDecentral | 6861 | 9.8652e-05
[11 empty] | c_DK1_SmallDecentral | 6862 | 7.7322e-05
[11 empty] | c_DK1_SmallDecentral | 6863 | 5.4325e-05
[11 empty] | c_DK1_SmallDecentral | 6864 | 4.2994e-05
[11 empty] | c_DK1_SmallDecentral | 6865 | 4.7326e-05
[11 empty] | c_DK1_SmallDecentral | 6866 | 4.7993e-05
[11 empty] | c_DK1_SmallDecentral | 6867 | 5.2492e-05
[11 empty] | c_DK1_SmallDecentral | 6868 | 7.5989e-05
[11 empty] | c_DK1_SmallDecentral | 6869 | 0.00012515
[11 empty] | c_DK1_SmallDecentral | 6870 | 0.00015048
[11 empty] | c_DK1_SmallDecentral | 6871 | 0.00014814
[11 empty] | c_DK1_SmallDecentral | 6872 | 0.00012332
[11 empty] | c_DK1_SmallDecentral | 6873 | 0.00011682
[11 empty] | c_DK1_SmallDecentral | 6874 | 0.00010882
[11 empty] | c_DK1_SmallDecentral | 6875 | 0.00010332
[11 empty] | c_DK1_SmallDecentral | 6876 | 9.9319e-05
[11 empty] | c_DK1_SmallDecentral | 6877 | 8.9653e-05
[11 empty] | c_DK1_SmallDecentral | 6878 | 8.7154e-05
[11 empty] | c_DK1_SmallDecentral | 6879 | 8.4488e-05
[11 empty] | c_DK1_SmallDecentral | 6880 | 8.6321e-05
[11 empty] | c_DK1_SmallDecentral | 6881 | 9.332e-05
[11 empty] | c_DK1_SmallDecentral | 6882 | 9.6986e-05
[11 empty] | c_DK1_SmallDecentral | 6883 | 0.00010415
[11 empty] | c_DK1_SmallDecentral | 6884 | 0.00010715
[11 empty] | c_DK1_SmallDecentral | 6885 | 9.9319e-05
[11 empty] | c_DK1_SmallDecentral | 6886 | 7.8822e-05
[11 empty] | c_DK1_SmallDecentral | 6887 | 5.3825e-05
[11 empty] | c_DK1_SmallDecentral | 6888 | 4.2494e-05
[11 empty] | c_DK1_SmallDecentral | 6889 | 4.6327e-05
[11 empty] | c_DK1_SmallDecentral | 6890 | 4.6993e-05
[11 empty] | c_DK1_SmallDecentral | 6891 | 5.1159e-05
[11 empty] | c_DK1_SmallDecentral | 6892 | 7.5156e-05
[11 empty] | c_DK1_SmallDecentral | 6893 | 0.00012365
[11 empty] | c_DK1_SmallDecentral | 6894 | 0.00015014
[11 empty] | c_DK1_SmallDecentral | 6895 | 0.00014731
[11 empty] | c_DK1_SmallDecentral | 6896 | 0.00012498
[11 empty] | c_DK1_SmallDecentral | 6897 | 0.00011815
[11 empty] | c_DK1_SmallDecentral | 6898 | 0.00010982
[11 empty] | c_DK1_SmallDecentral | 6899 | 0.00010432
[11 empty] | c_DK1_SmallDecentral | 6900 | 9.9819e-05
[11 empty] | c_DK1_SmallDecentral | 6901 | 9.0153e-05
[11 empty] | c_DK1_SmallDecentral | 6902 | 8.6821e-05
[11 empty] | c_DK1_SmallDecentral | 6903 | 8.3654e-05
[11 empty] | c_DK1_SmallDecentral | 6904 | 8.5321e-05
[11 empty] | c_DK1_SmallDecentral | 6905 | 9.2153e-05
[11 empty] | c_DK1_SmallDecentral | 6906 | 9.5486e-05
[11 empty] | c_DK1_SmallDecentral | 6907 | 0.00010248
[11 empty] | c_DK1_SmallDecentral | 6908 | 0.00010498
[11 empty] | c_DK1_SmallDecentral | 6909 | 9.6986e-05
[11 empty] | c_DK1_SmallDecentral | 6910 | 7.6989e-05
[11 empty] | c_DK1_SmallDecentral | 6911 | 5.2326e-05
[11 empty] | c_DK1_SmallDecentral | 6912 | 4.2827e-05
[11 empty] | c_DK1_SmallDecentral | 6913 | 4.666e-05
[11 empty] | c_DK1_SmallDecentral | 6914 | 4.7326e-05
[11 empty] | c_DK1_SmallDecentral | 6915 | 5.1826e-05
[11 empty] | c_DK1_SmallDecentral | 6916 | 7.5989e-05
[11 empty] | c_DK1_SmallDecentral | 6917 | 0.00012498
[11 empty] | c_DK1_SmallDecentral | 6918 | 0.00015164
[11 empty] | c_DK1_SmallDecentral | 6919 | 0.00014881
[11 empty] | c_DK1_SmallDecentral | 6920 | 0.00012615
[11 empty] | c_DK1_SmallDecentral | 6921 | 0.00011898
[11 empty] | c_DK1_SmallDecentral | 6922 | 0.00011082
[11 empty] | c_DK1_SmallDecentral | 6923 | 0.00010515
[11 empty] | c_DK1_SmallDecentral | 6924 | 0.00010099
[11 empty] | c_DK1_SmallDecentral | 6925 | 9.1153e-05
[11 empty] | c_DK1_SmallDecentral | 6926 | 8.7654e-05
[11 empty] | c_DK1_SmallDecentral | 6927 | 8.4488e-05
[11 empty] | c_DK1_SmallDecentral | 6928 | 8.6154e-05
[11 empty] | c_DK1_SmallDecentral | 6929 | 9.2986e-05
[11 empty] | c_DK1_SmallDecentral | 6930 | 9.6819e-05
[11 empty] | c_DK1_SmallDecentral | 6931 | 0.00010365
[11 empty] | c_DK1_SmallDecentral | 6932 | 0.00010615
[11 empty] | c_DK1_SmallDecentral | 6933 | 9.8152e-05
[11 empty] | c_DK1_SmallDecentral | 6934 | 7.7989e-05
[11 empty] | c_DK1_SmallDecentral | 6935 | 5.2826e-05
[11 empty] | c_DK1_SmallDecentral | 6936 | 4.3494e-05
[11 empty] | c_DK1_SmallDecentral | 6937 | 4.7493e-05
[11 empty] | c_DK1_SmallDecentral | 6938 | 4.8326e-05
[11 empty] | c_DK1_SmallDecentral | 6939 | 5.2826e-05
[11 empty] | c_DK1_SmallDecentral | 6940 | 7.7155e-05
[11 empty] | c_DK1_SmallDecentral | 6941 | 0.00012665
[11 empty] | c_DK1_SmallDecentral | 6942 | 0.00015348
[11 empty] | c_DK1_SmallDecentral | 6943 | 0.00015064
[11 empty] | c_DK1_SmallDecentral | 6944 | 0.00012798
[11 empty] | c_DK1_SmallDecentral | 6945 | 0.00012098
[11 empty] | c_DK1_SmallDecentral | 6946 | 0.00011232
[11 empty] | c_DK1_SmallDecentral | 6947 | 0.00010665
[11 empty] | c_DK1_SmallDecentral | 6948 | 0.00010215
[11 empty] | c_DK1_SmallDecentral | 6949 | 9.232e-05
[11 empty] | c_DK1_SmallDecentral | 6950 | 8.8987e-05
[11 empty] | c_DK1_SmallDecentral | 6951 | 8.5654e-05
[11 empty] | c_DK1_SmallDecentral | 6952 | 8.7487e-05
[11 empty] | c_DK1_SmallDecentral | 6953 | 9.4319e-05
[11 empty] | c_DK1_SmallDecentral | 6954 | 9.8152e-05
[11 empty] | c_DK1_SmallDecentral | 6955 | 0.00010515
[11 empty] | c_DK1_SmallDecentral | 6956 | 0.00010732
[11 empty] | c_DK1_SmallDecentral | 6957 | 9.9485e-05
[11 empty] | c_DK1_SmallDecentral | 6958 | 7.8988e-05
[11 empty] | c_DK1_SmallDecentral | 6959 | 5.3659e-05
[11 empty] | c_DK1_SmallDecentral | 6960 | 4.4327e-05
[11 empty] | c_DK1_SmallDecentral | 6961 | 4.766e-05
[11 empty] | c_DK1_SmallDecentral | 6962 | 4.7493e-05
[11 empty] | c_DK1_SmallDecentral | 6963 | 5.1659e-05
[11 empty] | c_DK1_SmallDecentral | 6964 | 7.4656e-05
[11 empty] | c_DK1_SmallDecentral | 6965 | 0.00012332
[11 empty] | c_DK1_SmallDecentral | 6966 | 0.00015031
[11 empty] | c_DK1_SmallDecentral | 6967 | 0.00014981
[11 empty] | c_DK1_SmallDecentral | 6968 | 0.00012831
[11 empty] | c_DK1_SmallDecentral | 6969 | 0.00012098
[11 empty] | c_DK1_SmallDecentral | 6970 | 0.00011165
[11 empty] | c_DK1_SmallDecentral | 6971 | 0.00010565
[11 empty] | c_DK1_SmallDecentral | 6972 | 0.00010232
[11 empty] | c_DK1_SmallDecentral | 6973 | 9.282e-05
[11 empty] | c_DK1_SmallDecentral | 6974 | 8.832e-05
[11 empty] | c_DK1_SmallDecentral | 6975 | 8.4987e-05
[11 empty] | c_DK1_SmallDecentral | 6976 | 8.6821e-05
[11 empty] | c_DK1_SmallDecentral | 6977 | 9.4486e-05
[11 empty] | c_DK1_SmallDecentral | 6978 | 9.8319e-05
[11 empty] | c_DK1_SmallDecentral | 6979 | 0.00010648
[11 empty] | c_DK1_SmallDecentral | 6980 | 0.00010798
[11 empty] | c_DK1_SmallDecentral | 6981 | 0.00010082
[11 empty] | c_DK1_SmallDecentral | 6982 | 7.8988e-05
[11 empty] | c_DK1_SmallDecentral | 6983 | 5.3492e-05
[11 empty] | c_DK1_SmallDecentral | 6984 | 4.766e-05
[11 empty] | c_DK1_SmallDecentral | 6985 | 4.7993e-05
[11 empty] | c_DK1_SmallDecentral | 6986 | 4.566e-05
[11 empty] | c_DK1_SmallDecentral | 6987 | 5.1492e-05
[11 empty] | c_DK1_SmallDecentral | 6988 | 7.4656e-05
[11 empty] | c_DK1_SmallDecentral | 6989 | 0.00011698
[11 empty] | c_DK1_SmallDecentral | 6990 | 0.00014781
[11 empty] | c_DK1_SmallDecentral | 6991 | 0.00014715
[11 empty] | c_DK1_SmallDecentral | 6992 | 0.00012548
[11 empty] | c_DK1_SmallDecentral | 6993 | 0.00011698
[11 empty] | c_DK1_SmallDecentral | 6994 | 0.00011232
[11 empty] | c_DK1_SmallDecentral | 6995 | 0.00010298
[11 empty] | c_DK1_SmallDecentral | 6996 | 9.9652e-05
[11 empty] | c_DK1_SmallDecentral | 6997 | 8.882e-05
[11 empty] | c_DK1_SmallDecentral | 6998 | 9.1986e-05
[11 empty] | c_DK1_SmallDecentral | 6999 | 8.782e-05
[11 empty] | c_DK1_SmallDecentral | 7000 | 8.8987e-05
[11 empty] | c_DK1_SmallDecentral | 7001 | 9.282e-05
[11 empty] | c_DK1_SmallDecentral | 7002 | 9.7652e-05
[11 empty] | c_DK1_SmallDecentral | 7003 | 0.00010282
[11 empty] | c_DK1_SmallDecentral | 7004 | 0.00010432
[11 empty] | c_DK1_SmallDecentral | 7005 | 9.9319e-05
[11 empty] | c_DK1_SmallDecentral | 7006 | 7.7989e-05
[11 empty] | c_DK1_SmallDecentral | 7007 | 5.3659e-05
[11 empty] | c_DK1_SmallDecentral | 7008 | 4.6993e-05
[11 empty] | c_DK1_SmallDecentral | 7009 | 5.1826e-05
[11 empty] | c_DK1_SmallDecentral | 7010 | 5.3659e-05
[11 empty] | c_DK1_SmallDecentral | 7011 | 6.5324e-05
[11 empty] | c_DK1_SmallDecentral | 7012 | 9.3986e-05
[11 empty] | c_DK1_SmallDecentral | 7013 | 0.00013815
[11 empty] | c_DK1_SmallDecentral | 7014 | 0.00014448
[11 empty] | c_DK1_SmallDecentral | 7015 | 0.00014715
[11 empty] | c_DK1_SmallDecentral | 7016 | 0.00012248
[11 empty] | c_DK1_SmallDecentral | 7017 | 0.00011398
[11 empty] | c_DK1_SmallDecentral | 7018 | 0.00010782
[11 empty] | c_DK1_SmallDecentral | 7019 | 0.00010232
[11 empty] | c_DK1_SmallDecentral | 7020 | 9.9319e-05
[11 empty] | c_DK1_SmallDecentral | 7021 | 9.082e-05
[11 empty] | c_DK1_SmallDecentral | 7022 | 8.8987e-05
[11 empty] | c_DK1_SmallDecentral | 7023 | 8.6321e-05
[11 empty] | c_DK1_SmallDecentral | 7024 | 8.982e-05
[11 empty] | c_DK1_SmallDecentral | 7025 | 9.6486e-05
[11 empty] | c_DK1_SmallDecentral | 7026 | 0.00010198
[11 empty] | c_DK1_SmallDecentral | 7027 | 0.00010848
[11 empty] | c_DK1_SmallDecentral | 7028 | 0.00011048
[11 empty] | c_DK1_SmallDecentral | 7029 | 0.00010532
[11 empty] | c_DK1_SmallDecentral | 7030 | 8.2821e-05
[11 empty] | c_DK1_SmallDecentral | 7031 | 5.8158e-05
[11 empty] | c_DK1_SmallDecentral | 7032 | 5.0159e-05
[11 empty] | c_DK1_SmallDecentral | 7033 | 5.4992e-05
[11 empty] | c_DK1_SmallDecentral | 7034 | 5.5658e-05
[11 empty] | c_DK1_SmallDecentral | 7035 | 6.1158e-05
[11 empty] | c_DK1_SmallDecentral | 7036 | 8.6154e-05
[11 empty] | c_DK1_SmallDecentral | 7037 | 0.00013815
[11 empty] | c_DK1_SmallDecentral | 7038 | 0.00016514
[11 empty] | c_DK1_SmallDecentral | 7039 | 0.00016264
[11 empty] | c_DK1_SmallDecentral | 7040 | 0.00013781
[11 empty] | c_DK1_SmallDecentral | 7041 | 0.00013031
[11 empty] | c_DK1_SmallDecentral | 7042 | 0.00012182
[11 empty] | c_DK1_SmallDecentral | 7043 | 0.00011532
[11 empty] | c_DK1_SmallDecentral | 7044 | 0.00011148
[11 empty] | c_DK1_SmallDecentral | 7045 | 0.00010165
[11 empty] | c_DK1_SmallDecentral | 7046 | 9.9152e-05
[11 empty] | c_DK1_SmallDecentral | 7047 | 9.6986e-05
[11 empty] | c_DK1_SmallDecentral | 7048 | 9.9652e-05
[11 empty] | c_DK1_SmallDecentral | 7049 | 0.00010682
[11 empty] | c_DK1_SmallDecentral | 7050 | 0.00011082
[11 empty] | c_DK1_SmallDecentral | 7051 | 0.00011782
[11 empty] | c_DK1_SmallDecentral | 7052 | 0.00012048
[11 empty] | c_DK1_SmallDecentral | 7053 | 0.00011098
[11 empty] | c_DK1_SmallDecentral | 7054 | 8.832e-05
[11 empty] | c_DK1_SmallDecentral | 7055 | 6.1658e-05
[11 empty] | c_DK1_SmallDecentral | 7056 | 4.7826e-05
[11 empty] | c_DK1_SmallDecentral | 7057 | 5.2159e-05
[11 empty] | c_DK1_SmallDecentral | 7058 | 5.2659e-05
[11 empty] | c_DK1_SmallDecentral | 7059 | 5.7825e-05
[11 empty] | c_DK1_SmallDecentral | 7060 | 8.2988e-05
[11 empty] | c_DK1_SmallDecentral | 7061 | 0.00013415
[11 empty] | c_DK1_SmallDecentral | 7062 | 0.00016198
[11 empty] | c_DK1_SmallDecentral | 7063 | 0.00015898
[11 empty] | c_DK1_SmallDecentral | 7064 | 0.00013615
[11 empty] | c_DK1_SmallDecentral | 7065 | 0.00012881
[11 empty] | c_DK1_SmallDecentral | 7066 | 0.00011982
[11 empty] | c_DK1_SmallDecentral | 7067 | 0.00011398
[11 empty] | c_DK1_SmallDecentral | 7068 | 0.00010948
[11 empty] | c_DK1_SmallDecentral | 7069 | 9.9652e-05
[11 empty] | c_DK1_SmallDecentral | 7070 | 9.6319e-05
[11 empty] | c_DK1_SmallDecentral | 7071 | 9.332e-05
[11 empty] | c_DK1_SmallDecentral | 7072 | 9.5486e-05
[11 empty] | c_DK1_SmallDecentral | 7073 | 0.00010248
[11 empty] | c_DK1_SmallDecentral | 7074 | 0.00010632
[11 empty] | c_DK1_SmallDecentral | 7075 | 0.00011315
[11 empty] | c_DK1_SmallDecentral | 7076 | 0.00011515
[11 empty] | c_DK1_SmallDecentral | 7077 | 0.00010632
[11 empty] | c_DK1_SmallDecentral | 7078 | 8.4321e-05
[11 empty] | c_DK1_SmallDecentral | 7079 | 5.8158e-05
[11 empty] | c_DK1_SmallDecentral | 7080 | 4.6826e-05
[11 empty] | c_DK1_SmallDecentral | 7081 | 5.0992e-05
[11 empty] | c_DK1_SmallDecentral | 7082 | 5.1826e-05
[11 empty] | c_DK1_SmallDecentral | 7083 | 5.6658e-05
[11 empty] | c_DK1_SmallDecentral | 7084 | 8.2488e-05
[11 empty] | c_DK1_SmallDecentral | 7085 | 0.00013431
[11 empty] | c_DK1_SmallDecentral | 7086 | 0.00016298
[11 empty] | c_DK1_SmallDecentral | 7087 | 0.00015998
[11 empty] | c_DK1_SmallDecentral | 7088 | 0.00013631
[11 empty] | c_DK1_SmallDecentral | 7089 | 0.00012848
[11 empty] | c_DK1_SmallDecentral | 7090 | 0.00011965
[11 empty] | c_DK1_SmallDecentral | 7091 | 0.00011332
[11 empty] | c_DK1_SmallDecentral | 7092 | 0.00010865
[11 empty] | c_DK1_SmallDecentral | 7093 | 9.8486e-05
[11 empty] | c_DK1_SmallDecentral | 7094 | 9.4819e-05
[11 empty] | c_DK1_SmallDecentral | 7095 | 9.182e-05
[11 empty] | c_DK1_SmallDecentral | 7096 | 9.3653e-05
[11 empty] | c_DK1_SmallDecentral | 7097 | 0.00010099
[11 empty] | c_DK1_SmallDecentral | 7098 | 0.00010515
[11 empty] | c_DK1_SmallDecentral | 7099 | 0.00011265
[11 empty] | c_DK1_SmallDecentral | 7100 | 0.00011465
[11 empty] | c_DK1_SmallDecentral | 7101 | 0.00010632
[11 empty] | c_DK1_SmallDecentral | 7102 | 8.4154e-05
[11 empty] | c_DK1_SmallDecentral | 7103 | 5.7325e-05
[11 empty] | c_DK1_SmallDecentral | 7104 | 4.466e-05
[11 empty] | c_DK1_SmallDecentral | 7105 | 4.866e-05
[11 empty] | c_DK1_SmallDecentral | 7106 | 4.9326e-05
[11 empty] | c_DK1_SmallDecentral | 7107 | 5.3825e-05
[11 empty] | c_DK1_SmallDecentral | 7108 | 7.8822e-05
[11 empty] | c_DK1_SmallDecentral | 7109 | 0.00012915
[11 empty] | c_DK1_SmallDecentral | 7110 | 0.00015681
[11 empty] | c_DK1_SmallDecentral | 7111 | 0.00015364
[11 empty] | c_DK1_SmallDecentral | 7112 | 0.00013065
[11 empty] | c_DK1_SmallDecentral | 7113 | 0.00012348
[11 empty] | c_DK1_SmallDecentral | 7114 | 0.00011465
[11 empty] | c_DK1_SmallDecentral | 7115 | 0.00010882
[11 empty] | c_DK1_SmallDecentral | 7116 | 0.00010432
[11 empty] | c_DK1_SmallDecentral | 7117 | 9.4319e-05
[11 empty] | c_DK1_SmallDecentral | 7118 | 9.082e-05
[11 empty] | c_DK1_SmallDecentral | 7119 | 8.7654e-05
[11 empty] | c_DK1_SmallDecentral | 7120 | 8.9487e-05
[11 empty] | c_DK1_SmallDecentral | 7121 | 9.6319e-05
[11 empty] | c_DK1_SmallDecentral | 7122 | 0.00010032
[11 empty] | c_DK1_SmallDecentral | 7123 | 0.00010748
[11 empty] | c_DK1_SmallDecentral | 7124 | 0.00010965
[11 empty] | c_DK1_SmallDecentral | 7125 | 0.00010182
[11 empty] | c_DK1_SmallDecentral | 7126 | 8.0655e-05
[11 empty] | c_DK1_SmallDecentral | 7127 | 5.4992e-05
[11 empty] | c_DK1_SmallDecentral | 7128 | 4.416e-05
[11 empty] | c_DK1_SmallDecentral | 7129 | 4.766e-05
[11 empty] | c_DK1_SmallDecentral | 7130 | 4.7326e-05
[11 empty] | c_DK1_SmallDecentral | 7131 | 5.1659e-05
[11 empty] | c_DK1_SmallDecentral | 7132 | 7.4489e-05
[11 empty] | c_DK1_SmallDecentral | 7133 | 0.00012298
[11 empty] | c_DK1_SmallDecentral | 7134 | 0.00014981
[11 empty] | c_DK1_SmallDecentral | 7135 | 0.00014931
[11 empty] | c_DK1_SmallDecentral | 7136 | 0.00012781
[11 empty] | c_DK1_SmallDecentral | 7137 | 0.00012048
[11 empty] | c_DK1_SmallDecentral | 7138 | 0.00011132
[11 empty] | c_DK1_SmallDecentral | 7139 | 0.00010532
[11 empty] | c_DK1_SmallDecentral | 7140 | 0.00010215
[11 empty] | c_DK1_SmallDecentral | 7141 | 9.232e-05
[11 empty] | c_DK1_SmallDecentral | 7142 | 8.8154e-05
[11 empty] | c_DK1_SmallDecentral | 7143 | 8.4821e-05
[11 empty] | c_DK1_SmallDecentral | 7144 | 8.6654e-05
[11 empty] | c_DK1_SmallDecentral | 7145 | 9.4153e-05
[11 empty] | c_DK1_SmallDecentral | 7146 | 9.8319e-05
[11 empty] | c_DK1_SmallDecentral | 7147 | 0.00010615
[11 empty] | c_DK1_SmallDecentral | 7148 | 0.00010765
[11 empty] | c_DK1_SmallDecentral | 7149 | 0.00010049
[11 empty] | c_DK1_SmallDecentral | 7150 | 7.8988e-05
[11 empty] | c_DK1_SmallDecentral | 7151 | 5.3492e-05
[11 empty] | c_DK1_SmallDecentral | 7152 | 4.4993e-05
[11 empty] | c_DK1_SmallDecentral | 7153 | 4.516e-05
[11 empty] | c_DK1_SmallDecentral | 7154 | 4.266e-05
[11 empty] | c_DK1_SmallDecentral | 7155 | 4.8326e-05
[11 empty] | c_DK1_SmallDecentral | 7156 | 6.999e-05
[11 empty] | c_DK1_SmallDecentral | 7157 | 0.00011032
[11 empty] | c_DK1_SmallDecentral | 7158 | 0.00013981
[11 empty] | c_DK1_SmallDecentral | 7159 | 0.00013915
[11 empty] | c_DK1_SmallDecentral | 7160 | 0.00011815
[11 empty] | c_DK1_SmallDecentral | 7161 | 0.00011032
[11 empty] | c_DK1_SmallDecentral | 7162 | 0.00010615
[11 empty] | c_DK1_SmallDecentral | 7163 | 9.7152e-05
[11 empty] | c_DK1_SmallDecentral | 7164 | 9.3986e-05
[11 empty] | c_DK1_SmallDecentral | 7165 | 8.3821e-05
[11 empty] | c_DK1_SmallDecentral | 7166 | 8.6821e-05
[11 empty] | c_DK1_SmallDecentral | 7167 | 8.2655e-05
[11 empty] | c_DK1_SmallDecentral | 7168 | 8.3988e-05
[11 empty] | c_DK1_SmallDecentral | 7169 | 8.732e-05
[11 empty] | c_DK1_SmallDecentral | 7170 | 9.1986e-05
[11 empty] | c_DK1_SmallDecentral | 7171 | 9.6819e-05
[11 empty] | c_DK1_SmallDecentral | 7172 | 9.8319e-05
[11 empty] | c_DK1_SmallDecentral | 7173 | 9.3486e-05
[11 empty] | c_DK1_SmallDecentral | 7174 | 7.3656e-05
[11 empty] | c_DK1_SmallDecentral | 7175 | 5.0326e-05
[11 empty] | c_DK1_SmallDecentral | 7176 | 4.9159e-05
[11 empty] | c_DK1_SmallDecentral | 7177 | 5.4825e-05
[11 empty] | c_DK1_SmallDecentral | 7178 | 5.5658e-05
[11 empty] | c_DK1_SmallDecentral | 7179 | 6.1491e-05
[11 empty] | c_DK1_SmallDecentral | 7180 | 6.7323e-05
[11 empty] | c_DK1_SmallDecentral | 7181 | 9.4986e-05
[11 empty] | c_DK1_SmallDecentral | 7182 | 0.00013915
[11 empty] | c_DK1_SmallDecentral | 7183 | 0.00014548
[11 empty] | c_DK1_SmallDecentral | 7184 | 0.00014715
[11 empty] | c_DK1_SmallDecentral | 7185 | 0.00012365
[11 empty] | c_DK1_SmallDecentral | 7186 | 0.00011565
[11 empty] | c_DK1_SmallDecentral | 7187 | 0.00010965
[11 empty] | c_DK1_SmallDecentral | 7188 | 0.00010432
[11 empty] | c_DK1_SmallDecentral | 7189 | 0.00010165
[11 empty] | c_DK1_SmallDecentral | 7190 | 9.332e-05
[11 empty] | c_DK1_SmallDecentral | 7191 | 9.1986e-05
[11 empty] | c_DK1_SmallDecentral | 7192 | 8.932e-05
[11 empty] | c_DK1_SmallDecentral | 7193 | 9.332e-05
[11 empty] | c_DK1_SmallDecentral | 7194 | 0.00010015
[11 empty] | c_DK1_SmallDecentral | 7195 | 0.00010515
[11 empty] | c_DK1_SmallDecentral | 7196 | 0.00011098
[11 empty] | c_DK1_SmallDecentral | 7197 | 0.00011282
[11 empty] | c_DK1_SmallDecentral | 7198 | 0.00010682
[11 empty] | c_DK1_SmallDecentral | 7199 | 8.4654e-05
[11 empty] | c_DK1_SmallDecentral | 7200 | 6.0158e-05
[11 empty] | c_DK1_SmallDecentral | 7201 | 5.8825e-05
[11 empty] | c_DK1_SmallDecentral | 7202 | 6.4491e-05
[11 empty] | c_DK1_SmallDecentral | 7203 | 6.499e-05
[11 empty] | c_DK1_SmallDecentral | 7204 | 7.1489e-05
[11 empty] | c_DK1_SmallDecentral | 7205 | 9.7152e-05
[11 empty] | c_DK1_SmallDecentral | 7206 | 0.00014964
[11 empty] | c_DK1_SmallDecentral | 7207 | 0.00017564
[11 empty] | c_DK1_SmallDecentral | 7208 | 0.00017331
[11 empty] | c_DK1_SmallDecentral | 7209 | 0.00015081
[11 empty] | c_DK1_SmallDecentral | 7210 | 0.00014281
[11 empty] | c_DK1_SmallDecentral | 7211 | 0.00013431
[11 empty] | c_DK1_SmallDecentral | 7212 | 0.00012798
[11 empty] | c_DK1_SmallDecentral | 7213 | 0.00012448
[11 empty] | c_DK1_SmallDecentral | 7214 | 0.00011482
[11 empty] | c_DK1_SmallDecentral | 7215 | 0.00011332
[11 empty] | c_DK1_SmallDecentral | 7216 | 0.00011148
[11 empty] | c_DK1_SmallDecentral | 7217 | 0.00011582
[11 empty] | c_DK1_SmallDecentral | 7218 | 0.00012332
[11 empty] | c_DK1_SmallDecentral | 7219 | 0.00012681
[11 empty] | c_DK1_SmallDecentral | 7220 | 0.00013165
[11 empty] | c_DK1_SmallDecentral | 7221 | 0.00013331
[11 empty] | c_DK1_SmallDecentral | 7222 | 0.00012148
[11 empty] | c_DK1_SmallDecentral | 7223 | 9.7319e-05
[11 empty] | c_DK1_SmallDecentral | 7224 | 7.0823e-05
[11 empty] | c_DK1_SmallDecentral | 7225 | 7.1489e-05
[11 empty] | c_DK1_SmallDecentral | 7226 | 7.7822e-05
[11 empty] | c_DK1_SmallDecentral | 7227 | 7.8155e-05
[11 empty] | c_DK1_SmallDecentral | 7228 | 8.5654e-05
[11 empty] | c_DK1_SmallDecentral | 7229 | 0.00011432
[11 empty] | c_DK1_SmallDecentral | 7230 | 0.00017147
[11 empty] | c_DK1_SmallDecentral | 7231 | 0.00020097
[11 empty] | c_DK1_SmallDecentral | 7232 | 0.0001983
[11 empty] | c_DK1_SmallDecentral | 7233 | 0.00017864
[11 empty] | c_DK1_SmallDecentral | 7234 | 0.00016864
[11 empty] | c_DK1_SmallDecentral | 7235 | 0.00015848
[11 empty] | c_DK1_SmallDecentral | 7236 | 0.00015198
[11 empty] | c_DK1_SmallDecentral | 7237 | 0.00014731
[11 empty] | c_DK1_SmallDecentral | 7238 | 0.00013765
[11 empty] | c_DK1_SmallDecentral | 7239 | 0.00013648
[11 empty] | c_DK1_SmallDecentral | 7240 | 0.00013431
[11 empty] | c_DK1_SmallDecentral | 7241 | 0.00013848
[11 empty] | c_DK1_SmallDecentral | 7242 | 0.00014715
[11 empty] | c_DK1_SmallDecentral | 7243 | 0.00014948
[11 empty] | c_DK1_SmallDecentral | 7244 | 0.00015364
[11 empty] | c_DK1_SmallDecentral | 7245 | 0.00015414
[11 empty] | c_DK1_SmallDecentral | 7246 | 0.00013998
[11 empty] | c_DK1_SmallDecentral | 7247 | 0.00011165
[11 empty] | c_DK1_SmallDecentral | 7248 | 8.3488e-05
[11 empty] | c_DK1_SmallDecentral | 7249 | 8.0155e-05
[11 empty] | c_DK1_SmallDecentral | 7250 | 8.6487e-05
[11 empty] | c_DK1_SmallDecentral | 7251 | 8.7487e-05
[11 empty] | c_DK1_SmallDecentral | 7252 | 9.4653e-05
[11 empty] | c_DK1_SmallDecentral | 7253 | 0.00012248
[11 empty] | c_DK1_SmallDecentral | 7254 | 0.00018231
[11 empty] | c_DK1_SmallDecentral | 7255 | 0.00021297
[11 empty] | c_DK1_SmallDecentral | 7256 | 0.0002098
[11 empty] | c_DK1_SmallDecentral | 7257 | 0.00019031
[11 empty] | c_DK1_SmallDecentral | 7258 | 0.00018147
[11 empty] | c_DK1_SmallDecentral | 7259 | 0.00017197
[11 empty] | c_DK1_SmallDecentral | 7260 | 0.00016481
[11 empty] | c_DK1_SmallDecentral | 7261 | 0.00016014
[11 empty] | c_DK1_SmallDecentral | 7262 | 0.00015081
[11 empty] | c_DK1_SmallDecentral | 7263 | 0.00014931
[11 empty] | c_DK1_SmallDecentral | 7264 | 0.00014731
[11 empty] | c_DK1_SmallDecentral | 7265 | 0.00015198
[11 empty] | c_DK1_SmallDecentral | 7266 | 0.00015998
[11 empty] | c_DK1_SmallDecentral | 7267 | 0.00016164
[11 empty] | c_DK1_SmallDecentral | 7268 | 0.00016464
[11 empty] | c_DK1_SmallDecentral | 7269 | 0.00016448
[11 empty] | c_DK1_SmallDecentral | 7270 | 0.00014964
[11 empty] | c_DK1_SmallDecentral | 7271 | 0.00012082
[11 empty] | c_DK1_SmallDecentral | 7272 | 9.1653e-05
[11 empty] | c_DK1_SmallDecentral | 7273 | 7.7155e-05
[11 empty] | c_DK1_SmallDecentral | 7274 | 8.3488e-05
[11 empty] | c_DK1_SmallDecentral | 7275 | 8.4321e-05
[11 empty] | c_DK1_SmallDecentral | 7276 | 9.182e-05
[11 empty] | c_DK1_SmallDecentral | 7277 | 0.00011998
[11 empty] | c_DK1_SmallDecentral | 7278 | 0.00017931
[11 empty] | c_DK1_SmallDecentral | 7279 | 0.00020947
[11 empty] | c_DK1_SmallDecentral | 7280 | 0.0002068
[11 empty] | c_DK1_SmallDecentral | 7281 | 0.00018697
[11 empty] | c_DK1_SmallDecentral | 7282 | 0.00017764
[11 empty] | c_DK1_SmallDecentral | 7283 | 0.00016764
[11 empty] | c_DK1_SmallDecentral | 7284 | 0.00016081
[11 empty] | c_DK1_SmallDecentral | 7285 | 0.00015598
[11 empty] | c_DK1_SmallDecentral | 7286 | 0.00014631
[11 empty] | c_DK1_SmallDecentral | 7287 | 0.00014515
[11 empty] | c_DK1_SmallDecentral | 7288 | 0.00014315
[11 empty] | c_DK1_SmallDecentral | 7289 | 0.00014764
[11 empty] | c_DK1_SmallDecentral | 7290 | 0.00015581
[11 empty] | c_DK1_SmallDecentral | 7291 | 0.00015781
[11 empty] | c_DK1_SmallDecentral | 7292 | 0.00016148
[11 empty] | c_DK1_SmallDecentral | 7293 | 0.00016131
[11 empty] | c_DK1_SmallDecentral | 7294 | 0.00014681
[11 empty] | c_DK1_SmallDecentral | 7295 | 0.00011765
[11 empty] | c_DK1_SmallDecentral | 7296 | 8.8987e-05
[11 empty] | c_DK1_SmallDecentral | 7297 | 7.9322e-05
[11 empty] | c_DK1_SmallDecentral | 7298 | 8.4987e-05
[11 empty] | c_DK1_SmallDecentral | 7299 | 8.5654e-05
[11 empty] | c_DK1_SmallDecentral | 7300 | 9.1986e-05
[11 empty] | c_DK1_SmallDecentral | 7301 | 0.00011882
[11 empty] | c_DK1_SmallDecentral | 7302 | 0.00017814
[11 empty] | c_DK1_SmallDecentral | 7303 | 0.00020997
[11 empty] | c_DK1_SmallDecentral | 7304 | 0.00020914
[11 empty] | c_DK1_SmallDecentral | 7305 | 0.00019014
[11 empty] | c_DK1_SmallDecentral | 7306 | 0.00018081
[11 empty] | c_DK1_SmallDecentral | 7307 | 0.00017047
[11 empty] | c_DK1_SmallDecentral | 7308 | 0.00016348
[11 empty] | c_DK1_SmallDecentral | 7309 | 0.00015848
[11 empty] | c_DK1_SmallDecentral | 7310 | 0.00014948
[11 empty] | c_DK1_SmallDecentral | 7311 | 0.00014731
[11 empty] | c_DK1_SmallDecentral | 7312 | 0.00014548
[11 empty] | c_DK1_SmallDecentral | 7313 | 0.00014981
[11 empty] | c_DK1_SmallDecentral | 7314 | 0.00015848
[11 empty] | c_DK1_SmallDecentral | 7315 | 0.00016131
[11 empty] | c_DK1_SmallDecentral | 7316 | 0.00016498
[11 empty] | c_DK1_SmallDecentral | 7317 | 0.00016414
[11 empty] | c_DK1_SmallDecentral | 7318 | 0.00015031
[11 empty] | c_DK1_SmallDecentral | 7319 | 0.00012015
[11 empty] | c_DK1_SmallDecentral | 7320 | 9.082e-05
[11 empty] | c_DK1_SmallDecentral | 7321 | 7.0823e-05
[11 empty] | c_DK1_SmallDecentral | 7322 | 7.4489e-05
[11 empty] | c_DK1_SmallDecentral | 7323 | 7.1156e-05
[11 empty] | c_DK1_SmallDecentral | 7324 | 8.0488e-05
[11 empty] | c_DK1_SmallDecentral | 7325 | 0.00010782
[11 empty] | c_DK1_SmallDecentral | 7326 | 0.00015814
[11 empty] | c_DK1_SmallDecentral | 7327 | 0.00019214
[11 empty] | c_DK1_SmallDecentral | 7328 | 0.00018964
[11 empty] | c_DK1_SmallDecentral | 7329 | 0.00016898
[11 empty] | c_DK1_SmallDecentral | 7330 | 0.00015848
[11 empty] | c_DK1_SmallDecentral | 7331 | 0.00015131
[11 empty] | c_DK1_SmallDecentral | 7332 | 0.00014248
[11 empty] | c_DK1_SmallDecentral | 7333 | 0.00013831
[11 empty] | c_DK1_SmallDecentral | 7334 | 0.00012631
[11 empty] | c_DK1_SmallDecentral | 7335 | 0.00013031
[11 empty] | c_DK1_SmallDecentral | 7336 | 0.00012848
[11 empty] | c_DK1_SmallDecentral | 7337 | 0.00013298
[11 empty] | c_DK1_SmallDecentral | 7338 | 0.00013915
[11 empty] | c_DK1_SmallDecentral | 7339 | 0.00014381
[11 empty] | c_DK1_SmallDecentral | 7340 | 0.00014548
[11 empty] | c_DK1_SmallDecentral | 7341 | 0.00014615
[11 empty] | c_DK1_SmallDecentral | 7342 | 0.00013515
[11 empty] | c_DK1_SmallDecentral | 7343 | 0.00010848
[11 empty] | c_DK1_SmallDecentral | 7344 | 7.9488e-05
[11 empty] | c_DK1_SmallDecentral | 7345 | 6.3657e-05
[11 empty] | c_DK1_SmallDecentral | 7346 | 7.2323e-05
[11 empty] | c_DK1_SmallDecentral | 7347 | 7.0823e-05
[11 empty] | c_DK1_SmallDecentral | 7348 | 8.2988e-05
[11 empty] | c_DK1_SmallDecentral | 7349 | 0.00011148
[11 empty] | c_DK1_SmallDecentral | 7350 | 0.00015948
[11 empty] | c_DK1_SmallDecentral | 7351 | 0.00016648
[11 empty] | c_DK1_SmallDecentral | 7352 | 0.00016548
[11 empty] | c_DK1_SmallDecentral | 7353 | 0.00014381
[11 empty] | c_DK1_SmallDecentral | 7354 | 0.00013665
[11 empty] | c_DK1_SmallDecentral | 7355 | 0.00012915
[11 empty] | c_DK1_SmallDecentral | 7356 | 0.00012432
[11 empty] | c_DK1_SmallDecentral | 7357 | 0.00012148
[11 empty] | c_DK1_SmallDecentral | 7358 | 0.00011365
[11 empty] | c_DK1_SmallDecentral | 7359 | 0.00011382
[11 empty] | c_DK1_SmallDecentral | 7360 | 0.00011148
[11 empty] | c_DK1_SmallDecentral | 7361 | 0.00011782
[11 empty] | c_DK1_SmallDecentral | 7362 | 0.00012648
[11 empty] | c_DK1_SmallDecentral | 7363 | 0.00013015
[11 empty] | c_DK1_SmallDecentral | 7364 | 0.00013398
[11 empty] | c_DK1_SmallDecentral | 7365 | 0.00013565
[11 empty] | c_DK1_SmallDecentral | 7366 | 0.00012615
[11 empty] | c_DK1_SmallDecentral | 7367 | 0.00010165
[11 empty] | c_DK1_SmallDecentral | 7368 | 7.5656e-05
[11 empty] | c_DK1_SmallDecentral | 7369 | 6.2158e-05
[11 empty] | c_DK1_SmallDecentral | 7370 | 6.8323e-05
[11 empty] | c_DK1_SmallDecentral | 7371 | 6.8657e-05
[11 empty] | c_DK1_SmallDecentral | 7372 | 7.5156e-05
[11 empty] | c_DK1_SmallDecentral | 7373 | 0.00010132
[11 empty] | c_DK1_SmallDecentral | 7374 | 0.00015398
[11 empty] | c_DK1_SmallDecentral | 7375 | 0.00017997
[11 empty] | c_DK1_SmallDecentral | 7376 | 0.00017781
[11 empty] | c_DK1_SmallDecentral | 7377 | 0.00015598
[11 empty] | c_DK1_SmallDecentral | 7378 | 0.00014781
[11 empty] | c_DK1_SmallDecentral | 7379 | 0.00013931
[11 empty] | c_DK1_SmallDecentral | 7380 | 0.00013281
[11 empty] | c_DK1_SmallDecentral | 7381 | 0.00012948
[11 empty] | c_DK1_SmallDecentral | 7382 | 0.00011982
[11 empty] | c_DK1_SmallDecentral | 7383 | 0.00011898
[11 empty] | c_DK1_SmallDecentral | 7384 | 0.00011715
[11 empty] | c_DK1_SmallDecentral | 7385 | 0.00012198
[11 empty] | c_DK1_SmallDecentral | 7386 | 0.00012981
[11 empty] | c_DK1_SmallDecentral | 7387 | 0.00013298
[11 empty] | c_DK1_SmallDecentral | 7388 | 0.00013731
[11 empty] | c_DK1_SmallDecentral | 7389 | 0.00013865
[11 empty] | c_DK1_SmallDecentral | 7390 | 0.00012581
[11 empty] | c_DK1_SmallDecentral | 7391 | 0.00010082
[11 empty] | c_DK1_SmallDecentral | 7392 | 7.3989e-05
[11 empty] | c_DK1_SmallDecentral | 7393 | 6.999e-05
[11 empty] | c_DK1_SmallDecentral | 7394 | 7.6489e-05
[11 empty] | c_DK1_SmallDecentral | 7395 | 7.6822e-05
[11 empty] | c_DK1_SmallDecentral | 7396 | 8.4154e-05
[11 empty] | c_DK1_SmallDecentral | 7397 | 0.00011315
[11 empty] | c_DK1_SmallDecentral | 7398 | 0.00016981
[11 empty] | c_DK1_SmallDecentral | 7399 | 0.00019914
[11 empty] | c_DK1_SmallDecentral | 7400 | 0.00019664
[11 empty] | c_DK1_SmallDecentral | 7401 | 0.00017697
[11 empty] | c_DK1_SmallDecentral | 7402 | 0.00016664
[11 empty] | c_DK1_SmallDecentral | 7403 | 0.00015648
[11 empty] | c_DK1_SmallDecentral | 7404 | 0.00014998
[11 empty] | c_DK1_SmallDecentral | 7405 | 0.00014531
[11 empty] | c_DK1_SmallDecentral | 7406 | 0.00013581
[11 empty] | c_DK1_SmallDecentral | 7407 | 0.00013431
[11 empty] | c_DK1_SmallDecentral | 7408 | 0.00013248
[11 empty] | c_DK1_SmallDecentral | 7409 | 0.00013648
[11 empty] | c_DK1_SmallDecentral | 7410 | 0.00014531
[11 empty] | c_DK1_SmallDecentral | 7411 | 0.00014764
[11 empty] | c_DK1_SmallDecentral | 7412 | 0.00015214
[11 empty] | c_DK1_SmallDecentral | 7413 | 0.00015248
[11 empty] | c_DK1_SmallDecentral | 7414 | 0.00013848
[11 empty] | c_DK1_SmallDecentral | 7415 | 0.00011015
[11 empty] | c_DK1_SmallDecentral | 7416 | 8.2155e-05
[11 empty] | c_DK1_SmallDecentral | 7417 | 8.0322e-05
[11 empty] | c_DK1_SmallDecentral | 7418 | 8.6654e-05
[11 empty] | c_DK1_SmallDecentral | 7419 | 8.7654e-05
[11 empty] | c_DK1_SmallDecentral | 7420 | 9.4986e-05
[11 empty] | c_DK1_SmallDecentral | 7421 | 0.00012315
[11 empty] | c_DK1_SmallDecentral | 7422 | 0.00018381
[11 empty] | c_DK1_SmallDecentral | 7423 | 0.00021447
[11 empty] | c_DK1_SmallDecentral | 7424 | 0.00021164
[11 empty] | c_DK1_SmallDecentral | 7425 | 0.00019197
[11 empty] | c_DK1_SmallDecentral | 7426 | 0.00018264
[11 empty] | c_DK1_SmallDecentral | 7427 | 0.00017297
[11 empty] | c_DK1_SmallDecentral | 7428 | 0.00016564
[11 empty] | c_DK1_SmallDecentral | 7429 | 0.00016098
[11 empty] | c_DK1_SmallDecentral | 7430 | 0.00015148
[11 empty] | c_DK1_SmallDecentral | 7431 | 0.00015014
[11 empty] | c_DK1_SmallDecentral | 7432 | 0.00014814
[11 empty] | c_DK1_SmallDecentral | 7433 | 0.00015281
[11 empty] | c_DK1_SmallDecentral | 7434 | 0.00016098
[11 empty] | c_DK1_SmallDecentral | 7435 | 0.00016281
[11 empty] | c_DK1_SmallDecentral | 7436 | 0.00016598
[11 empty] | c_DK1_SmallDecentral | 7437 | 0.00016564
[11 empty] | c_DK1_SmallDecentral | 7438 | 0.00015081
[11 empty] | c_DK1_SmallDecentral | 7439 | 0.00012148
[11 empty] | c_DK1_SmallDecentral | 7440 | 9.2153e-05
[11 empty] | c_DK1_SmallDecentral | 7441 | 8.2655e-05
[11 empty] | c_DK1_SmallDecentral | 7442 | 8.9154e-05
[11 empty] | c_DK1_SmallDecentral | 7443 | 9.0153e-05
[11 empty] | c_DK1_SmallDecentral | 7444 | 9.7319e-05
[11 empty] | c_DK1_SmallDecentral | 7445 | 0.00012531
[11 empty] | c_DK1_SmallDecentral | 7446 | 0.00018681
[11 empty] | c_DK1_SmallDecentral | 7447 | 0.00021763
[11 empty] | c_DK1_SmallDecentral | 7448 | 0.00021464
[11 empty] | c_DK1_SmallDecentral | 7449 | 0.0001948
[11 empty] | c_DK1_SmallDecentral | 7450 | 0.00018631
[11 empty] | c_DK1_SmallDecentral | 7451 | 0.00017631
[11 empty] | c_DK1_SmallDecentral | 7452 | 0.00016914
[11 empty] | c_DK1_SmallDecentral | 7453 | 0.00016414
[11 empty] | c_DK1_SmallDecentral | 7454 | 0.00015481
[11 empty] | c_DK1_SmallDecentral | 7455 | 0.00015331
[11 empty] | c_DK1_SmallDecentral | 7456 | 0.00015164
[11 empty] | c_DK1_SmallDecentral | 7457 | 0.00015631
[11 empty] | c_DK1_SmallDecentral | 7458 | 0.00016414
[11 empty] | c_DK1_SmallDecentral | 7459 | 0.00016581
[11 empty] | c_DK1_SmallDecentral | 7460 | 0.00016864
[11 empty] | c_DK1_SmallDecentral | 7461 | 0.00016848
[11 empty] | c_DK1_SmallDecentral | 7462 | 0.00015331
[11 empty] | c_DK1_SmallDecentral | 7463 | 0.00012365
[11 empty] | c_DK1_SmallDecentral | 7464 | 9.4319e-05
[11 empty] | c_DK1_SmallDecentral | 7465 | 7.6822e-05
[11 empty] | c_DK1_SmallDecentral | 7466 | 8.2488e-05
[11 empty] | c_DK1_SmallDecentral | 7467 | 8.2988e-05
[11 empty] | c_DK1_SmallDecentral | 7468 | 8.9487e-05
[11 empty] | c_DK1_SmallDecentral | 7469 | 0.00011715
[11 empty] | c_DK1_SmallDecentral | 7470 | 0.00017564
[11 empty] | c_DK1_SmallDecentral | 7471 | 0.0002073
[11 empty] | c_DK1_SmallDecentral | 7472 | 0.0002068
[11 empty] | c_DK1_SmallDecentral | 7473 | 0.00018797
[11 empty] | c_DK1_SmallDecentral | 7474 | 0.00017781
[11 empty] | c_DK1_SmallDecentral | 7475 | 0.00016714
[11 empty] | c_DK1_SmallDecentral | 7476 | 0.00016014
[11 empty] | c_DK1_SmallDecentral | 7477 | 0.00015531
[11 empty] | c_DK1_SmallDecentral | 7478 | 0.00014615
[11 empty] | c_DK1_SmallDecentral | 7479 | 0.00014415
[11 empty] | c_DK1_SmallDecentral | 7480 | 0.00014231
[11 empty] | c_DK1_SmallDecentral | 7481 | 0.00014615
[11 empty] | c_DK1_SmallDecentral | 7482 | 0.00015548
[11 empty] | c_DK1_SmallDecentral | 7483 | 0.00015848
[11 empty] | c_DK1_SmallDecentral | 7484 | 0.00016264
[11 empty] | c_DK1_SmallDecentral | 7485 | 0.00016198
[11 empty] | c_DK1_SmallDecentral | 7486 | 0.00014814
[11 empty] | c_DK1_SmallDecentral | 7487 | 0.00011782
[11 empty] | c_DK1_SmallDecentral | 7488 | 8.8654e-05
[11 empty] | c_DK1_SmallDecentral | 7489 | 7.8988e-05
[11 empty] | c_DK1_SmallDecentral | 7490 | 8.2321e-05
[11 empty] | c_DK1_SmallDecentral | 7491 | 7.9655e-05
[11 empty] | c_DK1_SmallDecentral | 7492 | 8.9154e-05
[11 empty] | c_DK1_SmallDecentral | 7493 | 0.00011632
[11 empty] | c_DK1_SmallDecentral | 7494 | 0.00016981
[11 empty] | c_DK1_SmallDecentral | 7495 | 0.00020564
[11 empty] | c_DK1_SmallDecentral | 7496 | 0.0002023
[11 empty] | c_DK1_SmallDecentral | 7497 | 0.00018164
[11 empty] | c_DK1_SmallDecentral | 7498 | 0.00017131
[11 empty] | c_DK1_SmallDecentral | 7499 | 0.00016431
[11 empty] | c_DK1_SmallDecentral | 7500 | 0.00015498
[11 empty] | c_DK1_SmallDecentral | 7501 | 0.00015048
[11 empty] | c_DK1_SmallDecentral | 7502 | 0.00013898
[11 empty] | c_DK1_SmallDecentral | 7503 | 0.00014281
[11 empty] | c_DK1_SmallDecentral | 7504 | 0.00014098
[11 empty] | c_DK1_SmallDecentral | 7505 | 0.00014581
[11 empty] | c_DK1_SmallDecentral | 7506 | 0.00015198
[11 empty] | c_DK1_SmallDecentral | 7507 | 0.00015598
[11 empty] | c_DK1_SmallDecentral | 7508 | 0.00015731
[11 empty] | c_DK1_SmallDecentral | 7509 | 0.00015714
[11 empty] | c_DK1_SmallDecentral | 7510 | 0.00014598
[11 empty] | c_DK1_SmallDecentral | 7511 | 0.00011748
[11 empty] | c_DK1_SmallDecentral | 7512 | 8.7654e-05
[11 empty] | c_DK1_SmallDecentral | 7513 | 8.0988e-05
[11 empty] | c_DK1_SmallDecentral | 7514 | 8.9154e-05
[11 empty] | c_DK1_SmallDecentral | 7515 | 8.8487e-05
[11 empty] | c_DK1_SmallDecentral | 7516 | 0.00010198
[11 empty] | c_DK1_SmallDecentral | 7517 | 0.00013331
[11 empty] | c_DK1_SmallDecentral | 7518 | 0.00018814
[11 empty] | c_DK1_SmallDecentral | 7519 | 0.00019647
[11 empty] | c_DK1_SmallDecentral | 7520 | 0.00019414
[11 empty] | c_DK1_SmallDecentral | 7521 | 0.00017297
[11 empty] | c_DK1_SmallDecentral | 7522 | 0.00016514
[11 empty] | c_DK1_SmallDecentral | 7523 | 0.00015731
[11 empty] | c_DK1_SmallDecentral | 7524 | 0.00015181
[11 empty] | c_DK1_SmallDecentral | 7525 | 0.00014814
[11 empty] | c_DK1_SmallDecentral | 7526 | 0.00014031
[11 empty] | c_DK1_SmallDecentral | 7527 | 0.00014098
[11 empty] | c_DK1_SmallDecentral | 7528 | 0.00013931
[11 empty] | c_DK1_SmallDecentral | 7529 | 0.00014548
[11 empty] | c_DK1_SmallDecentral | 7530 | 0.00015514
[11 empty] | c_DK1_SmallDecentral | 7531 | 0.00015898
[11 empty] | c_DK1_SmallDecentral | 7532 | 0.00016164
[11 empty] | c_DK1_SmallDecentral | 7533 | 0.00016231
[11 empty] | c_DK1_SmallDecentral | 7534 | 0.00015098
[11 empty] | c_DK1_SmallDecentral | 7535 | 0.00012198
[11 empty] | c_DK1_SmallDecentral | 7536 | 9.3986e-05
[11 empty] | c_DK1_SmallDecentral | 7537 | 7.7989e-05
[11 empty] | c_DK1_SmallDecentral | 7538 | 8.4821e-05
[11 empty] | c_DK1_SmallDecentral | 7539 | 8.5487e-05
[11 empty] | c_DK1_SmallDecentral | 7540 | 9.332e-05
[11 empty] | c_DK1_SmallDecentral | 7541 | 0.00012165
[11 empty] | c_DK1_SmallDecentral | 7542 | 0.00018164
[11 empty] | c_DK1_SmallDecentral | 7543 | 0.00021114
[11 empty] | c_DK1_SmallDecentral | 7544 | 0.00020814
[11 empty] | c_DK1_SmallDecentral | 7545 | 0.00018597
[11 empty] | c_DK1_SmallDecentral | 7546 | 0.00017697
[11 empty] | c_DK1_SmallDecentral | 7547 | 0.00016748
[11 empty] | c_DK1_SmallDecentral | 7548 | 0.00015998
[11 empty] | c_DK1_SmallDecentral | 7549 | 0.00015564
[11 empty] | c_DK1_SmallDecentral | 7550 | 0.00014598
[11 empty] | c_DK1_SmallDecentral | 7551 | 0.00014515
[11 empty] | c_DK1_SmallDecentral | 7552 | 0.00014365
[11 empty] | c_DK1_SmallDecentral | 7553 | 0.00014931
[11 empty] | c_DK1_SmallDecentral | 7554 | 0.00015781
[11 empty] | c_DK1_SmallDecentral | 7555 | 0.00016114
[11 empty] | c_DK1_SmallDecentral | 7556 | 0.00016464
[11 empty] | c_DK1_SmallDecentral | 7557 | 0.00016498
[11 empty] | c_DK1_SmallDecentral | 7558 | 0.00015014
[11 empty] | c_DK1_SmallDecentral | 7559 | 0.00012065
[11 empty] | c_DK1_SmallDecentral | 7560 | 9.082e-05
[11 empty] | c_DK1_SmallDecentral | 7561 | 7.6655e-05
[11 empty] | c_DK1_SmallDecentral | 7562 | 8.3321e-05
[11 empty] | c_DK1_SmallDecentral | 7563 | 8.3654e-05
[11 empty] | c_DK1_SmallDecentral | 7564 | 9.1487e-05
[11 empty] | c_DK1_SmallDecentral | 7565 | 0.00012065
[11 empty] | c_DK1_SmallDecentral | 7566 | 0.00018014
[11 empty] | c_DK1_SmallDecentral | 7567 | 0.00021097
[11 empty] | c_DK1_SmallDecentral | 7568 | 0.0002083
[11 empty] | c_DK1_SmallDecentral | 7569 | 0.00018831
[11 empty] | c_DK1_SmallDecentral | 7570 | 0.00017797
[11 empty] | c_DK1_SmallDecentral | 7571 | 0.00016764
[11 empty] | c_DK1_SmallDecentral | 7572 | 0.00016081
[11 empty] | c_DK1_SmallDecentral | 7573 | 0.00015598
[11 empty] | c_DK1_SmallDecentral | 7574 | 0.00014631
[11 empty] | c_DK1_SmallDecentral | 7575 | 0.00014481
[11 empty] | c_DK1_SmallDecentral | 7576 | 0.00014298
[11 empty] | c_DK1_SmallDecentral | 7577 | 0.00014748
[11 empty] | c_DK1_SmallDecentral | 7578 | 0.00015614
[11 empty] | c_DK1_SmallDecentral | 7579 | 0.00015831
[11 empty] | c_DK1_SmallDecentral | 7580 | 0.00016231
[11 empty] | c_DK1_SmallDecentral | 7581 | 0.00016231
[11 empty] | c_DK1_SmallDecentral | 7582 | 0.00014764
[11 empty] | c_DK1_SmallDecentral | 7583 | 0.00011798
[11 empty] | c_DK1_SmallDecentral | 7584 | 8.882e-05
[11 empty] | c_DK1_SmallDecentral | 7585 | 7.7822e-05
[11 empty] | c_DK1_SmallDecentral | 7586 | 8.4154e-05
[11 empty] | c_DK1_SmallDecentral | 7587 | 8.5154e-05
[11 empty] | c_DK1_SmallDecentral | 7588 | 9.2653e-05
[11 empty] | c_DK1_SmallDecentral | 7589 | 0.00012148
[11 empty] | c_DK1_SmallDecentral | 7590 | 0.00018114
[11 empty] | c_DK1_SmallDecentral | 7591 | 0.0002118
[11 empty] | c_DK1_SmallDecentral | 7592 | 0.00020897
[11 empty] | c_DK1_SmallDecentral | 7593 | 0.00018931
[11 empty] | c_DK1_SmallDecentral | 7594 | 0.00017931
[11 empty] | c_DK1_SmallDecentral | 7595 | 0.00016948
[11 empty] | c_DK1_SmallDecentral | 7596 | 0.00016214
[11 empty] | c_DK1_SmallDecentral | 7597 | 0.00015748
[11 empty] | c_DK1_SmallDecentral | 7598 | 0.00014781
[11 empty] | c_DK1_SmallDecentral | 7599 | 0.00014665
[11 empty] | c_DK1_SmallDecentral | 7600 | 0.00014481
[11 empty] | c_DK1_SmallDecentral | 7601 | 0.00014914
[11 empty] | c_DK1_SmallDecentral | 7602 | 0.00015781
[11 empty] | c_DK1_SmallDecentral | 7603 | 0.00015981
[11 empty] | c_DK1_SmallDecentral | 7604 | 0.00016348
[11 empty] | c_DK1_SmallDecentral | 7605 | 0.00016331
[11 empty] | c_DK1_SmallDecentral | 7606 | 0.00014864
[11 empty] | c_DK1_SmallDecentral | 7607 | 0.00011915
[11 empty] | c_DK1_SmallDecentral | 7608 | 8.982e-05
[11 empty] | c_DK1_SmallDecentral | 7609 | 7.8488e-05
[11 empty] | c_DK1_SmallDecentral | 7610 | 8.4821e-05
[11 empty] | c_DK1_SmallDecentral | 7611 | 8.5487e-05
[11 empty] | c_DK1_SmallDecentral | 7612 | 9.2986e-05
[11 empty] | c_DK1_SmallDecentral | 7613 | 0.00012148
[11 empty] | c_DK1_SmallDecentral | 7614 | 0.00018131
[11 empty] | c_DK1_SmallDecentral | 7615 | 0.0002118
[11 empty] | c_DK1_SmallDecentral | 7616 | 0.00020897
[11 empty] | c_DK1_SmallDecentral | 7617 | 0.00018931
[11 empty] | c_DK1_SmallDecentral | 7618 | 0.00017997
[11 empty] | c_DK1_SmallDecentral | 7619 | 0.00016964
[11 empty] | c_DK1_SmallDecentral | 7620 | 0.00016281
[11 empty] | c_DK1_SmallDecentral | 7621 | 0.00015781
[11 empty] | c_DK1_SmallDecentral | 7622 | 0.00014831
[11 empty] | c_DK1_SmallDecentral | 7623 | 0.00014698
[11 empty] | c_DK1_SmallDecentral | 7624 | 0.00014515
[11 empty] | c_DK1_SmallDecentral | 7625 | 0.00014948
[11 empty] | c_DK1_SmallDecentral | 7626 | 0.00015798
[11 empty] | c_DK1_SmallDecentral | 7627 | 0.00015981
[11 empty] | c_DK1_SmallDecentral | 7628 | 0.00016348
[11 empty] | c_DK1_SmallDecentral | 7629 | 0.00016331
[11 empty] | c_DK1_SmallDecentral | 7630 | 0.00014848
[11 empty] | c_DK1_SmallDecentral | 7631 | 0.00011932
[11 empty] | c_DK1_SmallDecentral | 7632 | 9.0153e-05
[11 empty] | c_DK1_SmallDecentral | 7633 | 7.2323e-05
[11 empty] | c_DK1_SmallDecentral | 7634 | 7.8155e-05
[11 empty] | c_DK1_SmallDecentral | 7635 | 7.8155e-05
[11 empty] | c_DK1_SmallDecentral | 7636 | 8.4987e-05
[11 empty] | c_DK1_SmallDecentral | 7637 | 0.00011332
[11 empty] | c_DK1_SmallDecentral | 7638 | 0.00017047
[11 empty] | c_DK1_SmallDecentral | 7639 | 0.0002018
[11 empty] | c_DK1_SmallDecentral | 7640 | 0.00020147
[11 empty] | c_DK1_SmallDecentral | 7641 | 0.00018281
[11 empty] | c_DK1_SmallDecentral | 7642 | 0.00017164
[11 empty] | c_DK1_SmallDecentral | 7643 | 0.00016048
[11 empty] | c_DK1_SmallDecentral | 7644 | 0.00015364
[11 empty] | c_DK1_SmallDecentral | 7645 | 0.00014898
[11 empty] | c_DK1_SmallDecentral | 7646 | 0.00013981
[11 empty] | c_DK1_SmallDecentral | 7647 | 0.00013765
[11 empty] | c_DK1_SmallDecentral | 7648 | 0.00013581
[11 empty] | c_DK1_SmallDecentral | 7649 | 0.00013981
[11 empty] | c_DK1_SmallDecentral | 7650 | 0.00014931
[11 empty] | c_DK1_SmallDecentral | 7651 | 0.00015298
[11 empty] | c_DK1_SmallDecentral | 7652 | 0.00015764
[11 empty] | c_DK1_SmallDecentral | 7653 | 0.00015731
[11 empty] | c_DK1_SmallDecentral | 7654 | 0.00014365
[11 empty] | c_DK1_SmallDecentral | 7655 | 0.00011348
[11 empty] | c_DK1_SmallDecentral | 7656 | 8.4654e-05
[11 empty] | c_DK1_SmallDecentral | 7657 | 6.8657e-05
[11 empty] | c_DK1_SmallDecentral | 7658 | 7.2156e-05
[11 empty] | c_DK1_SmallDecentral | 7659 | 6.8657e-05
[11 empty] | c_DK1_SmallDecentral | 7660 | 7.7989e-05
[11 empty] | c_DK1_SmallDecentral | 7661 | 0.00010448
[11 empty] | c_DK1_SmallDecentral | 7662 | 0.00015348
[11 empty] | c_DK1_SmallDecentral | 7663 | 0.00018681
[11 empty] | c_DK1_SmallDecentral | 7664 | 0.00018464
[11 empty] | c_DK1_SmallDecentral | 7665 | 0.00016398
[11 empty] | c_DK1_SmallDecentral | 7666 | 0.00015398
[11 empty] | c_DK1_SmallDecentral | 7667 | 0.00014698
[11 empty] | c_DK1_SmallDecentral | 7668 | 0.00013831
[11 empty] | c_DK1_SmallDecentral | 7669 | 0.00013431
[11 empty] | c_DK1_SmallDecentral | 7670 | 0.00012248
[11 empty] | c_DK1_SmallDecentral | 7671 | 0.00012648
[11 empty] | c_DK1_SmallDecentral | 7672 | 0.00012465
[11 empty] | c_DK1_SmallDecentral | 7673 | 0.00012898
[11 empty] | c_DK1_SmallDecentral | 7674 | 0.00013498
[11 empty] | c_DK1_SmallDecentral | 7675 | 0.00013931
[11 empty] | c_DK1_SmallDecentral | 7676 | 0.00014098
[11 empty] | c_DK1_SmallDecentral | 7677 | 0.00014148
[11 empty] | c_DK1_SmallDecentral | 7678 | 0.00013115
[11 empty] | c_DK1_SmallDecentral | 7679 | 0.00010532
[11 empty] | c_DK1_SmallDecentral | 7680 | 7.6989e-05
[11 empty] | c_DK1_SmallDecentral | 7681 | 7.1156e-05
[11 empty] | c_DK1_SmallDecentral | 7682 | 8.0322e-05
[11 empty] | c_DK1_SmallDecentral | 7683 | 7.8655e-05
[11 empty] | c_DK1_SmallDecentral | 7684 | 9.182e-05
[11 empty] | c_DK1_SmallDecentral | 7685 | 0.00012265
[11 empty] | c_DK1_SmallDecentral | 7686 | 0.00017481
[11 empty] | c_DK1_SmallDecentral | 7687 | 0.00018247
[11 empty] | c_DK1_SmallDecentral | 7688 | 0.00018064
[11 empty] | c_DK1_SmallDecentral | 7689 | 0.00015831
[11 empty] | c_DK1_SmallDecentral | 7690 | 0.00015014
[11 empty] | c_DK1_SmallDecentral | 7691 | 0.00014198
[11 empty] | c_DK1_SmallDecentral | 7692 | 0.00013665
[11 empty] | c_DK1_SmallDecentral | 7693 | 0.00013348
[11 empty] | c_DK1_SmallDecentral | 7694 | 0.00012531
[11 empty] | c_DK1_SmallDecentral | 7695 | 0.00012581
[11 empty] | c_DK1_SmallDecentral | 7696 | 0.00012382
[11 empty] | c_DK1_SmallDecentral | 7697 | 0.00013065
[11 empty] | c_DK1_SmallDecentral | 7698 | 0.00014015
[11 empty] | c_DK1_SmallDecentral | 7699 | 0.00014415
[11 empty] | c_DK1_SmallDecentral | 7700 | 0.00014798
[11 empty] | c_DK1_SmallDecentral | 7701 | 0.00014948
[11 empty] | c_DK1_SmallDecentral | 7702 | 0.00013881
[11 empty] | c_DK1_SmallDecentral | 7703 | 0.00011215
[11 empty] | c_DK1_SmallDecentral | 7704 | 8.3821e-05
[11 empty] | c_DK1_SmallDecentral | 7705 | 6.599e-05
[11 empty] | c_DK1_SmallDecentral | 7706 | 7.2656e-05
[11 empty] | c_DK1_SmallDecentral | 7707 | 7.2989e-05
[11 empty] | c_DK1_SmallDecentral | 7708 | 7.9822e-05
[11 empty] | c_DK1_SmallDecentral | 7709 | 0.00010698
[11 empty] | c_DK1_SmallDecentral | 7710 | 0.00016164
[11 empty] | c_DK1_SmallDecentral | 7711 | 0.00018831
[11 empty] | c_DK1_SmallDecentral | 7712 | 0.00018614
[11 empty] | c_DK1_SmallDecentral | 7713 | 0.00016431
[11 empty] | c_DK1_SmallDecentral | 7714 | 0.00015564
[11 empty] | c_DK1_SmallDecentral | 7715 | 0.00014648
[11 empty] | c_DK1_SmallDecentral | 7716 | 0.00013965
[11 empty] | c_DK1_SmallDecentral | 7717 | 0.00013631
[11 empty] | c_DK1_SmallDecentral | 7718 | 0.00012648
[11 empty] | c_DK1_SmallDecentral | 7719 | 0.00012565
[11 empty] | c_DK1_SmallDecentral | 7720 | 0.00012382
[11 empty] | c_DK1_SmallDecentral | 7721 | 0.00012915
[11 empty] | c_DK1_SmallDecentral | 7722 | 0.00013698
[11 empty] | c_DK1_SmallDecentral | 7723 | 0.00014065
[11 empty] | c_DK1_SmallDecentral | 7724 | 0.00014498
[11 empty] | c_DK1_SmallDecentral | 7725 | 0.00014598
[11 empty] | c_DK1_SmallDecentral | 7726 | 0.00013265
[11 empty] | c_DK1_SmallDecentral | 7727 | 0.00010598
[11 empty] | c_DK1_SmallDecentral | 7728 | 7.8322e-05
[11 empty] | c_DK1_SmallDecentral | 7729 | 6.7323e-05
[11 empty] | c_DK1_SmallDecentral | 7730 | 7.3489e-05
[11 empty] | c_DK1_SmallDecentral | 7731 | 7.3822e-05
[11 empty] | c_DK1_SmallDecentral | 7732 | 8.0988e-05
[11 empty] | c_DK1_SmallDecentral | 7733 | 0.00010915
[11 empty] | c_DK1_SmallDecentral | 7734 | 0.00016431
[11 empty] | c_DK1_SmallDecentral | 7735 | 0.00019297
[11 empty] | c_DK1_SmallDecentral | 7736 | 0.00019047
[11 empty] | c_DK1_SmallDecentral | 7737 | 0.00017114
[11 empty] | c_DK1_SmallDecentral | 7738 | 0.00016098
[11 empty] | c_DK1_SmallDecentral | 7739 | 0.00015131
[11 empty] | c_DK1_SmallDecentral | 7740 | 0.00014498
[11 empty] | c_DK1_SmallDecentral | 7741 | 0.00014065
[11 empty] | c_DK1_SmallDecentral | 7742 | 0.00013115
[11 empty] | c_DK1_SmallDecentral | 7743 | 0.00012965
[11 empty] | c_DK1_SmallDecentral | 7744 | 0.00012748
[11 empty] | c_DK1_SmallDecentral | 7745 | 0.00013165
[11 empty] | c_DK1_SmallDecentral | 7746 | 0.00014015
[11 empty] | c_DK1_SmallDecentral | 7747 | 0.00014248
[11 empty] | c_DK1_SmallDecentral | 7748 | 0.00014681
[11 empty] | c_DK1_SmallDecentral | 7749 | 0.00014731
[11 empty] | c_DK1_SmallDecentral | 7750 | 0.00013398
[11 empty] | c_DK1_SmallDecentral | 7751 | 0.00010648
[11 empty] | c_DK1_SmallDecentral | 7752 | 7.9155e-05
[11 empty] | c_DK1_SmallDecentral | 7753 | 6.9656e-05
[11 empty] | c_DK1_SmallDecentral | 7754 | 7.5822e-05
[11 empty] | c_DK1_SmallDecentral | 7755 | 7.6322e-05
[11 empty] | c_DK1_SmallDecentral | 7756 | 8.3654e-05
[11 empty] | c_DK1_SmallDecentral | 7757 | 0.00011265
[11 empty] | c_DK1_SmallDecentral | 7758 | 0.00016881
[11 empty] | c_DK1_SmallDecentral | 7759 | 0.00019847
[11 empty] | c_DK1_SmallDecentral | 7760 | 0.00019597
[11 empty] | c_DK1_SmallDecentral | 7761 | 0.00017631
[11 empty] | c_DK1_SmallDecentral | 7762 | 0.00016581
[11 empty] | c_DK1_SmallDecentral | 7763 | 0.00015581
[11 empty] | c_DK1_SmallDecentral | 7764 | 0.00014898
[11 empty] | c_DK1_SmallDecentral | 7765 | 0.00014498
[11 empty] | c_DK1_SmallDecentral | 7766 | 0.00013498
[11 empty] | c_DK1_SmallDecentral | 7767 | 0.00013381
[11 empty] | c_DK1_SmallDecentral | 7768 | 0.00013181
[11 empty] | c_DK1_SmallDecentral | 7769 | 0.00013581
[11 empty] | c_DK1_SmallDecentral | 7770 | 0.00014481
[11 empty] | c_DK1_SmallDecentral | 7771 | 0.00014731
[11 empty] | c_DK1_SmallDecentral | 7772 | 0.00015148
[11 empty] | c_DK1_SmallDecentral | 7773 | 0.00015198
[11 empty] | c_DK1_SmallDecentral | 7774 | 0.00013798
[11 empty] | c_DK1_SmallDecentral | 7775 | 0.00010965
[11 empty] | c_DK1_SmallDecentral | 7776 | 8.1655e-05
[11 empty] | c_DK1_SmallDecentral | 7777 | 6.9156e-05
[11 empty] | c_DK1_SmallDecentral | 7778 | 7.5489e-05
[11 empty] | c_DK1_SmallDecentral | 7779 | 7.5656e-05
[11 empty] | c_DK1_SmallDecentral | 7780 | 8.3154e-05
[11 empty] | c_DK1_SmallDecentral | 7781 | 0.00011182
[11 empty] | c_DK1_SmallDecentral | 7782 | 0.00016781
[11 empty] | c_DK1_SmallDecentral | 7783 | 0.00019714
[11 empty] | c_DK1_SmallDecentral | 7784 | 0.00019464
[11 empty] | c_DK1_SmallDecentral | 7785 | 0.00017514
[11 empty] | c_DK1_SmallDecentral | 7786 | 0.00016464
[11 empty] | c_DK1_SmallDecentral | 7787 | 0.00015481
[11 empty] | c_DK1_SmallDecentral | 7788 | 0.00014848
[11 empty] | c_DK1_SmallDecentral | 7789 | 0.00014381
[11 empty] | c_DK1_SmallDecentral | 7790 | 0.00013415
[11 empty] | c_DK1_SmallDecentral | 7791 | 0.00013265
[11 empty] | c_DK1_SmallDecentral | 7792 | 0.00013081
[11 empty] | c_DK1_SmallDecentral | 7793 | 0.00013498
[11 empty] | c_DK1_SmallDecentral | 7794 | 0.00014365
[11 empty] | c_DK1_SmallDecentral | 7795 | 0.00014598
[11 empty] | c_DK1_SmallDecentral | 7796 | 0.00015031
[11 empty] | c_DK1_SmallDecentral | 7797 | 0.00015064
[11 empty] | c_DK1_SmallDecentral | 7798 | 0.00013698
[11 empty] | c_DK1_SmallDecentral | 7799 | 0.00010882
[11 empty] | c_DK1_SmallDecentral | 7800 | 8.1155e-05
[11 empty] | c_DK1_SmallDecentral | 7801 | 6.6324e-05
[11 empty] | c_DK1_SmallDecentral | 7802 | 7.1489e-05
[11 empty] | c_DK1_SmallDecentral | 7803 | 7.1656e-05
[11 empty] | c_DK1_SmallDecentral | 7804 | 7.7989e-05
[11 empty] | c_DK1_SmallDecentral | 7805 | 0.00010432
[11 empty] | c_DK1_SmallDecentral | 7806 | 0.00015848
[11 empty] | c_DK1_SmallDecentral | 7807 | 0.00018764
[11 empty] | c_DK1_SmallDecentral | 7808 | 0.00018747
[11 empty] | c_DK1_SmallDecentral | 7809 | 0.00016898
[11 empty] | c_DK1_SmallDecentral | 7810 | 0.00015914
[11 empty] | c_DK1_SmallDecentral | 7811 | 0.00014881
[11 empty] | c_DK1_SmallDecentral | 7812 | 0.00014231
[11 empty] | c_DK1_SmallDecentral | 7813 | 0.00013815
[11 empty] | c_DK1_SmallDecentral | 7814 | 0.00012931
[11 empty] | c_DK1_SmallDecentral | 7815 | 0.00012698
[11 empty] | c_DK1_SmallDecentral | 7816 | 0.00012515
[11 empty] | c_DK1_SmallDecentral | 7817 | 0.00012848
[11 empty] | c_DK1_SmallDecentral | 7818 | 0.00013781
[11 empty] | c_DK1_SmallDecentral | 7819 | 0.00014115
[11 empty] | c_DK1_SmallDecentral | 7820 | 0.00014565
[11 empty] | c_DK1_SmallDecentral | 7821 | 0.00014548
[11 empty] | c_DK1_SmallDecentral | 7822 | 0.00013298
[11 empty] | c_DK1_SmallDecentral | 7823 | 0.00010532
[11 empty] | c_DK1_SmallDecentral | 7824 | 7.7989e-05
[11 empty] | c_DK1_SmallDecentral | 7825 | 6.8657e-05
[11 empty] | c_DK1_SmallDecentral | 7826 | 7.2156e-05
[11 empty] | c_DK1_SmallDecentral | 7827 | 6.8823e-05
[11 empty] | c_DK1_SmallDecentral | 7828 | 7.7989e-05
[11 empty] | c_DK1_SmallDecentral | 7829 | 0.00010448
[11 empty] | c_DK1_SmallDecentral | 7830 | 0.00015364
[11 empty] | c_DK1_SmallDecentral | 7831 | 0.00018681
[11 empty] | c_DK1_SmallDecentral | 7832 | 0.00018464
[11 empty] | c_DK1_SmallDecentral | 7833 | 0.00016398
[11 empty] | c_DK1_SmallDecentral | 7834 | 0.00015398
[11 empty] | c_DK1_SmallDecentral | 7835 | 0.00014715
[11 empty] | c_DK1_SmallDecentral | 7836 | 0.00013831
[11 empty] | c_DK1_SmallDecentral | 7837 | 0.00013431
[11 empty] | c_DK1_SmallDecentral | 7838 | 0.00012248
[11 empty] | c_DK1_SmallDecentral | 7839 | 0.00012665
[11 empty] | c_DK1_SmallDecentral | 7840 | 0.00012465
[11 empty] | c_DK1_SmallDecentral | 7841 | 0.00012898
[11 empty] | c_DK1_SmallDecentral | 7842 | 0.00013498
[11 empty] | c_DK1_SmallDecentral | 7843 | 0.00013931
[11 empty] | c_DK1_SmallDecentral | 7844 | 0.00014098
[11 empty] | c_DK1_SmallDecentral | 7845 | 0.00014181
[11 empty] | c_DK1_SmallDecentral | 7846 | 0.00013115
[11 empty] | c_DK1_SmallDecentral | 7847 | 0.00010532
[11 empty] | c_DK1_SmallDecentral | 7848 | 7.6989e-05
[11 empty] | c_DK1_SmallDecentral | 7849 | 7.1489e-05
[11 empty] | c_DK1_SmallDecentral | 7850 | 8.0988e-05
[11 empty] | c_DK1_SmallDecentral | 7851 | 7.8988e-05
[11 empty] | c_DK1_SmallDecentral | 7852 | 9.2486e-05
[11 empty] | c_DK1_SmallDecentral | 7853 | 0.00012332
[11 empty] | c_DK1_SmallDecentral | 7854 | 0.00017581
[11 empty] | c_DK1_SmallDecentral | 7855 | 0.00018331
[11 empty] | c_DK1_SmallDecentral | 7856 | 0.00018147
[11 empty] | c_DK1_SmallDecentral | 7857 | 0.00015898
[11 empty] | c_DK1_SmallDecentral | 7858 | 0.00015081
[11 empty] | c_DK1_SmallDecentral | 7859 | 0.00014281
[11 empty] | c_DK1_SmallDecentral | 7860 | 0.00013748
[11 empty] | c_DK1_SmallDecentral | 7861 | 0.00013415
[11 empty] | c_DK1_SmallDecentral | 7862 | 0.00012598
[11 empty] | c_DK1_SmallDecentral | 7863 | 0.00012665
[11 empty] | c_DK1_SmallDecentral | 7864 | 0.00012432
[11 empty] | c_DK1_SmallDecentral | 7865 | 0.00013148
[11 empty] | c_DK1_SmallDecentral | 7866 | 0.00014081
[11 empty] | c_DK1_SmallDecentral | 7867 | 0.00014515
[11 empty] | c_DK1_SmallDecentral | 7868 | 0.00014881
[11 empty] | c_DK1_SmallDecentral | 7869 | 0.00015048
[11 empty] | c_DK1_SmallDecentral | 7870 | 0.00013948
[11 empty] | c_DK1_SmallDecentral | 7871 | 0.00011282
[11 empty] | c_DK1_SmallDecentral | 7872 | 8.4488e-05
[11 empty] | c_DK1_SmallDecentral | 7873 | 7.2489e-05
[11 empty] | c_DK1_SmallDecentral | 7874 | 7.9655e-05
[11 empty] | c_DK1_SmallDecentral | 7875 | 8.0155e-05
[11 empty] | c_DK1_SmallDecentral | 7876 | 8.782e-05
[11 empty] | c_DK1_SmallDecentral | 7877 | 0.00011715
[11 empty] | c_DK1_SmallDecentral | 7878 | 0.00017497
[11 empty] | c_DK1_SmallDecentral | 7879 | 0.00020397
[11 empty] | c_DK1_SmallDecentral | 7880 | 0.00020147
[11 empty] | c_DK1_SmallDecentral | 7881 | 0.00017881
[11 empty] | c_DK1_SmallDecentral | 7882 | 0.00016898
[11 empty] | c_DK1_SmallDecentral | 7883 | 0.00015914
[11 empty] | c_DK1_SmallDecentral | 7884 | 0.00015181
[11 empty] | c_DK1_SmallDecentral | 7885 | 0.00014831
[11 empty] | c_DK1_SmallDecentral | 7886 | 0.00013798
[11 empty] | c_DK1_SmallDecentral | 7887 | 0.00013715
[11 empty] | c_DK1_SmallDecentral | 7888 | 0.00013565
[11 empty] | c_DK1_SmallDecentral | 7889 | 0.00014148
[11 empty] | c_DK1_SmallDecentral | 7890 | 0.00014981
[11 empty] | c_DK1_SmallDecentral | 7891 | 0.00015381
[11 empty] | c_DK1_SmallDecentral | 7892 | 0.00015814
[11 empty] | c_DK1_SmallDecentral | 7893 | 0.00015881
[11 empty] | c_DK1_SmallDecentral | 7894 | 0.00014431
[11 empty] | c_DK1_SmallDecentral | 7895 | 0.00011548
[11 empty] | c_DK1_SmallDecentral | 7896 | 8.5987e-05
[11 empty] | c_DK1_SmallDecentral | 7897 | 7.3156e-05
[11 empty] | c_DK1_SmallDecentral | 7898 | 7.9822e-05
[11 empty] | c_DK1_SmallDecentral | 7899 | 8.0322e-05
[11 empty] | c_DK1_SmallDecentral | 7900 | 8.8154e-05
[11 empty] | c_DK1_SmallDecentral | 7901 | 0.00011815
[11 empty] | c_DK1_SmallDecentral | 7902 | 0.00017664
[11 empty] | c_DK1_SmallDecentral | 7903 | 0.00020697
[11 empty] | c_DK1_SmallDecentral | 7904 | 0.00020447
[11 empty] | c_DK1_SmallDecentral | 7905 | 0.00018464
[11 empty] | c_DK1_SmallDecentral | 7906 | 0.00017347
[11 empty] | c_DK1_SmallDecentral | 7907 | 0.00016298
[11 empty] | c_DK1_SmallDecentral | 7908 | 0.00015614
[11 empty] | c_DK1_SmallDecentral | 7909 | 0.00015148
[11 empty] | c_DK1_SmallDecentral | 7910 | 0.00014148
[11 empty] | c_DK1_SmallDecentral | 7911 | 0.00014015
[11 empty] | c_DK1_SmallDecentral | 7912 | 0.00013831
[11 empty] | c_DK1_SmallDecentral | 7913 | 0.00014265
[11 empty] | c_DK1_SmallDecentral | 7914 | 0.00015164
[11 empty] | c_DK1_SmallDecentral | 7915 | 0.00015414
[11 empty] | c_DK1_SmallDecentral | 7916 | 0.00015881
[11 empty] | c_DK1_SmallDecentral | 7917 | 0.00015898
[11 empty] | c_DK1_SmallDecentral | 7918 | 0.00014431
[11 empty] | c_DK1_SmallDecentral | 7919 | 0.00011482
[11 empty] | c_DK1_SmallDecentral | 7920 | 8.5821e-05
[11 empty] | c_DK1_SmallDecentral | 7921 | 6.9323e-05
[11 empty] | c_DK1_SmallDecentral | 7922 | 7.5822e-05
[11 empty] | c_DK1_SmallDecentral | 7923 | 7.6155e-05
[11 empty] | c_DK1_SmallDecentral | 7924 | 8.3654e-05
[11 empty] | c_DK1_SmallDecentral | 7925 | 0.00011232
[11 empty] | c_DK1_SmallDecentral | 7926 | 0.00016881
[11 empty] | c_DK1_SmallDecentral | 7927 | 0.00019797
[11 empty] | c_DK1_SmallDecentral | 7928 | 0.00019547
[11 empty] | c_DK1_SmallDecentral | 7929 | 0.00017597
[11 empty] | c_DK1_SmallDecentral | 7930 | 0.00016548
[11 empty] | c_DK1_SmallDecentral | 7931 | 0.00015564
[11 empty] | c_DK1_SmallDecentral | 7932 | 0.00014898
[11 empty] | c_DK1_SmallDecentral | 7933 | 0.00014448
[11 empty] | c_DK1_SmallDecentral | 7934 | 0.00013481
[11 empty] | c_DK1_SmallDecentral | 7935 | 0.00013348
[11 empty] | c_DK1_SmallDecentral | 7936 | 0.00013148
[11 empty] | c_DK1_SmallDecentral | 7937 | 0.00013565
[11 empty] | c_DK1_SmallDecentral | 7938 | 0.00014431
[11 empty] | c_DK1_SmallDecentral | 7939 | 0.00014715
[11 empty] | c_DK1_SmallDecentral | 7940 | 0.00015114
[11 empty] | c_DK1_SmallDecentral | 7941 | 0.00015181
[11 empty] | c_DK1_SmallDecentral | 7942 | 0.00013781
[11 empty] | c_DK1_SmallDecentral | 7943 | 0.00010965
[11 empty] | c_DK1_SmallDecentral | 7944 | 8.1655e-05
[11 empty] | c_DK1_SmallDecentral | 7945 | 6.749e-05
[11 empty] | c_DK1_SmallDecentral | 7946 | 7.3656e-05
[11 empty] | c_DK1_SmallDecentral | 7947 | 7.3989e-05
[11 empty] | c_DK1_SmallDecentral | 7948 | 8.1155e-05
[11 empty] | c_DK1_SmallDecentral | 7949 | 0.00010948
[11 empty] | c_DK1_SmallDecentral | 7950 | 0.00016481
[11 empty] | c_DK1_SmallDecentral | 7951 | 0.00019347
[11 empty] | c_DK1_SmallDecentral | 7952 | 0.00019097
[11 empty] | c_DK1_SmallDecentral | 7953 | 0.00017164
[11 empty] | c_DK1_SmallDecentral | 7954 | 0.00016148
[11 empty] | c_DK1_SmallDecentral | 7955 | 0.00015181
[11 empty] | c_DK1_SmallDecentral | 7956 | 0.00014548
[11 empty] | c_DK1_SmallDecentral | 7957 | 0.00014115
[11 empty] | c_DK1_SmallDecentral | 7958 | 0.00013148
[11 empty] | c_DK1_SmallDecentral | 7959 | 0.00013015
[11 empty] | c_DK1_SmallDecentral | 7960 | 0.00012798
[11 empty] | c_DK1_SmallDecentral | 7961 | 0.00013215
[11 empty] | c_DK1_SmallDecentral | 7962 | 0.00014065
[11 empty] | c_DK1_SmallDecentral | 7963 | 0.00014298
[11 empty] | c_DK1_SmallDecentral | 7964 | 0.00014731
[11 empty] | c_DK1_SmallDecentral | 7965 | 0.00014781
[11 empty] | c_DK1_SmallDecentral | 7966 | 0.00013431
[11 empty] | c_DK1_SmallDecentral | 7967 | 0.00010682
[11 empty] | c_DK1_SmallDecentral | 7968 | 7.9488e-05
[11 empty] | c_DK1_SmallDecentral | 7969 | 7.9822e-05
[11 empty] | c_DK1_SmallDecentral | 7970 | 8.5487e-05
[11 empty] | c_DK1_SmallDecentral | 7971 | 8.6154e-05
[11 empty] | c_DK1_SmallDecentral | 7972 | 9.282e-05
[11 empty] | c_DK1_SmallDecentral | 7973 | 0.00012032
[11 empty] | c_DK1_SmallDecentral | 7974 | 0.00018014
[11 empty] | c_DK1_SmallDecentral | 7975 | 0.00021247
[11 empty] | c_DK1_SmallDecentral | 7976 | 0.00021164
[11 empty] | c_DK1_SmallDecentral | 7977 | 0.0001928
[11 empty] | c_DK1_SmallDecentral | 7978 | 0.00018281
[11 empty] | c_DK1_SmallDecentral | 7979 | 0.00017214
[11 empty] | c_DK1_SmallDecentral | 7980 | 0.00016498
[11 empty] | c_DK1_SmallDecentral | 7981 | 0.00015998
[11 empty] | c_DK1_SmallDecentral | 7982 | 0.00015098
[11 empty] | c_DK1_SmallDecentral | 7983 | 0.00014881
[11 empty] | c_DK1_SmallDecentral | 7984 | 0.00014698
[11 empty] | c_DK1_SmallDecentral | 7985 | 0.00015114
[11 empty] | c_DK1_SmallDecentral | 7986 | 0.00016014
[11 empty] | c_DK1_SmallDecentral | 7987 | 0.00016314
[11 empty] | c_DK1_SmallDecentral | 7988 | 0.00016714
[11 empty] | c_DK1_SmallDecentral | 7989 | 0.00016614
[11 empty] | c_DK1_SmallDecentral | 7990 | 0.00015198
[11 empty] | c_DK1_SmallDecentral | 7991 | 0.00012148
[11 empty] | c_DK1_SmallDecentral | 7992 | 9.1487e-05
[11 empty] | c_DK1_SmallDecentral | 7993 | 9.1653e-05
[11 empty] | c_DK1_SmallDecentral | 7994 | 9.382e-05
[11 empty] | c_DK1_SmallDecentral | 7995 | 9.2653e-05
[11 empty] | c_DK1_SmallDecentral | 7996 | 0.00010149
[11 empty] | c_DK1_SmallDecentral | 7997 | 0.00012748
[11 empty] | c_DK1_SmallDecentral | 7998 | 0.00018531
[11 empty] | c_DK1_SmallDecentral | 7999 | 0.00022313
[11 empty] | c_DK1_SmallDecentral | 8000 | 0.00021847
[11 empty] | c_DK1_SmallDecentral | 8001 | 0.00019847
[11 empty] | c_DK1_SmallDecentral | 8002 | 0.00018914
[11 empty] | c_DK1_SmallDecentral | 8003 | 0.00018247
[11 empty] | c_DK1_SmallDecentral | 8004 | 0.00017331
[11 empty] | c_DK1_SmallDecentral | 8005 | 0.00016764
[11 empty] | c_DK1_SmallDecentral | 8006 | 0.00015731
[11 empty] | c_DK1_SmallDecentral | 8007 | 0.00016131
[11 empty] | c_DK1_SmallDecentral | 8008 | 0.00015881
[11 empty] | c_DK1_SmallDecentral | 8009 | 0.00016431
[11 empty] | c_DK1_SmallDecentral | 8010 | 0.00017031
[11 empty] | c_DK1_SmallDecentral | 8011 | 0.00017281
[11 empty] | c_DK1_SmallDecentral | 8012 | 0.00017331
[11 empty] | c_DK1_SmallDecentral | 8013 | 0.00017164
[11 empty] | c_DK1_SmallDecentral | 8014 | 0.00016031
[11 empty] | c_DK1_SmallDecentral | 8015 | 0.00012965
[11 empty] | c_DK1_SmallDecentral | 8016 | 9.9152e-05
[11 empty] | c_DK1_SmallDecentral | 8017 | 9.5653e-05
[11 empty] | c_DK1_SmallDecentral | 8018 | 0.00010232
[11 empty] | c_DK1_SmallDecentral | 8019 | 0.00010315
[11 empty] | c_DK1_SmallDecentral | 8020 | 0.00011715
[11 empty] | c_DK1_SmallDecentral | 8021 | 0.00014998
[11 empty] | c_DK1_SmallDecentral | 8022 | 0.00020964
[11 empty] | c_DK1_SmallDecentral | 8023 | 0.00021913
[11 empty] | c_DK1_SmallDecentral | 8024 | 0.00021597
[11 empty] | c_DK1_SmallDecentral | 8025 | 0.0001963
[11 empty] | c_DK1_SmallDecentral | 8026 | 0.00018814
[11 empty] | c_DK1_SmallDecentral | 8027 | 0.00017997
[11 empty] | c_DK1_SmallDecentral | 8028 | 0.00017447
[11 empty] | c_DK1_SmallDecentral | 8029 | 0.00016997
[11 empty] | c_DK1_SmallDecentral | 8030 | 0.00016231
[11 empty] | c_DK1_SmallDecentral | 8031 | 0.00016331
[11 empty] | c_DK1_SmallDecentral | 8032 | 0.00016248
[11 empty] | c_DK1_SmallDecentral | 8033 | 0.00016781
[11 empty] | c_DK1_SmallDecentral | 8034 | 0.00017814
[11 empty] | c_DK1_SmallDecentral | 8035 | 0.00018164
[11 empty] | c_DK1_SmallDecentral | 8036 | 0.00018331
[11 empty] | c_DK1_SmallDecentral | 8037 | 0.00018264
[11 empty] | c_DK1_SmallDecentral | 8038 | 0.00017031
[11 empty] | c_DK1_SmallDecentral | 8039 | 0.00013765
[11 empty] | c_DK1_SmallDecentral | 8040 | 0.00010898
[11 empty] | c_DK1_SmallDecentral | 8041 | 9.5819e-05
[11 empty] | c_DK1_SmallDecentral | 8042 | 0.00010198
[11 empty] | c_DK1_SmallDecentral | 8043 | 0.00010365
[11 empty] | c_DK1_SmallDecentral | 8044 | 0.00011165
[11 empty] | c_DK1_SmallDecentral | 8045 | 0.00013948
[11 empty] | c_DK1_SmallDecentral | 8046 | 0.00020647
[11 empty] | c_DK1_SmallDecentral | 8047 | 0.00023863
[11 empty] | c_DK1_SmallDecentral | 8048 | 0.00023447
[11 empty] | c_DK1_SmallDecentral | 8049 | 0.0002128
[11 empty] | c_DK1_SmallDecentral | 8050 | 0.00020547
[11 empty] | c_DK1_SmallDecentral | 8051 | 0.00019597
[11 empty] | c_DK1_SmallDecentral | 8052 | 0.00018814
[11 empty] | c_DK1_SmallDecentral | 8053 | 0.00018264
[11 empty] | c_DK1_SmallDecentral | 8054 | 0.00017381
[11 empty] | c_DK1_SmallDecentral | 8055 | 0.00017297
[11 empty] | c_DK1_SmallDecentral | 8056 | 0.00017131
[11 empty] | c_DK1_SmallDecentral | 8057 | 0.00017681
[11 empty] | c_DK1_SmallDecentral | 8058 | 0.00018547
[11 empty] | c_DK1_SmallDecentral | 8059 | 0.00018714
[11 empty] | c_DK1_SmallDecentral | 8060 | 0.00018931
[11 empty] | c_DK1_SmallDecentral | 8061 | 0.00018747
[11 empty] | c_DK1_SmallDecentral | 8062 | 0.00017147
[11 empty] | c_DK1_SmallDecentral | 8063 | 0.00013948
[11 empty] | c_DK1_SmallDecentral | 8064 | 0.00010782
[11 empty] | c_DK1_SmallDecentral | 8065 | 9.032e-05
[11 empty] | c_DK1_SmallDecentral | 8066 | 9.6986e-05
[11 empty] | c_DK1_SmallDecentral | 8067 | 9.8319e-05
[11 empty] | c_DK1_SmallDecentral | 8068 | 0.00010565
[11 empty] | c_DK1_SmallDecentral | 8069 | 0.00013331
[11 empty] | c_DK1_SmallDecentral | 8070 | 0.0001978
[11 empty] | c_DK1_SmallDecentral | 8071 | 0.00022997
[11 empty] | c_DK1_SmallDecentral | 8072 | 0.00022663
[11 empty] | c_DK1_SmallDecentral | 8073 | 0.00020647
[11 empty] | c_DK1_SmallDecentral | 8074 | 0.00019847
[11 empty] | c_DK1_SmallDecentral | 8075 | 0.00018864
[11 empty] | c_DK1_SmallDecentral | 8076 | 0.00018131
[11 empty] | c_DK1_SmallDecentral | 8077 | 0.00017581
[11 empty] | c_DK1_SmallDecentral | 8078 | 0.00016648
[11 empty] | c_DK1_SmallDecentral | 8079 | 0.00016514
[11 empty] | c_DK1_SmallDecentral | 8080 | 0.00016331
[11 empty] | c_DK1_SmallDecentral | 8081 | 0.00016831
[11 empty] | c_DK1_SmallDecentral | 8082 | 0.00017597
[11 empty] | c_DK1_SmallDecentral | 8083 | 0.00017697
[11 empty] | c_DK1_SmallDecentral | 8084 | 0.00017947
[11 empty] | c_DK1_SmallDecentral | 8085 | 0.00017881
[11 empty] | c_DK1_SmallDecentral | 8086 | 0.00016281
[11 empty] | c_DK1_SmallDecentral | 8087 | 0.00013215
[11 empty] | c_DK1_SmallDecentral | 8088 | 0.00010165
[11 empty] | c_DK1_SmallDecentral | 8089 | 7.8655e-05
[11 empty] | c_DK1_SmallDecentral | 8090 | 8.4987e-05
[11 empty] | c_DK1_SmallDecentral | 8091 | 8.5821e-05
[11 empty] | c_DK1_SmallDecentral | 8092 | 9.332e-05
[11 empty] | c_DK1_SmallDecentral | 8093 | 0.00012165
[11 empty] | c_DK1_SmallDecentral | 8094 | 0.00018147
[11 empty] | c_DK1_SmallDecentral | 8095 | 0.0002123
[11 empty] | c_DK1_SmallDecentral | 8096 | 0.0002093
[11 empty] | c_DK1_SmallDecentral | 8097 | 0.00018964
[11 empty] | c_DK1_SmallDecentral | 8098 | 0.00018014
[11 empty] | c_DK1_SmallDecentral | 8099 | 0.00017031
[11 empty] | c_DK1_SmallDecentral | 8100 | 0.00016314
[11 empty] | c_DK1_SmallDecentral | 8101 | 0.00015848
[11 empty] | c_DK1_SmallDecentral | 8102 | 0.00014881
[11 empty] | c_DK1_SmallDecentral | 8103 | 0.00014748
[11 empty] | c_DK1_SmallDecentral | 8104 | 0.00014565
[11 empty] | c_DK1_SmallDecentral | 8105 | 0.00015014
[11 empty] | c_DK1_SmallDecentral | 8106 | 0.00015848
[11 empty] | c_DK1_SmallDecentral | 8107 | 0.00016048
[11 empty] | c_DK1_SmallDecentral | 8108 | 0.00016381
[11 empty] | c_DK1_SmallDecentral | 8109 | 0.00016381
[11 empty] | c_DK1_SmallDecentral | 8110 | 0.00014898
[11 empty] | c_DK1_SmallDecentral | 8111 | 0.00011965
[11 empty] | c_DK1_SmallDecentral | 8112 | 9.032e-05
[11 empty] | c_DK1_SmallDecentral | 8113 | 7.2656e-05
[11 empty] | c_DK1_SmallDecentral | 8114 | 7.9322e-05
[11 empty] | c_DK1_SmallDecentral | 8115 | 7.9822e-05
[11 empty] | c_DK1_SmallDecentral | 8116 | 8.7487e-05
[11 empty] | c_DK1_SmallDecentral | 8117 | 0.00011732
[11 empty] | c_DK1_SmallDecentral | 8118 | 0.00017547
[11 empty] | c_DK1_SmallDecentral | 8119 | 0.00020564
[11 empty] | c_DK1_SmallDecentral | 8120 | 0.0002033
[11 empty] | c_DK1_SmallDecentral | 8121 | 0.00018331
[11 empty] | c_DK1_SmallDecentral | 8122 | 0.00017247
[11 empty] | c_DK1_SmallDecentral | 8123 | 0.00016181
[11 empty] | c_DK1_SmallDecentral | 8124 | 0.00015498
[11 empty] | c_DK1_SmallDecentral | 8125 | 0.00015031
[11 empty] | c_DK1_SmallDecentral | 8126 | 0.00014081
[11 empty] | c_DK1_SmallDecentral | 8127 | 0.00013915
[11 empty] | c_DK1_SmallDecentral | 8128 | 0.00013748
[11 empty] | c_DK1_SmallDecentral | 8129 | 0.00014181
[11 empty] | c_DK1_SmallDecentral | 8130 | 0.00015064
[11 empty] | c_DK1_SmallDecentral | 8131 | 0.00015314
[11 empty] | c_DK1_SmallDecentral | 8132 | 0.00015764
[11 empty] | c_DK1_SmallDecentral | 8133 | 0.00015781
[11 empty] | c_DK1_SmallDecentral | 8134 | 0.00014348
[11 empty] | c_DK1_SmallDecentral | 8135 | 0.00011398
[11 empty] | c_DK1_SmallDecentral | 8136 | 8.5154e-05
[11 empty] | c_DK1_SmallDecentral | 8137 | 6.749e-05
[11 empty] | c_DK1_SmallDecentral | 8138 | 7.2823e-05
[11 empty] | c_DK1_SmallDecentral | 8139 | 7.2823e-05
[11 empty] | c_DK1_SmallDecentral | 8140 | 7.9322e-05
[11 empty] | c_DK1_SmallDecentral | 8141 | 0.00010598
[11 empty] | c_DK1_SmallDecentral | 8142 | 0.00016064
[11 empty] | c_DK1_SmallDecentral | 8143 | 0.00019031
[11 empty] | c_DK1_SmallDecentral | 8144 | 0.00019014
[11 empty] | c_DK1_SmallDecentral | 8145 | 0.00017164
[11 empty] | c_DK1_SmallDecentral | 8146 | 0.00016148
[11 empty] | c_DK1_SmallDecentral | 8147 | 0.00015098
[11 empty] | c_DK1_SmallDecentral | 8148 | 0.00014465
[11 empty] | c_DK1_SmallDecentral | 8149 | 0.00014015
[11 empty] | c_DK1_SmallDecentral | 8150 | 0.00013115
[11 empty] | c_DK1_SmallDecentral | 8151 | 0.00012915
[11 empty] | c_DK1_SmallDecentral | 8152 | 0.00012715
[11 empty] | c_DK1_SmallDecentral | 8153 | 0.00013081
[11 empty] | c_DK1_SmallDecentral | 8154 | 0.00013981
[11 empty] | c_DK1_SmallDecentral | 8155 | 0.00014315
[11 empty] | c_DK1_SmallDecentral | 8156 | 0.00014798
[11 empty] | c_DK1_SmallDecentral | 8157 | 0.00014781
[11 empty] | c_DK1_SmallDecentral | 8158 | 0.00013481
[11 empty] | c_DK1_SmallDecentral | 8159 | 0.00010665
[11 empty] | c_DK1_SmallDecentral | 8160 | 7.9155e-05
[11 empty] | c_DK1_SmallDecentral | 8161 | 6.9323e-05
[11 empty] | c_DK1_SmallDecentral | 8162 | 7.2823e-05
[11 empty] | c_DK1_SmallDecentral | 8163 | 6.9323e-05
[11 empty] | c_DK1_SmallDecentral | 8164 | 7.8822e-05
[11 empty] | c_DK1_SmallDecentral | 8165 | 0.00010548
[11 empty] | c_DK1_SmallDecentral | 8166 | 0.00015498
[11 empty] | c_DK1_SmallDecentral | 8167 | 0.00018864
[11 empty] | c_DK1_SmallDecentral | 8168 | 0.00018614
[11 empty] | c_DK1_SmallDecentral | 8169 | 0.00016564
[11 empty] | c_DK1_SmallDecentral | 8170 | 0.00015514
[11 empty] | c_DK1_SmallDecentral | 8171 | 0.00014864
[11 empty] | c_DK1_SmallDecentral | 8172 | 0.00013948
[11 empty] | c_DK1_SmallDecentral | 8173 | 0.00013581
[11 empty] | c_DK1_SmallDecentral | 8174 | 0.00012382
[11 empty] | c_DK1_SmallDecentral | 8175 | 0.00012781
[11 empty] | c_DK1_SmallDecentral | 8176 | 0.00012581
[11 empty] | c_DK1_SmallDecentral | 8177 | 0.00013031
[11 empty] | c_DK1_SmallDecentral | 8178 | 0.00013648
[11 empty] | c_DK1_SmallDecentral | 8179 | 0.00014065
[11 empty] | c_DK1_SmallDecentral | 8180 | 0.00014248
[11 empty] | c_DK1_SmallDecentral | 8181 | 0.00014298
[11 empty] | c_DK1_SmallDecentral | 8182 | 0.00013265
[11 empty] | c_DK1_SmallDecentral | 8183 | 0.00010632
[11 empty] | c_DK1_SmallDecentral | 8184 | 7.7822e-05
[11 empty] | c_DK1_SmallDecentral | 8185 | 6.8657e-05
[11 empty] | c_DK1_SmallDecentral | 8186 | 7.7655e-05
[11 empty] | c_DK1_SmallDecentral | 8187 | 7.5989e-05
[11 empty] | c_DK1_SmallDecentral | 8188 | 8.8987e-05
[11 empty] | c_DK1_SmallDecentral | 8189 | 0.00011915
[11 empty] | c_DK1_SmallDecentral | 8190 | 0.00016981
[11 empty] | c_DK1_SmallDecentral | 8191 | 0.00017714
[11 empty] | c_DK1_SmallDecentral | 8192 | 0.00017564
[11 empty] | c_DK1_SmallDecentral | 8193 | 0.00015331
[11 empty] | c_DK1_SmallDecentral | 8194 | 0.00014565
[11 empty] | c_DK1_SmallDecentral | 8195 | 0.00013781
[11 empty] | c_DK1_SmallDecentral | 8196 | 0.00013265
[11 empty] | c_DK1_SmallDecentral | 8197 | 0.00012965
[11 empty] | c_DK1_SmallDecentral | 8198 | 0.00012165
[11 empty] | c_DK1_SmallDecentral | 8199 | 0.00012198
[11 empty] | c_DK1_SmallDecentral | 8200 | 0.00011965
[11 empty] | c_DK1_SmallDecentral | 8201 | 0.00012648
[11 empty] | c_DK1_SmallDecentral | 8202 | 0.00013581
[11 empty] | c_DK1_SmallDecentral | 8203 | 0.00013965
[11 empty] | c_DK1_SmallDecentral | 8204 | 0.00014331
[11 empty] | c_DK1_SmallDecentral | 8205 | 0.00014515
[11 empty] | c_DK1_SmallDecentral | 8206 | 0.00013465
[11 empty] | c_DK1_SmallDecentral | 8207 | 0.00010865
[11 empty] | c_DK1_SmallDecentral | 8208 | 8.1155e-05
[11 empty] | c_DK1_SmallDecentral | 8209 | 7.1489e-05
[11 empty] | c_DK1_SmallDecentral | 8210 | 7.8488e-05
[11 empty] | c_DK1_SmallDecentral | 8211 | 7.8988e-05
[11 empty] | c_DK1_SmallDecentral | 8212 | 8.6487e-05
[11 empty] | c_DK1_SmallDecentral | 8213 | 0.00011532
[11 empty] | c_DK1_SmallDecentral | 8214 | 0.00017247
[11 empty] | c_DK1_SmallDecentral | 8215 | 0.00020114
[11 empty] | c_DK1_SmallDecentral | 8216 | 0.00019897
[11 empty] | c_DK1_SmallDecentral | 8217 | 0.00017614
[11 empty] | c_DK1_SmallDecentral | 8218 | 0.00016681
[11 empty] | c_DK1_SmallDecentral | 8219 | 0.00015714
[11 empty] | c_DK1_SmallDecentral | 8220 | 0.00014981
[11 empty] | c_DK1_SmallDecentral | 8221 | 0.00014615
[11 empty] | c_DK1_SmallDecentral | 8222 | 0.00013598
[11 empty] | c_DK1_SmallDecentral | 8223 | 0.00013498
[11 empty] | c_DK1_SmallDecentral | 8224 | 0.00013365
[11 empty] | c_DK1_SmallDecentral | 8225 | 0.00013931
[11 empty] | c_DK1_SmallDecentral | 8226 | 0.00014764
[11 empty] | c_DK1_SmallDecentral | 8227 | 0.00015164
[11 empty] | c_DK1_SmallDecentral | 8228 | 0.00015581
[11 empty] | c_DK1_SmallDecentral | 8229 | 0.00015664
[11 empty] | c_DK1_SmallDecentral | 8230 | 0.00014215
[11 empty] | c_DK1_SmallDecentral | 8231 | 0.00011382
[11 empty] | c_DK1_SmallDecentral | 8232 | 8.4488e-05
[11 empty] | c_DK1_SmallDecentral | 8233 | 8.2821e-05
[11 empty] | c_DK1_SmallDecentral | 8234 | 8.9154e-05
[11 empty] | c_DK1_SmallDecentral | 8235 | 9.0153e-05
[11 empty] | c_DK1_SmallDecentral | 8236 | 9.7486e-05
[11 empty] | c_DK1_SmallDecentral | 8237 | 0.00012531
[11 empty] | c_DK1_SmallDecentral | 8238 | 0.00018681
[11 empty] | c_DK1_SmallDecentral | 8239 | 0.00021763
[11 empty] | c_DK1_SmallDecentral | 8240 | 0.00021464
[11 empty] | c_DK1_SmallDecentral | 8241 | 0.0001948
[11 empty] | c_DK1_SmallDecentral | 8242 | 0.00018614
[11 empty] | c_DK1_SmallDecentral | 8243 | 0.00017631
[11 empty] | c_DK1_SmallDecentral | 8244 | 0.00016914
[11 empty] | c_DK1_SmallDecentral | 8245 | 0.00016414
[11 empty] | c_DK1_SmallDecentral | 8246 | 0.00015481
[11 empty] | c_DK1_SmallDecentral | 8247 | 0.00015331
[11 empty] | c_DK1_SmallDecentral | 8248 | 0.00015164
[11 empty] | c_DK1_SmallDecentral | 8249 | 0.00015614
[11 empty] | c_DK1_SmallDecentral | 8250 | 0.00016414
[11 empty] | c_DK1_SmallDecentral | 8251 | 0.00016581
[11 empty] | c_DK1_SmallDecentral | 8252 | 0.00016864
[11 empty] | c_DK1_SmallDecentral | 8253 | 0.00016831
[11 empty] | c_DK1_SmallDecentral | 8254 | 0.00015331
[11 empty] | c_DK1_SmallDecentral | 8255 | 0.00012365
[11 empty] | c_DK1_SmallDecentral | 8256 | 9.4319e-05
[11 empty] | c_DK1_SmallDecentral | 8257 | 8.0322e-05
[11 empty] | c_DK1_SmallDecentral | 8258 | 8.6987e-05
[11 empty] | c_DK1_SmallDecentral | 8259 | 8.782e-05
[11 empty] | c_DK1_SmallDecentral | 8260 | 9.5153e-05
[11 empty] | c_DK1_SmallDecentral | 8261 | 0.00012348
[11 empty] | c_DK1_SmallDecentral | 8262 | 0.00018397
[11 empty] | c_DK1_SmallDecentral | 8263 | 0.0002148
[11 empty] | c_DK1_SmallDecentral | 8264 | 0.00021197
[11 empty] | c_DK1_SmallDecentral | 8265 | 0.00019231
[11 empty] | c_DK1_SmallDecentral | 8266 | 0.00018281
[11 empty] | c_DK1_SmallDecentral | 8267 | 0.00017297
[11 empty] | c_DK1_SmallDecentral | 8268 | 0.00016581
[11 empty] | c_DK1_SmallDecentral | 8269 | 0.00016098
[11 empty] | c_DK1_SmallDecentral | 8270 | 0.00015148
[11 empty] | c_DK1_SmallDecentral | 8271 | 0.00015014
[11 empty] | c_DK1_SmallDecentral | 8272 | 0.00014814
[11 empty] | c_DK1_SmallDecentral | 8273 | 0.00015281
[11 empty] | c_DK1_SmallDecentral | 8274 | 0.00016114
[11 empty] | c_DK1_SmallDecentral | 8275 | 0.00016298
[11 empty] | c_DK1_SmallDecentral | 8276 | 0.00016614
[11 empty] | c_DK1_SmallDecentral | 8277 | 0.00016614
[11 empty] | c_DK1_SmallDecentral | 8278 | 0.00015114
[11 empty] | c_DK1_SmallDecentral | 8279 | 0.00012165
[11 empty] | c_DK1_SmallDecentral | 8280 | 9.2153e-05
[11 empty] | c_DK1_SmallDecentral | 8281 | 8.4987e-05
[11 empty] | c_DK1_SmallDecentral | 8282 | 9.1487e-05
[11 empty] | c_DK1_SmallDecentral | 8283 | 9.232e-05
[11 empty] | c_DK1_SmallDecentral | 8284 | 9.9652e-05
[11 empty] | c_DK1_SmallDecentral | 8285 | 0.00012698
[11 empty] | c_DK1_SmallDecentral | 8286 | 0.00018897
[11 empty] | c_DK1_SmallDecentral | 8287 | 0.00021997
[11 empty] | c_DK1_SmallDecentral | 8288 | 0.0002168
[11 empty] | c_DK1_SmallDecentral | 8289 | 0.0001968
[11 empty] | c_DK1_SmallDecentral | 8290 | 0.00018897
[11 empty] | c_DK1_SmallDecentral | 8291 | 0.00017931
[11 empty] | c_DK1_SmallDecentral | 8292 | 0.00017214
[11 empty] | c_DK1_SmallDecentral | 8293 | 0.00016731
[11 empty] | c_DK1_SmallDecentral | 8294 | 0.00015781
[11 empty] | c_DK1_SmallDecentral | 8295 | 0.00015631
[11 empty] | c_DK1_SmallDecentral | 8296 | 0.00015464
[11 empty] | c_DK1_SmallDecentral | 8297 | 0.00015931
[11 empty] | c_DK1_SmallDecentral | 8298 | 0.00016698
[11 empty] | c_DK1_SmallDecentral | 8299 | 0.00016814
[11 empty] | c_DK1_SmallDecentral | 8300 | 0.00017064
[11 empty] | c_DK1_SmallDecentral | 8301 | 0.00017031
[11 empty] | c_DK1_SmallDecentral | 8302 | 0.00015514
[11 empty] | c_DK1_SmallDecentral | 8303 | 0.00012565
[11 empty] | c_DK1_SmallDecentral | 8304 | 9.6319e-05
[11 empty] | c_DK1_SmallDecentral | 8305 | 8.782e-05
[11 empty] | c_DK1_SmallDecentral | 8306 | 9.3486e-05
[11 empty] | c_DK1_SmallDecentral | 8307 | 9.4819e-05
[11 empty] | c_DK1_SmallDecentral | 8308 | 0.00010082
[11 empty] | c_DK1_SmallDecentral | 8309 | 0.00012615
[11 empty] | c_DK1_SmallDecentral | 8310 | 0.00018864
[11 empty] | c_DK1_SmallDecentral | 8311 | 0.00022097
[11 empty] | c_DK1_SmallDecentral | 8312 | 0.0002198
[11 empty] | c_DK1_SmallDecentral | 8313 | 0.00020064
[11 empty] | c_DK1_SmallDecentral | 8314 | 0.00019314
[11 empty] | c_DK1_SmallDecentral | 8315 | 0.00018314
[11 empty] | c_DK1_SmallDecentral | 8316 | 0.00017581
[11 empty] | c_DK1_SmallDecentral | 8317 | 0.00017064
[11 empty] | c_DK1_SmallDecentral | 8318 | 0.00016181
[11 empty] | c_DK1_SmallDecentral | 8319 | 0.00015964
[11 empty] | c_DK1_SmallDecentral | 8320 | 0.00015781
[11 empty] | c_DK1_SmallDecentral | 8321 | 0.00016231
[11 empty] | c_DK1_SmallDecentral | 8322 | 0.00017064
[11 empty] | c_DK1_SmallDecentral | 8323 | 0.00017214
[11 empty] | c_DK1_SmallDecentral | 8324 | 0.00017514
[11 empty] | c_DK1_SmallDecentral | 8325 | 0.00017364
[11 empty] | c_DK1_SmallDecentral | 8326 | 0.00015914
[11 empty] | c_DK1_SmallDecentral | 8327 | 0.00012865
[11 empty] | c_DK1_SmallDecentral | 8328 | 9.8486e-05
[11 empty] | c_DK1_SmallDecentral | 8329 | 8.9487e-05
[11 empty] | c_DK1_SmallDecentral | 8330 | 9.1487e-05
[11 empty] | c_DK1_SmallDecentral | 8331 | 9.0653e-05
[11 empty] | c_DK1_SmallDecentral | 8332 | 9.9152e-05
[11 empty] | c_DK1_SmallDecentral | 8333 | 0.00012415
[11 empty] | c_DK1_SmallDecentral | 8334 | 0.00018064
[11 empty] | c_DK1_SmallDecentral | 8335 | 0.00021763
[11 empty] | c_DK1_SmallDecentral | 8336 | 0.00021297
[11 empty] | c_DK1_SmallDecentral | 8337 | 0.0001933
[11 empty] | c_DK1_SmallDecentral | 8338 | 0.00018464
[11 empty] | c_DK1_SmallDecentral | 8339 | 0.00017864
[11 empty] | c_DK1_SmallDecentral | 8340 | 0.00016931
[11 empty] | c_DK1_SmallDecentral | 8341 | 0.00016381
[11 empty] | c_DK1_SmallDecentral | 8342 | 0.00015381
[11 empty] | c_DK1_SmallDecentral | 8343 | 0.00015781
[11 empty] | c_DK1_SmallDecentral | 8344 | 0.00015514
[11 empty] | c_DK1_SmallDecentral | 8345 | 0.00016048
[11 empty] | c_DK1_SmallDecentral | 8346 | 0.00016614
[11 empty] | c_DK1_SmallDecentral | 8347 | 0.00016848
[11 empty] | c_DK1_SmallDecentral | 8348 | 0.00016881
[11 empty] | c_DK1_SmallDecentral | 8349 | 0.00016714
[11 empty] | c_DK1_SmallDecentral | 8350 | 0.00015614
[11 empty] | c_DK1_SmallDecentral | 8351 | 0.00012648
[11 empty] | c_DK1_SmallDecentral | 8352 | 9.6819e-05
[11 empty] | c_DK1_SmallDecentral | 8353 | 8.6654e-05
[11 empty] | c_DK1_SmallDecentral | 8354 | 9.3653e-05
[11 empty] | c_DK1_SmallDecentral | 8355 | 9.382e-05
[11 empty] | c_DK1_SmallDecentral | 8356 | 0.00010748
[11 empty] | c_DK1_SmallDecentral | 8357 | 0.00013865
[11 empty] | c_DK1_SmallDecentral | 8358 | 0.00019447
[11 empty] | c_DK1_SmallDecentral | 8359 | 0.00020347
[11 empty] | c_DK1_SmallDecentral | 8360 | 0.00020097
[11 empty] | c_DK1_SmallDecentral | 8361 | 0.00018081
[11 empty] | c_DK1_SmallDecentral | 8362 | 0.00017331
[11 empty] | c_DK1_SmallDecentral | 8363 | 0.00016548
[11 empty] | c_DK1_SmallDecentral | 8364 | 0.00016014
[11 empty] | c_DK1_SmallDecentral | 8365 | 0.00015631
[11 empty] | c_DK1_SmallDecentral | 8366 | 0.00014864
[11 empty] | c_DK1_SmallDecentral | 8367 | 0.00014931
[11 empty] | c_DK1_SmallDecentral | 8368 | 0.00014831
[11 empty] | c_DK1_SmallDecentral | 8369 | 0.00015364
[11 empty] | c_DK1_SmallDecentral | 8370 | 0.00016331
[11 empty] | c_DK1_SmallDecentral | 8371 | 0.00016681
[11 empty] | c_DK1_SmallDecentral | 8372 | 0.00016864
[11 empty] | c_DK1_SmallDecentral | 8373 | 0.00016881
[11 empty] | c_DK1_SmallDecentral | 8374 | 0.00015731
[11 empty] | c_DK1_SmallDecentral | 8375 | 0.00012698
[11 empty] | c_DK1_SmallDecentral | 8376 | 9.9485e-05
[11 empty] | c_DK1_SmallDecentral | 8377 | 8.0821e-05
[11 empty] | c_DK1_SmallDecentral | 8378 | 8.7487e-05
[11 empty] | c_DK1_SmallDecentral | 8379 | 8.832e-05
[11 empty] | c_DK1_SmallDecentral | 8380 | 9.6153e-05
[11 empty] | c_DK1_SmallDecentral | 8381 | 0.00012432
[11 empty] | c_DK1_SmallDecentral | 8382 | 0.00018514
[11 empty] | c_DK1_SmallDecentral | 8383 | 0.00021497
[11 empty] | c_DK1_SmallDecentral | 8384 | 0.00021197
[11 empty] | c_DK1_SmallDecentral | 8385 | 0.00018981
[11 empty] | c_DK1_SmallDecentral | 8386 | 0.00018131
[11 empty] | c_DK1_SmallDecentral | 8387 | 0.00017197
[11 empty] | c_DK1_SmallDecentral | 8388 | 0.00016448
[11 empty] | c_DK1_SmallDecentral | 8389 | 0.00015998
[11 empty] | c_DK1_SmallDecentral | 8390 | 0.00015064
[11 empty] | c_DK1_SmallDecentral | 8391 | 0.00014964
[11 empty] | c_DK1_SmallDecentral | 8392 | 0.00014814
[11 empty] | c_DK1_SmallDecentral | 8393 | 0.00015381
[11 empty] | c_DK1_SmallDecentral | 8394 | 0.00016198
[11 empty] | c_DK1_SmallDecentral | 8395 | 0.00016498
[11 empty] | c_DK1_SmallDecentral | 8396 | 0.00016831
[11 empty] | c_DK1_SmallDecentral | 8397 | 0.00016798
[11 empty] | c_DK1_SmallDecentral | 8398 | 0.00015298
[11 empty] | c_DK1_SmallDecentral | 8399 | 0.00012348
[11 empty] | c_DK1_SmallDecentral | 8400 | 9.3486e-05
[11 empty] | c_DK1_SmallDecentral | 8401 | 7.4822e-05
[11 empty] | c_DK1_SmallDecentral | 8402 | 8.1321e-05
[11 empty] | c_DK1_SmallDecentral | 8403 | 8.1988e-05
[11 empty] | c_DK1_SmallDecentral | 8404 | 8.9653e-05
[11 empty] | c_DK1_SmallDecentral | 8405 | 0.00011915
[11 empty] | c_DK1_SmallDecentral | 8406 | 0.00017814
[11 empty] | c_DK1_SmallDecentral | 8407 | 0.00020864
[11 empty] | c_DK1_SmallDecentral | 8408 | 0.0002058
[11 empty] | c_DK1_SmallDecentral | 8409 | 0.00018597
[11 empty] | c_DK1_SmallDecentral | 8410 | 0.00017531
[11 empty] | c_DK1_SmallDecentral | 8411 | 0.00016514
[11 empty] | c_DK1_SmallDecentral | 8412 | 0.00015814
[11 empty] | c_DK1_SmallDecentral | 8413 | 0.00015348
[11 empty] | c_DK1_SmallDecentral | 8414 | 0.00014365
[11 empty] | c_DK1_SmallDecentral | 8415 | 0.00014231
[11 empty] | c_DK1_SmallDecentral | 8416 | 0.00014031
[11 empty] | c_DK1_SmallDecentral | 8417 | 0.00014481
[11 empty] | c_DK1_SmallDecentral | 8418 | 0.00015364
[11 empty] | c_DK1_SmallDecentral | 8419 | 0.00015598
[11 empty] | c_DK1_SmallDecentral | 8420 | 0.00016031
[11 empty] | c_DK1_SmallDecentral | 8421 | 0.00016048
[11 empty] | c_DK1_SmallDecentral | 8422 | 0.00014565
[11 empty] | c_DK1_SmallDecentral | 8423 | 0.00011615
[11 empty] | c_DK1_SmallDecentral | 8424 | 8.6987e-05
[11 empty] | c_DK1_SmallDecentral | 8425 | 7.4156e-05
[11 empty] | c_DK1_SmallDecentral | 8426 | 8.0821e-05
[11 empty] | c_DK1_SmallDecentral | 8427 | 8.1321e-05
[11 empty] | c_DK1_SmallDecentral | 8428 | 8.8987e-05
[11 empty] | c_DK1_SmallDecentral | 8429 | 0.00011832
[11 empty] | c_DK1_SmallDecentral | 8430 | 0.00017697
[11 empty] | c_DK1_SmallDecentral | 8431 | 0.0002073
[11 empty] | c_DK1_SmallDecentral | 8432 | 0.00020447
[11 empty] | c_DK1_SmallDecentral | 8433 | 0.00018481
[11 empty] | c_DK1_SmallDecentral | 8434 | 0.00017431
[11 empty] | c_DK1_SmallDecentral | 8435 | 0.00016414
[11 empty] | c_DK1_SmallDecentral | 8436 | 0.00015698
[11 empty] | c_DK1_SmallDecentral | 8437 | 0.00015248
[11 empty] | c_DK1_SmallDecentral | 8438 | 0.00014281
[11 empty] | c_DK1_SmallDecentral | 8439 | 0.00014131
[11 empty] | c_DK1_SmallDecentral | 8440 | 0.00013948
[11 empty] | c_DK1_SmallDecentral | 8441 | 0.00014381
[11 empty] | c_DK1_SmallDecentral | 8442 | 0.00015281
[11 empty] | c_DK1_SmallDecentral | 8443 | 0.00015514
[11 empty] | c_DK1_SmallDecentral | 8444 | 0.00015914
[11 empty] | c_DK1_SmallDecentral | 8445 | 0.00015948
[11 empty] | c_DK1_SmallDecentral | 8446 | 0.00014481
[11 empty] | c_DK1_SmallDecentral | 8447 | 0.00011565
[11 empty] | c_DK1_SmallDecentral | 8448 | 8.6487e-05
[11 empty] | c_DK1_SmallDecentral | 8449 | 7.4656e-05
[11 empty] | c_DK1_SmallDecentral | 8450 | 8.1321e-05
[11 empty] | c_DK1_SmallDecentral | 8451 | 8.1821e-05
[11 empty] | c_DK1_SmallDecentral | 8452 | 8.982e-05
[11 empty] | c_DK1_SmallDecentral | 8453 | 0.00011982
[11 empty] | c_DK1_SmallDecentral | 8454 | 0.00017881
[11 empty] | c_DK1_SmallDecentral | 8455 | 0.00020947
[11 empty] | c_DK1_SmallDecentral | 8456 | 0.00020697
[11 empty] | c_DK1_SmallDecentral | 8457 | 0.00018664
[11 empty] | c_DK1_SmallDecentral | 8458 | 0.00017597
[11 empty] | c_DK1_SmallDecentral | 8459 | 0.00016548
[11 empty] | c_DK1_SmallDecentral | 8460 | 0.00015831
[11 empty] | c_DK1_SmallDecentral | 8461 | 0.00015364
[11 empty] | c_DK1_SmallDecentral | 8462 | 0.00014381
[11 empty] | c_DK1_SmallDecentral | 8463 | 0.00014248
[11 empty] | c_DK1_SmallDecentral | 8464 | 0.00014065
[11 empty] | c_DK1_SmallDecentral | 8465 | 0.00014498
[11 empty] | c_DK1_SmallDecentral | 8466 | 0.00015398
[11 empty] | c_DK1_SmallDecentral | 8467 | 0.00015648
[11 empty] | c_DK1_SmallDecentral | 8468 | 0.00016081
[11 empty] | c_DK1_SmallDecentral | 8469 | 0.00016114
[11 empty] | c_DK1_SmallDecentral | 8470 | 0.00014631
[11 empty] | c_DK1_SmallDecentral | 8471 | 0.00011665
[11 empty] | c_DK1_SmallDecentral | 8472 | 8.7154e-05
[11 empty] | c_DK1_SmallDecentral | 8473 | 7.4156e-05
[11 empty] | c_DK1_SmallDecentral | 8474 | 7.9988e-05
[11 empty] | c_DK1_SmallDecentral | 8475 | 8.0155e-05
[11 empty] | c_DK1_SmallDecentral | 8476 | 8.7154e-05
[11 empty] | c_DK1_SmallDecentral | 8477 | 0.00011615
[11 empty] | c_DK1_SmallDecentral | 8478 | 0.00017397
[11 empty] | c_DK1_SmallDecentral | 8479 | 0.00020614
[11 empty] | c_DK1_SmallDecentral | 8480 | 0.0002058
[11 empty] | c_DK1_SmallDecentral | 8481 | 0.00018697
[11 empty] | c_DK1_SmallDecentral | 8482 | 0.00017547
[11 empty] | c_DK1_SmallDecentral | 8483 | 0.00016431
[11 empty] | c_DK1_SmallDecentral | 8484 | 0.00015714
[11 empty] | c_DK1_SmallDecentral | 8485 | 0.00015231
[11 empty] | c_DK1_SmallDecentral | 8486 | 0.00014315
[11 empty] | c_DK1_SmallDecentral | 8487 | 0.00014115
[11 empty] | c_DK1_SmallDecentral | 8488 | 0.00013931
[11 empty] | c_DK1_SmallDecentral | 8489 | 0.00014315
[11 empty] | c_DK1_SmallDecentral | 8490 | 0.00015298
[11 empty] | c_DK1_SmallDecentral | 8491 | 0.00015664
[11 empty] | c_DK1_SmallDecentral | 8492 | 0.00016131
[11 empty] | c_DK1_SmallDecentral | 8493 | 0.00016098
[11 empty] | c_DK1_SmallDecentral | 8494 | 0.00014715
[11 empty] | c_DK1_SmallDecentral | 8495 | 0.00011632
[11 empty] | c_DK1_SmallDecentral | 8496 | 8.6654e-05
[11 empty] | c_DK1_SmallDecentral | 8497 | 7.4489e-05
[11 empty] | c_DK1_SmallDecentral | 8498 | 7.8155e-05
[11 empty] | c_DK1_SmallDecentral | 8499 | 7.4822e-05
[11 empty] | c_DK1_SmallDecentral | 8500 | 8.4821e-05
[11 empty] | c_DK1_SmallDecentral | 8501 | 0.00011298
[11 empty] | c_DK1_SmallDecentral | 8502 | 0.00016514
[11 empty] | c_DK1_SmallDecentral | 8503 | 0.00020047
[11 empty] | c_DK1_SmallDecentral | 8504 | 0.00019797
[11 empty] | c_DK1_SmallDecentral | 8505 | 0.00017697
[11 empty] | c_DK1_SmallDecentral | 8506 | 0.00016564
[11 empty] | c_DK1_SmallDecentral | 8507 | 0.00015814
[11 empty] | c_DK1_SmallDecentral | 8508 | 0.00014898
[11 empty] | c_DK1_SmallDecentral | 8509 | 0.00014465
[11 empty] | c_DK1_SmallDecentral | 8510 | 0.00013231
[11 empty] | c_DK1_SmallDecentral | 8511 | 0.00013615
[11 empty] | c_DK1_SmallDecentral | 8512 | 0.00013465
[11 empty] | c_DK1_SmallDecentral | 8513 | 0.00013948
[11 empty] | c_DK1_SmallDecentral | 8514 | 0.00014581
[11 empty] | c_DK1_SmallDecentral | 8515 | 0.00015048
[11 empty] | c_DK1_SmallDecentral | 8516 | 0.00015248
[11 empty] | c_DK1_SmallDecentral | 8517 | 0.00015298
[11 empty] | c_DK1_SmallDecentral | 8518 | 0.00014148
[11 empty] | c_DK1_SmallDecentral | 8519 | 0.00011365
[11 empty] | c_DK1_SmallDecentral | 8520 | 8.3488e-05
[11 empty] | c_DK1_SmallDecentral | 8521 | 7.8488e-05
[11 empty] | c_DK1_SmallDecentral | 8522 | 8.8487e-05
[11 empty] | c_DK1_SmallDecentral | 8523 | 8.6487e-05
[11 empty] | c_DK1_SmallDecentral | 8524 | 0.00010049
[11 empty] | c_DK1_SmallDecentral | 8525 | 0.00013365
[11 empty] | c_DK1_SmallDecentral | 8526 | 0.00018947
[11 empty] | c_DK1_SmallDecentral | 8527 | 0.00019764
[11 empty] | c_DK1_SmallDecentral | 8528 | 0.0001953
[11 empty] | c_DK1_SmallDecentral | 8529 | 0.00017197
[11 empty] | c_DK1_SmallDecentral | 8530 | 0.00016331
[11 empty] | c_DK1_SmallDecentral | 8531 | 0.00015464
[11 empty] | c_DK1_SmallDecentral | 8532 | 0.00014881
[11 empty] | c_DK1_SmallDecentral | 8533 | 0.00014515
[11 empty] | c_DK1_SmallDecentral | 8534 | 0.00013681
[11 empty] | c_DK1_SmallDecentral | 8535 | 0.00013765
[11 empty] | c_DK1_SmallDecentral | 8536 | 0.00013565
[11 empty] | c_DK1_SmallDecentral | 8537 | 0.00014315
[11 empty] | c_DK1_SmallDecentral | 8538 | 0.00015331
[11 empty] | c_DK1_SmallDecentral | 8539 | 0.00015781
[11 empty] | c_DK1_SmallDecentral | 8540 | 0.00016148
[11 empty] | c_DK1_SmallDecentral | 8541 | 0.00016298
[11 empty] | c_DK1_SmallDecentral | 8542 | 0.00015114
[11 empty] | c_DK1_SmallDecentral | 8543 | 0.00012232
[11 empty] | c_DK1_SmallDecentral | 8544 | 9.1986e-05
[11 empty] | c_DK1_SmallDecentral | 8545 | 7.5489e-05
[11 empty] | c_DK1_SmallDecentral | 8546 | 8.3154e-05
[11 empty] | c_DK1_SmallDecentral | 8547 | 8.3488e-05
[11 empty] | c_DK1_SmallDecentral | 8548 | 9.1653e-05
[11 empty] | c_DK1_SmallDecentral | 8549 | 0.00012165
[11 empty] | c_DK1_SmallDecentral | 8550 | 0.00018114
[11 empty] | c_DK1_SmallDecentral | 8551 | 0.00021097
[11 empty] | c_DK1_SmallDecentral | 8552 | 0.00020847
[11 empty] | c_DK1_SmallDecentral | 8553 | 0.00018531
[11 empty] | c_DK1_SmallDecentral | 8554 | 0.00017531
[11 empty] | c_DK1_SmallDecentral | 8555 | 0.00016531
[11 empty] | c_DK1_SmallDecentral | 8556 | 0.00015731
[11 empty] | c_DK1_SmallDecentral | 8557 | 0.00015364
[11 empty] | c_DK1_SmallDecentral | 8558 | 0.00014315
[11 empty] | c_DK1_SmallDecentral | 8559 | 0.00014248
[11 empty] | c_DK1_SmallDecentral | 8560 | 0.00014115
[11 empty] | c_DK1_SmallDecentral | 8561 | 0.00014715
[11 empty] | c_DK1_SmallDecentral | 8562 | 0.00015564
[11 empty] | c_DK1_SmallDecentral | 8563 | 0.00015998
[11 empty] | c_DK1_SmallDecentral | 8564 | 0.00016431
[11 empty] | c_DK1_SmallDecentral | 8565 | 0.00016498
[11 empty] | c_DK1_SmallDecentral | 8566 | 0.00014981
[11 empty] | c_DK1_SmallDecentral | 8567 | 0.00011965
[11 empty] | c_DK1_SmallDecentral | 8568 | 8.932e-05
[11 empty] | c_DK1_SmallDecentral | 8569 | 7.5656e-05
[11 empty] | c_DK1_SmallDecentral | 8570 | 8.2321e-05
[11 empty] | c_DK1_SmallDecentral | 8571 | 8.2821e-05
[11 empty] | c_DK1_SmallDecentral | 8572 | 9.0987e-05
[11 empty] | c_DK1_SmallDecentral | 8573 | 0.00012165
[11 empty] | c_DK1_SmallDecentral | 8574 | 0.00018114
[11 empty] | c_DK1_SmallDecentral | 8575 | 0.00021247
[11 empty] | c_DK1_SmallDecentral | 8576 | 0.0002098
[11 empty] | c_DK1_SmallDecentral | 8577 | 0.00018947
[11 empty] | c_DK1_SmallDecentral | 8578 | 0.00017814
[11 empty] | c_DK1_SmallDecentral | 8579 | 0.00016748
[11 empty] | c_DK1_SmallDecentral | 8580 | 0.00016014
[11 empty] | c_DK1_SmallDecentral | 8581 | 0.00015548
[11 empty] | c_DK1_SmallDecentral | 8582 | 0.00014548
[11 empty] | c_DK1_SmallDecentral | 8583 | 0.00014415
[11 empty] | c_DK1_SmallDecentral | 8584 | 0.00014248
[11 empty] | c_DK1_SmallDecentral | 8585 | 0.00014698
[11 empty] | c_DK1_SmallDecentral | 8586 | 0.00015631
[11 empty] | c_DK1_SmallDecentral | 8587 | 0.00015864
[11 empty] | c_DK1_SmallDecentral | 8588 | 0.00016314
[11 empty] | c_DK1_SmallDecentral | 8589 | 0.00016331
[11 empty] | c_DK1_SmallDecentral | 8590 | 0.00014848
[11 empty] | c_DK1_SmallDecentral | 8591 | 0.00011798
[11 empty] | c_DK1_SmallDecentral | 8592 | 8.8154e-05
[11 empty] | c_DK1_SmallDecentral | 8593 | 7.8822e-05
[11 empty] | c_DK1_SmallDecentral | 8594 | 8.5654e-05
[11 empty] | c_DK1_SmallDecentral | 8595 | 8.6154e-05
[11 empty] | c_DK1_SmallDecentral | 8596 | 9.4153e-05
[11 empty] | c_DK1_SmallDecentral | 8597 | 0.00012398
[11 empty] | c_DK1_SmallDecentral | 8598 | 0.00018414
[11 empty] | c_DK1_SmallDecentral | 8599 | 0.0002158
[11 empty] | c_DK1_SmallDecentral | 8600 | 0.0002128
[11 empty] | c_DK1_SmallDecentral | 8601 | 0.00019297
[11 empty] | c_DK1_SmallDecentral | 8602 | 0.00018247
[11 empty] | c_DK1_SmallDecentral | 8603 | 0.00017197
[11 empty] | c_DK1_SmallDecentral | 8604 | 0.00016464
[11 empty] | c_DK1_SmallDecentral | 8605 | 0.00015998
[11 empty] | c_DK1_SmallDecentral | 8606 | 0.00015014
[11 empty] | c_DK1_SmallDecentral | 8607 | 0.00014864
[11 empty] | c_DK1_SmallDecentral | 8608 | 0.00014715
[11 empty] | c_DK1_SmallDecentral | 8609 | 0.00015164
[11 empty] | c_DK1_SmallDecentral | 8610 | 0.00016048
[11 empty] | c_DK1_SmallDecentral | 8611 | 0.00016264
[11 empty] | c_DK1_SmallDecentral | 8612 | 0.00016664
[11 empty] | c_DK1_SmallDecentral | 8613 | 0.00016648
[11 empty] | c_DK1_SmallDecentral | 8614 | 0.00015131
[11 empty] | c_DK1_SmallDecentral | 8615 | 0.00012115
[11 empty] | c_DK1_SmallDecentral | 8616 | 9.1153e-05
[11 empty] | c_DK1_SmallDecentral | 8617 | 8.7987e-05
[11 empty] | c_DK1_SmallDecentral | 8618 | 9.4486e-05
[11 empty] | c_DK1_SmallDecentral | 8619 | 9.5653e-05
[11 empty] | c_DK1_SmallDecentral | 8620 | 0.00010265
[11 empty] | c_DK1_SmallDecentral | 8621 | 0.00012948
[11 empty] | c_DK1_SmallDecentral | 8622 | 0.00019264
[11 empty] | c_DK1_SmallDecentral | 8623 | 0.00022363
[11 empty] | c_DK1_SmallDecentral | 8624 | 0.00022047
[11 empty] | c_DK1_SmallDecentral | 8625 | 0.00020064
[11 empty] | c_DK1_SmallDecentral | 8626 | 0.0001933
[11 empty] | c_DK1_SmallDecentral | 8627 | 0.00018381
[11 empty] | c_DK1_SmallDecentral | 8628 | 0.00017681
[11 empty] | c_DK1_SmallDecentral | 8629 | 0.00017131
[11 empty] | c_DK1_SmallDecentral | 8630 | 0.00016231
[11 empty] | c_DK1_SmallDecentral | 8631 | 0.00016081
[11 empty] | c_DK1_SmallDecentral | 8632 | 0.00015898
[11 empty] | c_DK1_SmallDecentral | 8633 | 0.00016381
[11 empty] | c_DK1_SmallDecentral | 8634 | 0.00017097
[11 empty] | c_DK1_SmallDecentral | 8635 | 0.00017214
[11 empty] | c_DK1_SmallDecentral | 8636 | 0.00017431
[11 empty] | c_DK1_SmallDecentral | 8637 | 0.00017364
[11 empty] | c_DK1_SmallDecentral | 8638 | 0.00015831
[11 empty] | c_DK1_SmallDecentral | 8639 | 0.00012865
[11 empty] | c_DK1_SmallDecentral | 8640 | 9.8985e-05
[11 empty] | c_DK1_SmallDecentral | 8641 | 9.6486e-05
[11 empty] | c_DK1_SmallDecentral | 8642 | 0.00010215
[11 empty] | c_DK1_SmallDecentral | 8643 | 0.00010382
[11 empty] | c_DK1_SmallDecentral | 8644 | 0.00011032
[11 empty] | c_DK1_SmallDecentral | 8645 | 0.00013698
[11 empty] | c_DK1_SmallDecentral | 8646 | 0.0002033
[11 empty] | c_DK1_SmallDecentral | 8647 | 0.00023747
[11 empty] | c_DK1_SmallDecentral | 8648 | 0.0002363
[11 empty] | c_DK1_SmallDecentral | 8649 | 0.00021663
[11 empty] | c_DK1_SmallDecentral | 8650 | 0.0002088
[11 empty] | c_DK1_SmallDecentral | 8651 | 0.0001983
[11 empty] | c_DK1_SmallDecentral | 8652 | 0.00019031
[11 empty] | c_DK1_SmallDecentral | 8653 | 0.00018447
[11 empty] | c_DK1_SmallDecentral | 8654 | 0.00017581
[11 empty] | c_DK1_SmallDecentral | 8655 | 0.00017364
[11 empty] | c_DK1_SmallDecentral | 8656 | 0.00017197
[11 empty] | c_DK1_SmallDecentral | 8657 | 0.00017697
[11 empty] | c_DK1_SmallDecentral | 8658 | 0.00018514
[11 empty] | c_DK1_SmallDecentral | 8659 | 0.00018681
[11 empty] | c_DK1_SmallDecentral | 8660 | 0.00018947
[11 empty] | c_DK1_SmallDecentral | 8661 | 0.00018764
[11 empty] | c_DK1_SmallDecentral | 8662 | 0.00017181
[11 empty] | c_DK1_SmallDecentral | 8663 | 0.00013915
[11 empty] | c_DK1_SmallDecentral | 8664 | 0.00010715
[11 empty] | c_DK1_SmallDecentral | 8665 | 0.00010632
[11 empty] | c_DK1_SmallDecentral | 8666 | 0.00010832
[11 empty] | c_DK1_SmallDecentral | 8667 | 0.00010782
[11 empty] | c_DK1_SmallDecentral | 8668 | 0.00011698
[11 empty] | c_DK1_SmallDecentral | 8669 | 0.00014398
[11 empty] | c_DK1_SmallDecentral | 8670 | 0.0002068
[11 empty] | c_DK1_SmallDecentral | 8671 | 0.00024763
[11 empty] | c_DK1_SmallDecentral | 8672 | 0.00024196
[11 empty] | c_DK1_SmallDecentral | 8673 | 0.0002218
[11 empty] | c_DK1_SmallDecentral | 8674 | 0.0002123
[11 empty] | c_DK1_SmallDecentral | 8675 | 0.00020547
[11 empty] | c_DK1_SmallDecentral | 8676 | 0.00019564
[11 empty] | c_DK1_SmallDecentral | 8677 | 0.00018931
[11 empty] | c_DK1_SmallDecentral | 8678 | 0.00017897
[11 empty] | c_DK1_SmallDecentral | 8679 | 0.00018297
[11 empty] | c_DK1_SmallDecentral | 8680 | 0.00018014
[11 empty] | c_DK1_SmallDecentral | 8681 | 0.00018631
[11 empty] | c_DK1_SmallDecentral | 8682 | 0.00019231
[11 empty] | c_DK1_SmallDecentral | 8683 | 0.0001943
[11 empty] | c_DK1_SmallDecentral | 8684 | 0.00019447
[11 empty] | c_DK1_SmallDecentral | 8685 | 0.00019181
[11 empty] | c_DK1_SmallDecentral | 8686 | 0.00017897
[11 empty] | c_DK1_SmallDecentral | 8687 | 0.00014615
[11 empty] | c_DK1_SmallDecentral | 8688 | 0.00011365
[11 empty] | c_DK1_SmallDecentral | 8689 | 9.8819e-05
[11 empty] | c_DK1_SmallDecentral | 8690 | 0.00010532
[11 empty] | c_DK1_SmallDecentral | 8691 | 0.00010632
[11 empty] | c_DK1_SmallDecentral | 8692 | 0.00012065
[11 empty] | c_DK1_SmallDecentral | 8693 | 0.00015364
[11 empty] | c_DK1_SmallDecentral | 8694 | 0.00021447
[11 empty] | c_DK1_SmallDecentral | 8695 | 0.00022447
[11 empty] | c_DK1_SmallDecentral | 8696 | 0.00022097
[11 empty] | c_DK1_SmallDecentral | 8697 | 0.0002013
[11 empty] | c_DK1_SmallDecentral | 8698 | 0.0001933
[11 empty] | c_DK1_SmallDecentral | 8699 | 0.00018514
[11 empty] | c_DK1_SmallDecentral | 8700 | 0.00017947
[11 empty] | c_DK1_SmallDecentral | 8701 | 0.00017497
[11 empty] | c_DK1_SmallDecentral | 8702 | 0.00016748
[11 empty] | c_DK1_SmallDecentral | 8703 | 0.00016831
[11 empty] | c_DK1_SmallDecentral | 8704 | 0.00016764
[11 empty] | c_DK1_SmallDecentral | 8705 | 0.00017281
[11 empty] | c_DK1_SmallDecentral | 8706 | 0.00018331
[11 empty] | c_DK1_SmallDecentral | 8707 | 0.00018681
[11 empty] | c_DK1_SmallDecentral | 8708 | 0.00018797
[11 empty] | c_DK1_SmallDecentral | 8709 | 0.00018731
[11 empty] | c_DK1_SmallDecentral | 8710 | 0.00017464
[11 empty] | c_DK1_SmallDecentral | 8711 | 0.00014115
[11 empty] | c_DK1_SmallDecentral | 8712 | 0.00011232
[11 empty] | c_DK1_SmallDecentral | 8713 | 8.3654e-05
[11 empty] | c_DK1_SmallDecentral | 8714 | 8.9987e-05
[11 empty] | c_DK1_SmallDecentral | 8715 | 9.1153e-05
[11 empty] | c_DK1_SmallDecentral | 8716 | 9.8819e-05
[11 empty] | c_DK1_SmallDecentral | 8717 | 0.00012615
[11 empty] | c_DK1_SmallDecentral | 8718 | 0.00018797
[11 empty] | c_DK1_SmallDecentral | 8719 | 0.00021813
[11 empty] | c_DK1_SmallDecentral | 8720 | 0.0002148
[11 empty] | c_DK1_SmallDecentral | 8721 | 0.00019297
[11 empty] | c_DK1_SmallDecentral | 8722 | 0.00018497
[11 empty] | c_DK1_SmallDecentral | 8723 | 0.00017597
[11 empty] | c_DK1_SmallDecentral | 8724 | 0.00016848
[11 empty] | c_DK1_SmallDecentral | 8725 | 0.00016381
[11 empty] | c_DK1_SmallDecentral | 8726 | 0.00015464
[11 empty] | c_DK1_SmallDecentral | 8727 | 0.00015364
[11 empty] | c_DK1_SmallDecentral | 8728 | 0.00015214
[11 empty] | c_DK1_SmallDecentral | 8729 | 0.00015748
[11 empty] | c_DK1_SmallDecentral | 8730 | 0.00016598
[11 empty] | c_DK1_SmallDecentral | 8731 | 0.00016814
[11 empty] | c_DK1_SmallDecentral | 8732 | 0.00017114
[11 empty] | c_DK1_SmallDecentral | 8733 | 0.00017047
[11 empty] | c_DK1_SmallDecentral | 8734 | 0.00015564
[11 empty] | c_DK1_SmallDecentral | 8735 | 0.00012598
[11 empty] | c_DK1_SmallDecentral | 8736 | 9.5986e-05
[11 empty] | c_DK1_SmallDecentral | 8737 | 7.8988e-05
[11 empty] | c_DK1_SmallDecentral | 8738 | 8.5654e-05
[11 empty] | c_DK1_SmallDecentral | 8739 | 8.6321e-05
[11 empty] | c_DK1_SmallDecentral | 8740 | 9.382e-05
[11 empty] | c_DK1_SmallDecentral | 8741 | 0.00012298
[11 empty] | c_DK1_SmallDecentral | 8742 | 0.00018331
[11 empty] | c_DK1_SmallDecentral | 8743 | 0.00021414
[11 empty] | c_DK1_SmallDecentral | 8744 | 0.0002113
[11 empty] | c_DK1_SmallDecentral | 8745 | 0.00019147
[11 empty] | c_DK1_SmallDecentral | 8746 | 0.00018164
[11 empty] | c_DK1_SmallDecentral | 8747 | 0.00017131
[11 empty] | c_DK1_SmallDecentral | 8748 | 0.00016431
[11 empty] | c_DK1_SmallDecentral | 8749 | 0.00015931
[11 empty] | c_DK1_SmallDecentral | 8750 | 0.00014981
[11 empty] | c_DK1_SmallDecentral | 8751 | 0.00014831
[11 empty] | c_DK1_SmallDecentral | 8752 | 0.00014648
[11 empty] | c_DK1_SmallDecentral | 8753 | 0.00015114
[11 empty] | c_DK1_SmallDecentral | 8754 | 0.00015948
[11 empty] | c_DK1_SmallDecentral | 8755 | 0.00016164
[11 empty] | c_DK1_SmallDecentral | 8756 | 0.00016514
[11 empty] | c_DK1_SmallDecentral | 8757 | 0.00016531
[11 empty] | c_DK1_SmallDecentral | 8758 | 0.00015031
[11 empty] | c_DK1_SmallDecentral | 8759 | 0.00012048
[11 empty] | c_DK1_SmallDecentral | 8760 | 9.0987e-05
[11 empty] | c_DK2_Central | 1 | 8.782e-05
[11 empty] | c_DK2_Central | 2 | 7.9155e-05
[11 empty] | c_DK2_Central | 3 | 7.9488e-05
[11 empty] | c_DK2_Central | 4 | 8.732e-05
[11 empty] | c_DK2_Central | 5 | 0.00011698
[11 empty] | c_DK2_Central | 6 | 0.00017497
[11 empty] | c_DK2_Central | 7 | 0.0002053
[11 empty] | c_DK2_Central | 8 | 0.0002028
[11 empty] | c_DK2_Central | 9 | 0.00018297
[11 empty] | c_DK2_Central | 10 | 0.00017214
[11 empty] | c_DK2_Central | 11 | 0.00016181
[11 empty] | c_DK2_Central | 12 | 0.00015464
[11 empty] | c_DK2_Central | 13 | 0.00015014
[11 empty] | c_DK2_Central | 14 | 0.00014031
[11 empty] | c_DK2_Central | 15 | 0.00013898
[11 empty] | c_DK2_Central | 16 | 0.00013715
[11 empty] | c_DK2_Central | 17 | 0.00014131
[11 empty] | c_DK2_Central | 18 | 0.00015031
[11 empty] | c_DK2_Central | 19 | 0.00015298
[11 empty] | c_DK2_Central | 20 | 0.00015731
[11 empty] | c_DK2_Central | 21 | 0.00015764
[11 empty] | c_DK2_Central | 22 | 0.00014315
[11 empty] | c_DK2_Central | 23 | 0.00011398
[11 empty] | c_DK2_Central | 24 | 8.4987e-05
[11 empty] | c_DK2_Central | 25 | 8.5487e-05
[11 empty] | c_DK2_Central | 26 | 9.182e-05
[11 empty] | c_DK2_Central | 27 | 9.2986e-05
[11 empty] | c_DK2_Central | 28 | 9.9985e-05
[11 empty] | c_DK2_Central | 29 | 0.00012715
[11 empty] | c_DK2_Central | 30 | 0.00018897
[11 empty] | c_DK2_Central | 31 | 0.00021997
[11 empty] | c_DK2_Central | 32 | 0.00021663
[11 empty] | c_DK2_Central | 33 | 0.00019714
[11 empty] | c_DK2_Central | 34 | 0.00018914
[11 empty] | c_DK2_Central | 35 | 0.00017981
[11 empty] | c_DK2_Central | 36 | 0.00017264
[11 empty] | c_DK2_Central | 37 | 0.00016781
[11 empty] | c_DK2_Central | 38 | 0.00015848
[11 empty] | c_DK2_Central | 39 | 0.00015698
[11 empty] | c_DK2_Central | 40 | 0.00015514
[11 empty] | c_DK2_Central | 41 | 0.00015981
[11 empty] | c_DK2_Central | 42 | 0.00016748
[11 empty] | c_DK2_Central | 43 | 0.00016864
[11 empty] | c_DK2_Central | 44 | 0.00017097
[11 empty] | c_DK2_Central | 45 | 0.00017047
[11 empty] | c_DK2_Central | 46 | 0.00015531
[11 empty] | c_DK2_Central | 47 | 0.00012598
[11 empty] | c_DK2_Central | 48 | 9.6652e-05
[11 empty] | c_DK2_Central | 49 | 9.5486e-05
[11 empty] | c_DK2_Central | 50 | 0.00010215
[11 empty] | c_DK2_Central | 51 | 0.00010382
[11 empty] | c_DK2_Central | 52 | 0.00011098
[11 empty] | c_DK2_Central | 53 | 0.00013881
[11 empty] | c_DK2_Central | 54 | 0.00020547
[11 empty] | c_DK2_Central | 55 | 0.00023813
[11 empty] | c_DK2_Central | 56 | 0.0002348
[11 empty] | c_DK2_Central | 57 | 0.00021447
[11 empty] | c_DK2_Central | 58 | 0.00020697
[11 empty] | c_DK2_Central | 59 | 0.00019697
[11 empty] | c_DK2_Central | 60 | 0.00018931
[11 empty] | c_DK2_Central | 61 | 0.00018381
[11 empty] | c_DK2_Central | 62 | 0.00017447
[11 empty] | c_DK2_Central | 63 | 0.00017297
[11 empty] | c_DK2_Central | 64 | 0.00017131
[11 empty] | c_DK2_Central | 65 | 0.00017664
[11 empty] | c_DK2_Central | 66 | 0.00018397
[11 empty] | c_DK2_Central | 67 | 0.00018514
[11 empty] | c_DK2_Central | 68 | 0.00018697
[11 empty] | c_DK2_Central | 69 | 0.00018581
[11 empty] | c_DK2_Central | 70 | 0.00016948
[11 empty] | c_DK2_Central | 71 | 0.00013781
[11 empty] | c_DK2_Central | 72 | 0.00010682
[11 empty] | c_DK2_Central | 73 | 8.8487e-05
[11 empty] | c_DK2_Central | 74 | 9.3986e-05
[11 empty] | c_DK2_Central | 75 | 9.5486e-05
[11 empty] | c_DK2_Central | 76 | 0.00010132
[11 empty] | c_DK2_Central | 77 | 0.00012715
[11 empty] | c_DK2_Central | 78 | 0.00018997
[11 empty] | c_DK2_Central | 79 | 0.0002223
[11 empty] | c_DK2_Central | 80 | 0.00022113
[11 empty] | c_DK2_Central | 81 | 0.00020214
[11 empty] | c_DK2_Central | 82 | 0.0001943
[11 empty] | c_DK2_Central | 83 | 0.00018414
[11 empty] | c_DK2_Central | 84 | 0.00017697
[11 empty] | c_DK2_Central | 85 | 0.00017164
[11 empty] | c_DK2_Central | 86 | 0.00016281
[11 empty] | c_DK2_Central | 87 | 0.00016064
[11 empty] | c_DK2_Central | 88 | 0.00015881
[11 empty] | c_DK2_Central | 89 | 0.00016364
[11 empty] | c_DK2_Central | 90 | 0.00017164
[11 empty] | c_DK2_Central | 91 | 0.00017347
[11 empty] | c_DK2_Central | 92 | 0.00017647
[11 empty] | c_DK2_Central | 93 | 0.00017481
[11 empty] | c_DK2_Central | 94 | 0.00016014
[11 empty] | c_DK2_Central | 95 | 0.00012931
[11 empty] | c_DK2_Central | 96 | 9.9152e-05
[11 empty] | c_DK2_Central | 97 | 8.832e-05
[11 empty] | c_DK2_Central | 98 | 9.0487e-05
[11 empty] | c_DK2_Central | 99 | 8.932e-05
[11 empty] | c_DK2_Central | 100 | 9.7819e-05
[11 empty] | c_DK2_Central | 101 | 0.00012315
[11 empty] | c_DK2_Central | 102 | 0.00017931
[11 empty] | c_DK2_Central | 103 | 0.00021647
[11 empty] | c_DK2_Central | 104 | 0.0002118
[11 empty] | c_DK2_Central | 105 | 0.00019197
[11 empty] | c_DK2_Central | 106 | 0.00018297
[11 empty] | c_DK2_Central | 107 | 0.00017664
[11 empty] | c_DK2_Central | 108 | 0.00016764
[11 empty] | c_DK2_Central | 109 | 0.00016231
[11 empty] | c_DK2_Central | 110 | 0.00015198
[11 empty] | c_DK2_Central | 111 | 0.00015581
[11 empty] | c_DK2_Central | 112 | 0.00015348
[11 empty] | c_DK2_Central | 113 | 0.00015864
[11 empty] | c_DK2_Central | 114 | 0.00016448
[11 empty] | c_DK2_Central | 115 | 0.00016698
[11 empty] | c_DK2_Central | 116 | 0.00016748
[11 empty] | c_DK2_Central | 117 | 0.00016581
[11 empty] | c_DK2_Central | 118 | 0.00015481
[11 empty] | c_DK2_Central | 119 | 0.00012548
[11 empty] | c_DK2_Central | 120 | 9.5653e-05
[11 empty] | c_DK2_Central | 121 | 9.2486e-05
[11 empty] | c_DK2_Central | 122 | 9.9152e-05
[11 empty] | c_DK2_Central | 123 | 9.9985e-05
[11 empty] | c_DK2_Central | 124 | 0.00011365
[11 empty] | c_DK2_Central | 125 | 0.00014581
[11 empty] | c_DK2_Central | 126 | 0.0002038
[11 empty] | c_DK2_Central | 127 | 0.00021314
[11 empty] | c_DK2_Central | 128 | 0.0002103
[11 empty] | c_DK2_Central | 129 | 0.00019064
[11 empty] | c_DK2_Central | 130 | 0.00018297
[11 empty] | c_DK2_Central | 131 | 0.00017481
[11 empty] | c_DK2_Central | 132 | 0.00016931
[11 empty] | c_DK2_Central | 133 | 0.00016531
[11 empty] | c_DK2_Central | 134 | 0.00015764
[11 empty] | c_DK2_Central | 135 | 0.00015864
[11 empty] | c_DK2_Central | 136 | 0.00015764
[11 empty] | c_DK2_Central | 137 | 0.00016298
[11 empty] | c_DK2_Central | 138 | 0.00017297
[11 empty] | c_DK2_Central | 139 | 0.00017631
[11 empty] | c_DK2_Central | 140 | 0.00017797
[11 empty] | c_DK2_Central | 141 | 0.00017731
[11 empty] | c_DK2_Central | 142 | 0.00016548
[11 empty] | c_DK2_Central | 143 | 0.00013381
[11 empty] | c_DK2_Central | 144 | 0.00010582
[11 empty] | c_DK2_Central | 145 | 8.5987e-05
[11 empty] | c_DK2_Central | 146 | 9.232e-05
[11 empty] | c_DK2_Central | 147 | 9.3653e-05
[11 empty] | c_DK2_Central | 148 | 0.00010115
[11 empty] | c_DK2_Central | 149 | 0.00012815
[11 empty] | c_DK2_Central | 150 | 0.00019097
[11 empty] | c_DK2_Central | 151 | 0.00022113
[11 empty] | c_DK2_Central | 152 | 0.00021747
[11 empty] | c_DK2_Central | 153 | 0.00019614
[11 empty] | c_DK2_Central | 154 | 0.00018831
[11 empty] | c_DK2_Central | 155 | 0.00017947
[11 empty] | c_DK2_Central | 156 | 0.00017197
[11 empty] | c_DK2_Central | 157 | 0.00016698
[11 empty] | c_DK2_Central | 158 | 0.00015814
[11 empty] | c_DK2_Central | 159 | 0.00015731
[11 empty] | c_DK2_Central | 160 | 0.00015564
[11 empty] | c_DK2_Central | 161 | 0.00016081
[11 empty] | c_DK2_Central | 162 | 0.00016914
[11 empty] | c_DK2_Central | 163 | 0.00017131
[11 empty] | c_DK2_Central | 164 | 0.00017397
[11 empty] | c_DK2_Central | 165 | 0.00017297
[11 empty] | c_DK2_Central | 166 | 0.00015781
[11 empty] | c_DK2_Central | 167 | 0.00012815
[11 empty] | c_DK2_Central | 168 | 9.7986e-05
[11 empty] | c_DK2_Central | 169 | 8.6821e-05
[11 empty] | c_DK2_Central | 170 | 9.2986e-05
[11 empty] | c_DK2_Central | 171 | 9.4319e-05
[11 empty] | c_DK2_Central | 172 | 0.00010132
[11 empty] | c_DK2_Central | 173 | 0.00012831
[11 empty] | c_DK2_Central | 174 | 0.00019097
[11 empty] | c_DK2_Central | 175 | 0.00022197
[11 empty] | c_DK2_Central | 176 | 0.0002188
[11 empty] | c_DK2_Central | 177 | 0.00019897
[11 empty] | c_DK2_Central | 178 | 0.00019147
[11 empty] | c_DK2_Central | 179 | 0.00018197
[11 empty] | c_DK2_Central | 180 | 0.00017497
[11 empty] | c_DK2_Central | 181 | 0.00016964
[11 empty] | c_DK2_Central | 182 | 0.00016048
[11 empty] | c_DK2_Central | 183 | 0.00015914
[11 empty] | c_DK2_Central | 184 | 0.00015714
[11 empty] | c_DK2_Central | 185 | 0.00016181
[11 empty] | c_DK2_Central | 186 | 0.00016931
[11 empty] | c_DK2_Central | 187 | 0.00017064
[11 empty] | c_DK2_Central | 188 | 0.00017264
[11 empty] | c_DK2_Central | 189 | 0.00017231
[11 empty] | c_DK2_Central | 190 | 0.00015681
[11 empty] | c_DK2_Central | 191 | 0.00012731
[11 empty] | c_DK2_Central | 192 | 9.7986e-05
[11 empty] | c_DK2_Central | 193 | 9.3653e-05
[11 empty] | c_DK2_Central | 194 | 9.9985e-05
[11 empty] | c_DK2_Central | 195 | 0.00010165
[11 empty] | c_DK2_Central | 196 | 0.00010898
[11 empty] | c_DK2_Central | 197 | 0.00013631
[11 empty] | c_DK2_Central | 198 | 0.0002018
[11 empty] | c_DK2_Central | 199 | 0.00023413
[11 empty] | c_DK2_Central | 200 | 0.0002308
[11 empty] | c_DK2_Central | 201 | 0.0002108
[11 empty] | c_DK2_Central | 202 | 0.0002033
[11 empty] | c_DK2_Central | 203 | 0.00019364
[11 empty] | c_DK2_Central | 204 | 0.00018597
[11 empty] | c_DK2_Central | 205 | 0.00018081
[11 empty] | c_DK2_Central | 206 | 0.00017131
[11 empty] | c_DK2_Central | 207 | 0.00016997
[11 empty] | c_DK2_Central | 208 | 0.00016831
[11 empty] | c_DK2_Central | 209 | 0.00017347
[11 empty] | c_DK2_Central | 210 | 0.00018081
[11 empty] | c_DK2_Central | 211 | 0.00018181
[11 empty] | c_DK2_Central | 212 | 0.00018364
[11 empty] | c_DK2_Central | 213 | 0.00018264
[11 empty] | c_DK2_Central | 214 | 0.00016631
[11 empty] | c_DK2_Central | 215 | 0.00013565
[11 empty] | c_DK2_Central | 216 | 0.00010482
[11 empty] | c_DK2_Central | 217 | 9.9152e-05
[11 empty] | c_DK2_Central | 218 | 0.00010582
[11 empty] | c_DK2_Central | 219 | 0.00010748
[11 empty] | c_DK2_Central | 220 | 0.00011532
[11 empty] | c_DK2_Central | 221 | 0.00014365
[11 empty] | c_DK2_Central | 222 | 0.00021164
[11 empty] | c_DK2_Central | 223 | 0.00024546
[11 empty] | c_DK2_Central | 224 | 0.0002418
[11 empty] | c_DK2_Central | 225 | 0.00022147
[11 empty] | c_DK2_Central | 226 | 0.0002138
[11 empty] | c_DK2_Central | 227 | 0.00020364
[11 empty] | c_DK2_Central | 228 | 0.00019547
[11 empty] | c_DK2_Central | 229 | 0.00018981
[11 empty] | c_DK2_Central | 230 | 0.00018031
[11 empty] | c_DK2_Central | 231 | 0.00017914
[11 empty] | c_DK2_Central | 232 | 0.00017747
[11 empty] | c_DK2_Central | 233 | 0.00018281
[11 empty] | c_DK2_Central | 234 | 0.00019031
[11 empty] | c_DK2_Central | 235 | 0.00019131
[11 empty] | c_DK2_Central | 236 | 0.00019297
[11 empty] | c_DK2_Central | 237 | 0.00019181
[11 empty] | c_DK2_Central | 238 | 0.00017497
[11 empty] | c_DK2_Central | 239 | 0.00014231
[11 empty] | c_DK2_Central | 240 | 0.00011065
[11 empty] | c_DK2_Central | 241 | 9.0653e-05
[11 empty] | c_DK2_Central | 242 | 9.6319e-05
[11 empty] | c_DK2_Central | 243 | 9.7652e-05
[11 empty] | c_DK2_Central | 244 | 0.00010382
[11 empty] | c_DK2_Central | 245 | 0.00012981
[11 empty] | c_DK2_Central | 246 | 0.00019364
[11 empty] | c_DK2_Central | 247 | 0.00022647
[11 empty] | c_DK2_Central | 248 | 0.00022547
[11 empty] | c_DK2_Central | 249 | 0.0002063
[11 empty] | c_DK2_Central | 250 | 0.0001983
[11 empty] | c_DK2_Central | 251 | 0.00018831
[11 empty] | c_DK2_Central | 252 | 0.00018081
[11 empty] | c_DK2_Central | 253 | 0.00017531
[11 empty] | c_DK2_Central | 254 | 0.00016648
[11 empty] | c_DK2_Central | 255 | 0.00016414
[11 empty] | c_DK2_Central | 256 | 0.00016248
[11 empty] | c_DK2_Central | 257 | 0.00016731
[11 empty] | c_DK2_Central | 258 | 0.00017531
[11 empty] | c_DK2_Central | 259 | 0.00017731
[11 empty] | c_DK2_Central | 260 | 0.00017997
[11 empty] | c_DK2_Central | 261 | 0.00017847
[11 empty] | c_DK2_Central | 262 | 0.00016331
[11 empty] | c_DK2_Central | 263 | 0.00013215
[11 empty] | c_DK2_Central | 264 | 0.00010132
[11 empty] | c_DK2_Central | 265 | 8.982e-05
[11 empty] | c_DK2_Central | 266 | 9.182e-05
[11 empty] | c_DK2_Central | 267 | 9.082e-05
[11 empty] | c_DK2_Central | 268 | 9.9319e-05
[11 empty] | c_DK2_Central | 269 | 0.00012481
[11 empty] | c_DK2_Central | 270 | 0.00018147
[11 empty] | c_DK2_Central | 271 | 0.00021897
[11 empty] | c_DK2_Central | 272 | 0.0002143
[11 empty] | c_DK2_Central | 273 | 0.00019447
[11 empty] | c_DK2_Central | 274 | 0.00018531
[11 empty] | c_DK2_Central | 275 | 0.00017931
[11 empty] | c_DK2_Central | 276 | 0.00016997
[11 empty] | c_DK2_Central | 277 | 0.00016431
[11 empty] | c_DK2_Central | 278 | 0.00015431
[11 empty] | c_DK2_Central | 279 | 0.00015831
[11 empty] | c_DK2_Central | 280 | 0.00015581
[11 empty] | c_DK2_Central | 281 | 0.00016098
[11 empty] | c_DK2_Central | 282 | 0.00016681
[11 empty] | c_DK2_Central | 283 | 0.00016948
[11 empty] | c_DK2_Central | 284 | 0.00016964
[11 empty] | c_DK2_Central | 285 | 0.00016798
[11 empty] | c_DK2_Central | 286 | 0.00015698
[11 empty] | c_DK2_Central | 287 | 0.00012698
[11 empty] | c_DK2_Central | 288 | 9.7152e-05
[11 empty] | c_DK2_Central | 289 | 8.3654e-05
[11 empty] | c_DK2_Central | 290 | 9.1487e-05
[11 empty] | c_DK2_Central | 291 | 9.1153e-05
[11 empty] | c_DK2_Central | 292 | 0.00010482
[11 empty] | c_DK2_Central | 293 | 0.00013631
[11 empty] | c_DK2_Central | 294 | 0.00019214
[11 empty] | c_DK2_Central | 295 | 0.00020064
[11 empty] | c_DK2_Central | 296 | 0.0001983
[11 empty] | c_DK2_Central | 297 | 0.00017714
[11 empty] | c_DK2_Central | 298 | 0.00016914
[11 empty] | c_DK2_Central | 299 | 0.00016131
[11 empty] | c_DK2_Central | 300 | 0.00015598
[11 empty] | c_DK2_Central | 301 | 0.00015198
[11 empty] | c_DK2_Central | 302 | 0.00014415
[11 empty] | c_DK2_Central | 303 | 0.00014498
[11 empty] | c_DK2_Central | 304 | 0.00014348
[11 empty] | c_DK2_Central | 305 | 0.00014948
[11 empty] | c_DK2_Central | 306 | 0.00015931
[11 empty] | c_DK2_Central | 307 | 0.00016314
[11 empty] | c_DK2_Central | 308 | 0.00016564
[11 empty] | c_DK2_Central | 309 | 0.00016598
[11 empty] | c_DK2_Central | 310 | 0.00015448
[11 empty] | c_DK2_Central | 311 | 0.00012481
[11 empty] | c_DK2_Central | 312 | 9.6652e-05
[11 empty] | c_DK2_Central | 313 | 9.1986e-05
[11 empty] | c_DK2_Central | 314 | 9.7986e-05
[11 empty] | c_DK2_Central | 315 | 9.9485e-05
[11 empty] | c_DK2_Central | 316 | 0.00010715
[11 empty] | c_DK2_Central | 317 | 0.00013381
[11 empty] | c_DK2_Central | 318 | 0.0001988
[11 empty] | c_DK2_Central | 319 | 0.0002298
[11 empty] | c_DK2_Central | 320 | 0.0002258
[11 empty] | c_DK2_Central | 321 | 0.00020464
[11 empty] | c_DK2_Central | 322 | 0.00019764
[11 empty] | c_DK2_Central | 323 | 0.00018847
[11 empty] | c_DK2_Central | 324 | 0.00018131
[11 empty] | c_DK2_Central | 325 | 0.00017581
[11 empty] | c_DK2_Central | 326 | 0.00016714
[11 empty] | c_DK2_Central | 327 | 0.00016631
[11 empty] | c_DK2_Central | 328 | 0.00016481
[11 empty] | c_DK2_Central | 329 | 0.00016997
[11 empty] | c_DK2_Central | 330 | 0.00017831
[11 empty] | c_DK2_Central | 331 | 0.00017981
[11 empty] | c_DK2_Central | 332 | 0.00018164
[11 empty] | c_DK2_Central | 333 | 0.00018014
[11 empty] | c_DK2_Central | 334 | 0.00016481
[11 empty] | c_DK2_Central | 335 | 0.00013431
[11 empty] | c_DK2_Central | 336 | 0.00010382
[11 empty] | c_DK2_Central | 337 | 8.8487e-05
[11 empty] | c_DK2_Central | 338 | 9.4819e-05
[11 empty] | c_DK2_Central | 339 | 9.5986e-05
[11 empty] | c_DK2_Central | 340 | 0.00010315
[11 empty] | c_DK2_Central | 341 | 0.00012998
[11 empty] | c_DK2_Central | 342 | 0.00019364
[11 empty] | c_DK2_Central | 343 | 0.00022463
[11 empty] | c_DK2_Central | 344 | 0.00022147
[11 empty] | c_DK2_Central | 345 | 0.00020164
[11 empty] | c_DK2_Central | 346 | 0.0001943
[11 empty] | c_DK2_Central | 347 | 0.00018464
[11 empty] | c_DK2_Central | 348 | 0.00017747
[11 empty] | c_DK2_Central | 349 | 0.00017231
[11 empty] | c_DK2_Central | 350 | 0.00016298
[11 empty] | c_DK2_Central | 351 | 0.00016181
[11 empty] | c_DK2_Central | 352 | 0.00015964
[11 empty] | c_DK2_Central | 353 | 0.00016464
[11 empty] | c_DK2_Central | 354 | 0.00017197
[11 empty] | c_DK2_Central | 355 | 0.00017297
[11 empty] | c_DK2_Central | 356 | 0.00017497
[11 empty] | c_DK2_Central | 357 | 0.00017447
[11 empty] | c_DK2_Central | 358 | 0.00015898
[11 empty] | c_DK2_Central | 359 | 0.00012931
[11 empty] | c_DK2_Central | 360 | 9.9485e-05
[11 empty] | c_DK2_Central | 361 | 7.9155e-05
[11 empty] | c_DK2_Central | 362 | 8.5821e-05
[11 empty] | c_DK2_Central | 363 | 8.6487e-05
[11 empty] | c_DK2_Central | 364 | 9.4319e-05
[11 empty] | c_DK2_Central | 365 | 0.00012348
[11 empty] | c_DK2_Central | 366 | 0.00018381
[11 empty] | c_DK2_Central | 367 | 0.0002148
[11 empty] | c_DK2_Central | 368 | 0.00021197
[11 empty] | c_DK2_Central | 369 | 0.00019214
[11 empty] | c_DK2_Central | 370 | 0.00018197
[11 empty] | c_DK2_Central | 371 | 0.00017181
[11 empty] | c_DK2_Central | 372 | 0.00016448
[11 empty] | c_DK2_Central | 373 | 0.00015998
[11 empty] | c_DK2_Central | 374 | 0.00015031
[11 empty] | c_DK2_Central | 375 | 0.00014881
[11 empty] | c_DK2_Central | 376 | 0.00014698
[11 empty] | c_DK2_Central | 377 | 0.00015164
[11 empty] | c_DK2_Central | 378 | 0.00016031
[11 empty] | c_DK2_Central | 379 | 0.00016248
[11 empty] | c_DK2_Central | 380 | 0.00016598
[11 empty] | c_DK2_Central | 381 | 0.00016564
[11 empty] | c_DK2_Central | 382 | 0.00015098
[11 empty] | c_DK2_Central | 383 | 0.00012098
[11 empty] | c_DK2_Central | 384 | 9.132e-05
[11 empty] | c_DK2_Central | 385 | 9.132e-05
[11 empty] | c_DK2_Central | 386 | 9.7652e-05
[11 empty] | c_DK2_Central | 387 | 9.9152e-05
[11 empty] | c_DK2_Central | 388 | 0.00010632
[11 empty] | c_DK2_Central | 389 | 0.00013315
[11 empty] | c_DK2_Central | 390 | 0.00019764
[11 empty] | c_DK2_Central | 391 | 0.00022913
[11 empty] | c_DK2_Central | 392 | 0.0002258
[11 empty] | c_DK2_Central | 393 | 0.00020597
[11 empty] | c_DK2_Central | 394 | 0.0001988
[11 empty] | c_DK2_Central | 395 | 0.00018931
[11 empty] | c_DK2_Central | 396 | 0.00018181
[11 empty] | c_DK2_Central | 397 | 0.00017664
[11 empty] | c_DK2_Central | 398 | 0.00016731
[11 empty] | c_DK2_Central | 399 | 0.00016598
[11 empty] | c_DK2_Central | 400 | 0.00016414
[11 empty] | c_DK2_Central | 401 | 0.00016914
[11 empty] | c_DK2_Central | 402 | 0.00017631
[11 empty] | c_DK2_Central | 403 | 0.00017731
[11 empty] | c_DK2_Central | 404 | 0.00017914
[11 empty] | c_DK2_Central | 405 | 0.00017847
[11 empty] | c_DK2_Central | 406 | 0.00016264
[11 empty] | c_DK2_Central | 407 | 0.00013231
[11 empty] | c_DK2_Central | 408 | 0.00010232
[11 empty] | c_DK2_Central | 409 | 0.00010049
[11 empty] | c_DK2_Central | 410 | 0.00010632
[11 empty] | c_DK2_Central | 411 | 0.00010815
[11 empty] | c_DK2_Central | 412 | 0.00011482
[11 empty] | c_DK2_Central | 413 | 0.00014231
[11 empty] | c_DK2_Central | 414 | 0.00021047
[11 empty] | c_DK2_Central | 415 | 0.0002463
[11 empty] | c_DK2_Central | 416 | 0.00024463
[11 empty] | c_DK2_Central | 417 | 0.00022497
[11 empty] | c_DK2_Central | 418 | 0.00021647
[11 empty] | c_DK2_Central | 419 | 0.0002058
[11 empty] | c_DK2_Central | 420 | 0.00019764
[11 empty] | c_DK2_Central | 421 | 0.00019164
[11 empty] | c_DK2_Central | 422 | 0.00018281
[11 empty] | c_DK2_Central | 423 | 0.00018047
[11 empty] | c_DK2_Central | 424 | 0.00017881
[11 empty] | c_DK2_Central | 425 | 0.00018431
[11 empty] | c_DK2_Central | 426 | 0.0001928
[11 empty] | c_DK2_Central | 427 | 0.00019414
[11 empty] | c_DK2_Central | 428 | 0.00019714
[11 empty] | c_DK2_Central | 429 | 0.0001948
[11 empty] | c_DK2_Central | 430 | 0.00017831
[11 empty] | c_DK2_Central | 431 | 0.00014448
[11 empty] | c_DK2_Central | 432 | 0.00011165
[11 empty] | c_DK2_Central | 433 | 0.00010865
[11 empty] | c_DK2_Central | 434 | 0.00011065
[11 empty] | c_DK2_Central | 435 | 0.00010998
[11 empty] | c_DK2_Central | 436 | 0.00011898
[11 empty] | c_DK2_Central | 437 | 0.00014581
[11 empty] | c_DK2_Central | 438 | 0.0002083
[11 empty] | c_DK2_Central | 439 | 0.00024896
[11 empty] | c_DK2_Central | 440 | 0.0002433
[11 empty] | c_DK2_Central | 441 | 0.0002233
[11 empty] | c_DK2_Central | 442 | 0.00021447
[11 empty] | c_DK2_Central | 443 | 0.00020747
[11 empty] | c_DK2_Central | 444 | 0.00019747
[11 empty] | c_DK2_Central | 445 | 0.00019164
[11 empty] | c_DK2_Central | 446 | 0.00018097
[11 empty] | c_DK2_Central | 447 | 0.00018531
[11 empty] | c_DK2_Central | 448 | 0.00018197
[11 empty] | c_DK2_Central | 449 | 0.00018797
[11 empty] | c_DK2_Central | 450 | 0.00019364
[11 empty] | c_DK2_Central | 451 | 0.00019564
[11 empty] | c_DK2_Central | 452 | 0.00019564
[11 empty] | c_DK2_Central | 453 | 0.0001928
[11 empty] | c_DK2_Central | 454 | 0.00017981
[11 empty] | c_DK2_Central | 455 | 0.00014764
[11 empty] | c_DK2_Central | 456 | 0.00011565
[11 empty] | c_DK2_Central | 457 | 0.00011282
[11 empty] | c_DK2_Central | 458 | 0.00011898
[11 empty] | c_DK2_Central | 459 | 0.00012065
[11 empty] | c_DK2_Central | 460 | 0.00013465
[11 empty] | c_DK2_Central | 461 | 0.00016614
[11 empty] | c_DK2_Central | 462 | 0.00023013
[11 empty] | c_DK2_Central | 463 | 0.00024196
[11 empty] | c_DK2_Central | 464 | 0.00023763
[11 empty] | c_DK2_Central | 465 | 0.0002193
[11 empty] | c_DK2_Central | 466 | 0.00021114
[11 empty] | c_DK2_Central | 467 | 0.0002028
[11 empty] | c_DK2_Central | 468 | 0.0001973
[11 empty] | c_DK2_Central | 469 | 0.00019231
[11 empty] | c_DK2_Central | 470 | 0.00018397
[11 empty] | c_DK2_Central | 471 | 0.00018414
[11 empty] | c_DK2_Central | 472 | 0.00018364
[11 empty] | c_DK2_Central | 473 | 0.00018981
[11 empty] | c_DK2_Central | 474 | 0.00019947
[11 empty] | c_DK2_Central | 475 | 0.0002018
[11 empty] | c_DK2_Central | 476 | 0.0002028
[11 empty] | c_DK2_Central | 477 | 0.0002008
[11 empty] | c_DK2_Central | 478 | 0.00018781
[11 empty] | c_DK2_Central | 479 | 0.00015481
[11 empty] | c_DK2_Central | 480 | 0.00012398
[11 empty] | c_DK2_Central | 481 | 0.00010698
[11 empty] | c_DK2_Central | 482 | 0.00011315
[11 empty] | c_DK2_Central | 483 | 0.00011515
[11 empty] | c_DK2_Central | 484 | 0.00012365
[11 empty] | c_DK2_Central | 485 | 0.00015198
[11 empty] | c_DK2_Central | 486 | 0.00022197
[11 empty] | c_DK2_Central | 487 | 0.0002563
[11 empty] | c_DK2_Central | 488 | 0.0002518
[11 empty] | c_DK2_Central | 489 | 0.0002308
[11 empty] | c_DK2_Central | 490 | 0.00022313
[11 empty] | c_DK2_Central | 491 | 0.00021297
[11 empty] | c_DK2_Central | 492 | 0.0002048
[11 empty] | c_DK2_Central | 493 | 0.00019897
[11 empty] | c_DK2_Central | 494 | 0.00018947
[11 empty] | c_DK2_Central | 495 | 0.00018847
[11 empty] | c_DK2_Central | 496 | 0.00018681
[11 empty] | c_DK2_Central | 497 | 0.00019264
[11 empty] | c_DK2_Central | 498 | 0.00020147
[11 empty] | c_DK2_Central | 499 | 0.00020314
[11 empty] | c_DK2_Central | 500 | 0.00020464
[11 empty] | c_DK2_Central | 501 | 0.0002018
[11 empty] | c_DK2_Central | 502 | 0.00018481
[11 empty] | c_DK2_Central | 503 | 0.00015198
[11 empty] | c_DK2_Central | 504 | 0.00011898
[11 empty] | c_DK2_Central | 505 | 0.00010815
[11 empty] | c_DK2_Central | 506 | 0.00011482
[11 empty] | c_DK2_Central | 507 | 0.00011665
[11 empty] | c_DK2_Central | 508 | 0.00012465
[11 empty] | c_DK2_Central | 509 | 0.00015314
[11 empty] | c_DK2_Central | 510 | 0.0002233
[11 empty] | c_DK2_Central | 511 | 0.00025863
[11 empty] | c_DK2_Central | 512 | 0.0002543
[11 empty] | c_DK2_Central | 513 | 0.00023547
[11 empty] | c_DK2_Central | 514 | 0.00022713
[11 empty] | c_DK2_Central | 515 | 0.0002163
[11 empty] | c_DK2_Central | 516 | 0.00020814
[11 empty] | c_DK2_Central | 517 | 0.00020214
[11 empty] | c_DK2_Central | 518 | 0.00019214
[11 empty] | c_DK2_Central | 519 | 0.00019081
[11 empty] | c_DK2_Central | 520 | 0.00018914
[11 empty] | c_DK2_Central | 521 | 0.00019447
[11 empty] | c_DK2_Central | 522 | 0.00020214
[11 empty] | c_DK2_Central | 523 | 0.0002028
[11 empty] | c_DK2_Central | 524 | 0.0002043
[11 empty] | c_DK2_Central | 525 | 0.00020247
[11 empty] | c_DK2_Central | 526 | 0.00018447
[11 empty] | c_DK2_Central | 527 | 0.00015181
[11 empty] | c_DK2_Central | 528 | 0.00011898
[11 empty] | c_DK2_Central | 529 | 0.00011648
[11 empty] | c_DK2_Central | 530 | 0.00012232
[11 empty] | c_DK2_Central | 531 | 0.00012415
[11 empty] | c_DK2_Central | 532 | 0.00013265
[11 empty] | c_DK2_Central | 533 | 0.00016014
[11 empty] | c_DK2_Central | 534 | 0.00023063
[11 empty] | c_DK2_Central | 535 | 0.00026696
[11 empty] | c_DK2_Central | 536 | 0.00026196
[11 empty] | c_DK2_Central | 537 | 0.0002458
[11 empty] | c_DK2_Central | 538 | 0.0002363
[11 empty] | c_DK2_Central | 539 | 0.00022563
[11 empty] | c_DK2_Central | 540 | 0.00021747
[11 empty] | c_DK2_Central | 541 | 0.00021164
[11 empty] | c_DK2_Central | 542 | 0.00020047
[11 empty] | c_DK2_Central | 543 | 0.0001993
[11 empty] | c_DK2_Central | 544 | 0.00019747
[11 empty] | c_DK2_Central | 545 | 0.0002023
[11 empty] | c_DK2_Central | 546 | 0.0002103
[11 empty] | c_DK2_Central | 547 | 0.00021064
[11 empty] | c_DK2_Central | 548 | 0.00021197
[11 empty] | c_DK2_Central | 549 | 0.00020864
[11 empty] | c_DK2_Central | 550 | 0.00018997
[11 empty] | c_DK2_Central | 551 | 0.00015898
[11 empty] | c_DK2_Central | 552 | 0.00012631
[11 empty] | c_DK2_Central | 553 | 0.00012332
[11 empty] | c_DK2_Central | 554 | 0.00012931
[11 empty] | c_DK2_Central | 555 | 0.00013148
[11 empty] | c_DK2_Central | 556 | 0.00013998
[11 empty] | c_DK2_Central | 557 | 0.00016781
[11 empty] | c_DK2_Central | 558 | 0.00023963
[11 empty] | c_DK2_Central | 559 | 0.00027729
[11 empty] | c_DK2_Central | 560 | 0.00027163
[11 empty] | c_DK2_Central | 561 | 0.00025646
[11 empty] | c_DK2_Central | 562 | 0.00024663
[11 empty] | c_DK2_Central | 563 | 0.00023547
[11 empty] | c_DK2_Central | 564 | 0.00022747
[11 empty] | c_DK2_Central | 565 | 0.00022113
[11 empty] | c_DK2_Central | 566 | 0.0002093
[11 empty] | c_DK2_Central | 567 | 0.00020847
[11 empty] | c_DK2_Central | 568 | 0.00020647
[11 empty] | c_DK2_Central | 569 | 0.0002113
[11 empty] | c_DK2_Central | 570 | 0.0002193
[11 empty] | c_DK2_Central | 571 | 0.0002193
[11 empty] | c_DK2_Central | 572 | 0.00022063
[11 empty] | c_DK2_Central | 573 | 0.00021663
[11 empty] | c_DK2_Central | 574 | 0.0001973
[11 empty] | c_DK2_Central | 575 | 0.00016598
[11 empty] | c_DK2_Central | 576 | 0.00013315
[11 empty] | c_DK2_Central | 577 | 0.00012615
[11 empty] | c_DK2_Central | 578 | 0.00013065
[11 empty] | c_DK2_Central | 579 | 0.00013281
[11 empty] | c_DK2_Central | 580 | 0.00014065
[11 empty] | c_DK2_Central | 581 | 0.00016764
[11 empty] | c_DK2_Central | 582 | 0.0002398
[11 empty] | c_DK2_Central | 583 | 0.00027996
[11 empty] | c_DK2_Central | 584 | 0.00027546
[11 empty] | c_DK2_Central | 585 | 0.00026163
[11 empty] | c_DK2_Central | 586 | 0.0002518
[11 empty] | c_DK2_Central | 587 | 0.00023963
[11 empty] | c_DK2_Central | 588 | 0.00023147
[11 empty] | c_DK2_Central | 589 | 0.00022547
[11 empty] | c_DK2_Central | 590 | 0.0002138
[11 empty] | c_DK2_Central | 591 | 0.00021214
[11 empty] | c_DK2_Central | 592 | 0.0002103
[11 empty] | c_DK2_Central | 593 | 0.00021547
[11 empty] | c_DK2_Central | 594 | 0.00022297
[11 empty] | c_DK2_Central | 595 | 0.0002248
[11 empty] | c_DK2_Central | 596 | 0.0002258
[11 empty] | c_DK2_Central | 597 | 0.00022113
[11 empty] | c_DK2_Central | 598 | 0.00020164
[11 empty] | c_DK2_Central | 599 | 0.00016931
[11 empty] | c_DK2_Central | 600 | 0.00013581
[11 empty] | c_DK2_Central | 601 | 0.00012065
[11 empty] | c_DK2_Central | 602 | 0.00012332
[11 empty] | c_DK2_Central | 603 | 0.00012182
[11 empty] | c_DK2_Central | 604 | 0.00013081
[11 empty] | c_DK2_Central | 605 | 0.00015781
[11 empty] | c_DK2_Central | 606 | 0.00022213
[11 empty] | c_DK2_Central | 607 | 0.00026363
[11 empty] | c_DK2_Central | 608 | 0.00025763
[11 empty] | c_DK2_Central | 609 | 0.00023813
[11 empty] | c_DK2_Central | 610 | 0.00022997
[11 empty] | c_DK2_Central | 611 | 0.0002228
[11 empty] | c_DK2_Central | 612 | 0.00021264
[11 empty] | c_DK2_Central | 613 | 0.0002073
[11 empty] | c_DK2_Central | 614 | 0.0001963
[11 empty] | c_DK2_Central | 615 | 0.00020064
[11 empty] | c_DK2_Central | 616 | 0.0001958
[11 empty] | c_DK2_Central | 617 | 0.00020214
[11 empty] | c_DK2_Central | 618 | 0.00020697
[11 empty] | c_DK2_Central | 619 | 0.00020847
[11 empty] | c_DK2_Central | 620 | 0.0002083
[11 empty] | c_DK2_Central | 621 | 0.0002053
[11 empty] | c_DK2_Central | 622 | 0.00019031
[11 empty] | c_DK2_Central | 623 | 0.00015948
[11 empty] | c_DK2_Central | 624 | 0.00012665
[11 empty] | c_DK2_Central | 625 | 0.00010698
[11 empty] | c_DK2_Central | 626 | 0.00011348
[11 empty] | c_DK2_Central | 627 | 0.00011482
[11 empty] | c_DK2_Central | 628 | 0.00012948
[11 empty] | c_DK2_Central | 629 | 0.00016348
[11 empty] | c_DK2_Central | 630 | 0.00022697
[11 empty] | c_DK2_Central | 631 | 0.00023796
[11 empty] | c_DK2_Central | 632 | 0.00023397
[11 empty] | c_DK2_Central | 633 | 0.00021447
[11 empty] | c_DK2_Central | 634 | 0.00020614
[11 empty] | c_DK2_Central | 635 | 0.00019764
[11 empty] | c_DK2_Central | 636 | 0.00019164
[11 empty] | c_DK2_Central | 637 | 0.00018681
[11 empty] | c_DK2_Central | 638 | 0.00017914
[11 empty] | c_DK2_Central | 639 | 0.00017997
[11 empty] | c_DK2_Central | 640 | 0.00017947
[11 empty] | c_DK2_Central | 641 | 0.00018514
[11 empty] | c_DK2_Central | 642 | 0.00019564
[11 empty] | c_DK2_Central | 643 | 0.00019897
[11 empty] | c_DK2_Central | 644 | 0.00019997
[11 empty] | c_DK2_Central | 645 | 0.0001988
[11 empty] | c_DK2_Central | 646 | 0.00018547
[11 empty] | c_DK2_Central | 647 | 0.00015048
[11 empty] | c_DK2_Central | 648 | 0.00012048
[11 empty] | c_DK2_Central | 649 | 0.00010315
[11 empty] | c_DK2_Central | 650 | 0.00010948
[11 empty] | c_DK2_Central | 651 | 0.00011132
[11 empty] | c_DK2_Central | 652 | 0.00011982
[11 empty] | c_DK2_Central | 653 | 0.00014814
[11 empty] | c_DK2_Central | 654 | 0.0002183
[11 empty] | c_DK2_Central | 655 | 0.00025213
[11 empty] | c_DK2_Central | 656 | 0.00024763
[11 empty] | c_DK2_Central | 657 | 0.00022613
[11 empty] | c_DK2_Central | 658 | 0.00021813
[11 empty] | c_DK2_Central | 659 | 0.00020864
[11 empty] | c_DK2_Central | 660 | 0.00020014
[11 empty] | c_DK2_Central | 661 | 0.0001943
[11 empty] | c_DK2_Central | 662 | 0.00018547
[11 empty] | c_DK2_Central | 663 | 0.00018464
[11 empty] | c_DK2_Central | 664 | 0.00018297
[11 empty] | c_DK2_Central | 665 | 0.00018881
[11 empty] | c_DK2_Central | 666 | 0.00019764
[11 empty] | c_DK2_Central | 667 | 0.0001993
[11 empty] | c_DK2_Central | 668 | 0.00020097
[11 empty] | c_DK2_Central | 669 | 0.00019864
[11 empty] | c_DK2_Central | 670 | 0.00018181
[11 empty] | c_DK2_Central | 671 | 0.00014848
[11 empty] | c_DK2_Central | 672 | 0.00011548
[11 empty] | c_DK2_Central | 673 | 0.00010565
[11 empty] | c_DK2_Central | 674 | 0.00011248
[11 empty] | c_DK2_Central | 675 | 0.00011415
[11 empty] | c_DK2_Central | 676 | 0.00012215
[11 empty] | c_DK2_Central | 677 | 0.00015081
[11 empty] | c_DK2_Central | 678 | 0.00022063
[11 empty] | c_DK2_Central | 679 | 0.00025596
[11 empty] | c_DK2_Central | 680 | 0.0002518
[11 empty] | c_DK2_Central | 681 | 0.00023197
[11 empty] | c_DK2_Central | 682 | 0.00022397
[11 empty] | c_DK2_Central | 683 | 0.0002133
[11 empty] | c_DK2_Central | 684 | 0.00020514
[11 empty] | c_DK2_Central | 685 | 0.0001993
[11 empty] | c_DK2_Central | 686 | 0.00018931
[11 empty] | c_DK2_Central | 687 | 0.00018797
[11 empty] | c_DK2_Central | 688 | 0.00018647
[11 empty] | c_DK2_Central | 689 | 0.00019197
[11 empty] | c_DK2_Central | 690 | 0.00019964
[11 empty] | c_DK2_Central | 691 | 0.0002003
[11 empty] | c_DK2_Central | 692 | 0.00020197
[11 empty] | c_DK2_Central | 693 | 0.0002003
[11 empty] | c_DK2_Central | 694 | 0.00018247
[11 empty] | c_DK2_Central | 695 | 0.00014931
[11 empty] | c_DK2_Central | 696 | 0.00011698
[11 empty] | c_DK2_Central | 697 | 0.00010482
[11 empty] | c_DK2_Central | 698 | 0.00011148
[11 empty] | c_DK2_Central | 699 | 0.00011332
[11 empty] | c_DK2_Central | 700 | 0.00012132
[11 empty] | c_DK2_Central | 701 | 0.00015031
[11 empty] | c_DK2_Central | 702 | 0.00022013
[11 empty] | c_DK2_Central | 703 | 0.0002553
[11 empty] | c_DK2_Central | 704 | 0.0002513
[11 empty] | c_DK2_Central | 705 | 0.00023163
[11 empty] | c_DK2_Central | 706 | 0.0002233
[11 empty] | c_DK2_Central | 707 | 0.00021297
[11 empty] | c_DK2_Central | 708 | 0.0002043
[11 empty] | c_DK2_Central | 709 | 0.00019864
[11 empty] | c_DK2_Central | 710 | 0.00018897
[11 empty] | c_DK2_Central | 711 | 0.00018764
[11 empty] | c_DK2_Central | 712 | 0.00018597
[11 empty] | c_DK2_Central | 713 | 0.00019164
[11 empty] | c_DK2_Central | 714 | 0.0001993
[11 empty] | c_DK2_Central | 715 | 0.00020014
[11 empty] | c_DK2_Central | 716 | 0.0002018
[11 empty] | c_DK2_Central | 717 | 0.0002003
[11 empty] | c_DK2_Central | 718 | 0.00018247
[11 empty] | c_DK2_Central | 719 | 0.00014914
[11 empty] | c_DK2_Central | 720 | 0.00011632
[11 empty] | c_DK2_Central | 721 | 0.00010515
[11 empty] | c_DK2_Central | 722 | 0.00011215
[11 empty] | c_DK2_Central | 723 | 0.00011398
[11 empty] | c_DK2_Central | 724 | 0.00012215
[11 empty] | c_DK2_Central | 725 | 0.00015131
[11 empty] | c_DK2_Central | 726 | 0.0002218
[11 empty] | c_DK2_Central | 727 | 0.0002573
[11 empty] | c_DK2_Central | 728 | 0.00025346
[11 empty] | c_DK2_Central | 729 | 0.00023297
[11 empty] | c_DK2_Central | 730 | 0.0002248
[11 empty] | c_DK2_Central | 731 | 0.0002143
[11 empty] | c_DK2_Central | 732 | 0.0002058
[11 empty] | c_DK2_Central | 733 | 0.0001998
[11 empty] | c_DK2_Central | 734 | 0.00019031
[11 empty] | c_DK2_Central | 735 | 0.00018881
[11 empty] | c_DK2_Central | 736 | 0.00018747
[11 empty] | c_DK2_Central | 737 | 0.00019314
[11 empty] | c_DK2_Central | 738 | 0.00020064
[11 empty] | c_DK2_Central | 739 | 0.00020164
[11 empty] | c_DK2_Central | 740 | 0.0002033
[11 empty] | c_DK2_Central | 741 | 0.0002018
[11 empty] | c_DK2_Central | 742 | 0.00018397
[11 empty] | c_DK2_Central | 743 | 0.00014998
[11 empty] | c_DK2_Central | 744 | 0.00011698
[11 empty] | c_DK2_Central | 745 | 0.00010432
[11 empty] | c_DK2_Central | 746 | 0.00011032
[11 empty] | c_DK2_Central | 747 | 0.00011248
[11 empty] | c_DK2_Central | 748 | 0.00011915
[11 empty] | c_DK2_Central | 749 | 0.00014715
[11 empty] | c_DK2_Central | 750 | 0.00021713
[11 empty] | c_DK2_Central | 751 | 0.0002538
[11 empty] | c_DK2_Central | 752 | 0.00025213
[11 empty] | c_DK2_Central | 753 | 0.0002323
[11 empty] | c_DK2_Central | 754 | 0.00022347
[11 empty] | c_DK2_Central | 755 | 0.00021264
[11 empty] | c_DK2_Central | 756 | 0.00020414
[11 empty] | c_DK2_Central | 757 | 0.0001978
[11 empty] | c_DK2_Central | 758 | 0.00018881
[11 empty] | c_DK2_Central | 759 | 0.00018664
[11 empty] | c_DK2_Central | 760 | 0.00018514
[11 empty] | c_DK2_Central | 761 | 0.00019081
[11 empty] | c_DK2_Central | 762 | 0.0001993
[11 empty] | c_DK2_Central | 763 | 0.0002008
[11 empty] | c_DK2_Central | 764 | 0.00020347
[11 empty] | c_DK2_Central | 765 | 0.00020114
[11 empty] | c_DK2_Central | 766 | 0.00018397
[11 empty] | c_DK2_Central | 767 | 0.00014948
[11 empty] | c_DK2_Central | 768 | 0.00011565
[11 empty] | c_DK2_Central | 769 | 0.00010482
[11 empty] | c_DK2_Central | 770 | 0.00010682
[11 empty] | c_DK2_Central | 771 | 0.00010648
[11 empty] | c_DK2_Central | 772 | 0.00011598
[11 empty] | c_DK2_Central | 773 | 0.00014315
[11 empty] | c_DK2_Central | 774 | 0.00020664
[11 empty] | c_DK2_Central | 775 | 0.00024796
[11 empty] | c_DK2_Central | 776 | 0.00024213
[11 empty] | c_DK2_Central | 777 | 0.00022163
[11 empty] | c_DK2_Central | 778 | 0.0002118
[11 empty] | c_DK2_Central | 779 | 0.0002048
[11 empty] | c_DK2_Central | 780 | 0.00019497
[11 empty] | c_DK2_Central | 781 | 0.00018831
[11 empty] | c_DK2_Central | 782 | 0.00017797
[11 empty] | c_DK2_Central | 783 | 0.00018197
[11 empty] | c_DK2_Central | 784 | 0.00017964
[11 empty] | c_DK2_Central | 785 | 0.00018597
[11 empty] | c_DK2_Central | 786 | 0.00019231
[11 empty] | c_DK2_Central | 787 | 0.0001948
[11 empty] | c_DK2_Central | 788 | 0.00019464
[11 empty] | c_DK2_Central | 789 | 0.00019197
[11 empty] | c_DK2_Central | 790 | 0.00017947
[11 empty] | c_DK2_Central | 791 | 0.00014565
[11 empty] | c_DK2_Central | 792 | 0.00011265
[11 empty] | c_DK2_Central | 793 | 0.00010532
[11 empty] | c_DK2_Central | 794 | 0.00011182
[11 empty] | c_DK2_Central | 795 | 0.00011282
[11 empty] | c_DK2_Central | 796 | 0.00012781
[11 empty] | c_DK2_Central | 797 | 0.00016248
[11 empty] | c_DK2_Central | 798 | 0.00022613
[11 empty] | c_DK2_Central | 799 | 0.00023647
[11 empty] | c_DK2_Central | 800 | 0.00023263
[11 empty] | c_DK2_Central | 801 | 0.00021264
[11 empty] | c_DK2_Central | 802 | 0.00020447
[11 empty] | c_DK2_Central | 803 | 0.0001958
[11 empty] | c_DK2_Central | 804 | 0.00018981
[11 empty] | c_DK2_Central | 805 | 0.00018497
[11 empty] | c_DK2_Central | 806 | 0.00017731
[11 empty] | c_DK2_Central | 807 | 0.00017847
[11 empty] | c_DK2_Central | 808 | 0.00017781
[11 empty] | c_DK2_Central | 809 | 0.00018331
[11 empty] | c_DK2_Central | 810 | 0.00019447
[11 empty] | c_DK2_Central | 811 | 0.00019814
[11 empty] | c_DK2_Central | 812 | 0.00019914
[11 empty] | c_DK2_Central | 813 | 0.00019797
[11 empty] | c_DK2_Central | 814 | 0.00018447
[11 empty] | c_DK2_Central | 815 | 0.00014914
[11 empty] | c_DK2_Central | 816 | 0.00011932
[11 empty] | c_DK2_Central | 817 | 0.00010332
[11 empty] | c_DK2_Central | 818 | 0.00010982
[11 empty] | c_DK2_Central | 819 | 0.00011165
[11 empty] | c_DK2_Central | 820 | 0.00012032
[11 empty] | c_DK2_Central | 821 | 0.00014881
[11 empty] | c_DK2_Central | 822 | 0.00021913
[11 empty] | c_DK2_Central | 823 | 0.0002533
[11 empty] | c_DK2_Central | 824 | 0.00024863
[11 empty] | c_DK2_Central | 825 | 0.00022697
[11 empty] | c_DK2_Central | 826 | 0.00021913
[11 empty] | c_DK2_Central | 827 | 0.0002093
[11 empty] | c_DK2_Central | 828 | 0.00020097
[11 empty] | c_DK2_Central | 829 | 0.00019497
[11 empty] | c_DK2_Central | 830 | 0.00018631
[11 empty] | c_DK2_Central | 831 | 0.00018547
[11 empty] | c_DK2_Central | 832 | 0.00018414
[11 empty] | c_DK2_Central | 833 | 0.00018981
[11 empty] | c_DK2_Central | 834 | 0.0001988
[11 empty] | c_DK2_Central | 835 | 0.00020047
[11 empty] | c_DK2_Central | 836 | 0.00020214
[11 empty] | c_DK2_Central | 837 | 0.00019964
[11 empty] | c_DK2_Central | 838 | 0.00018281
[11 empty] | c_DK2_Central | 839 | 0.00014898
[11 empty] | c_DK2_Central | 840 | 0.00011582
[11 empty] | c_DK2_Central | 841 | 9.5819e-05
[11 empty] | c_DK2_Central | 842 | 0.00010248
[11 empty] | c_DK2_Central | 843 | 0.00010398
[11 empty] | c_DK2_Central | 844 | 0.00011148
[11 empty] | c_DK2_Central | 845 | 0.00013915
[11 empty] | c_DK2_Central | 846 | 0.00020564
[11 empty] | c_DK2_Central | 847 | 0.00023846
[11 empty] | c_DK2_Central | 848 | 0.00023513
[11 empty] | c_DK2_Central | 849 | 0.0002148
[11 empty] | c_DK2_Central | 850 | 0.00020747
[11 empty] | c_DK2_Central | 851 | 0.00019747
[11 empty] | c_DK2_Central | 852 | 0.00018981
[11 empty] | c_DK2_Central | 853 | 0.00018431
[11 empty] | c_DK2_Central | 854 | 0.00017481
[11 empty] | c_DK2_Central | 855 | 0.00017347
[11 empty] | c_DK2_Central | 856 | 0.00017197
[11 empty] | c_DK2_Central | 857 | 0.00017697
[11 empty] | c_DK2_Central | 858 | 0.00018431
[11 empty] | c_DK2_Central | 859 | 0.00018531
[11 empty] | c_DK2_Central | 860 | 0.00018714
[11 empty] | c_DK2_Central | 861 | 0.00018614
[11 empty] | c_DK2_Central | 862 | 0.00016964
[11 empty] | c_DK2_Central | 863 | 0.00013815
[11 empty] | c_DK2_Central | 864 | 0.00010715
[11 empty] | c_DK2_Central | 865 | 9.4486e-05
[11 empty] | c_DK2_Central | 866 | 0.00010099
[11 empty] | c_DK2_Central | 867 | 0.00010265
[11 empty] | c_DK2_Central | 868 | 0.00010998
[11 empty] | c_DK2_Central | 869 | 0.00013748
[11 empty] | c_DK2_Central | 870 | 0.0002033
[11 empty] | c_DK2_Central | 871 | 0.0002358
[11 empty] | c_DK2_Central | 872 | 0.0002323
[11 empty] | c_DK2_Central | 873 | 0.00021247
[11 empty] | c_DK2_Central | 874 | 0.0002048
[11 empty] | c_DK2_Central | 875 | 0.0001953
[11 empty] | c_DK2_Central | 876 | 0.00018747
[11 empty] | c_DK2_Central | 877 | 0.00018214
[11 empty] | c_DK2_Central | 878 | 0.00017281
[11 empty] | c_DK2_Central | 879 | 0.00017131
[11 empty] | c_DK2_Central | 880 | 0.00016964
[11 empty] | c_DK2_Central | 881 | 0.00017481
[11 empty] | c_DK2_Central | 882 | 0.00018214
[11 empty] | c_DK2_Central | 883 | 0.00018347
[11 empty] | c_DK2_Central | 884 | 0.00018497
[11 empty] | c_DK2_Central | 885 | 0.00018431
[11 empty] | c_DK2_Central | 886 | 0.00016781
[11 empty] | c_DK2_Central | 887 | 0.00013665
[11 empty] | c_DK2_Central | 888 | 0.00010582
[11 empty] | c_DK2_Central | 889 | 9.0987e-05
[11 empty] | c_DK2_Central | 890 | 9.7486e-05
[11 empty] | c_DK2_Central | 891 | 9.8652e-05
[11 empty] | c_DK2_Central | 892 | 0.00010598
[11 empty] | c_DK2_Central | 893 | 0.00013281
[11 empty] | c_DK2_Central | 894 | 0.0001968
[11 empty] | c_DK2_Central | 895 | 0.00022847
[11 empty] | c_DK2_Central | 896 | 0.00022513
[11 empty] | c_DK2_Central | 897 | 0.00020514
[11 empty] | c_DK2_Central | 898 | 0.0001983
[11 empty] | c_DK2_Central | 899 | 0.00018881
[11 empty] | c_DK2_Central | 900 | 0.00018131
[11 empty] | c_DK2_Central | 901 | 0.00017614
[11 empty] | c_DK2_Central | 902 | 0.00016681
[11 empty] | c_DK2_Central | 903 | 0.00016548
[11 empty] | c_DK2_Central | 904 | 0.00016364
[11 empty] | c_DK2_Central | 905 | 0.00016881
[11 empty] | c_DK2_Central | 906 | 0.00017581
[11 empty] | c_DK2_Central | 907 | 0.00017664
[11 empty] | c_DK2_Central | 908 | 0.00017864
[11 empty] | c_DK2_Central | 909 | 0.00017797
[11 empty] | c_DK2_Central | 910 | 0.00016214
[11 empty] | c_DK2_Central | 911 | 0.00013181
[11 empty] | c_DK2_Central | 912 | 0.00010198
[11 empty] | c_DK2_Central | 913 | 8.4987e-05
[11 empty] | c_DK2_Central | 914 | 9.0487e-05
[11 empty] | c_DK2_Central | 915 | 9.182e-05
[11 empty] | c_DK2_Central | 916 | 9.7652e-05
[11 empty] | c_DK2_Central | 917 | 0.00012315
[11 empty] | c_DK2_Central | 918 | 0.00018414
[11 empty] | c_DK2_Central | 919 | 0.0002158
[11 empty] | c_DK2_Central | 920 | 0.0002148
[11 empty] | c_DK2_Central | 921 | 0.00019597
[11 empty] | c_DK2_Central | 922 | 0.00018814
[11 empty] | c_DK2_Central | 923 | 0.00017831
[11 empty] | c_DK2_Central | 924 | 0.00017114
[11 empty] | c_DK2_Central | 925 | 0.00016598
[11 empty] | c_DK2_Central | 926 | 0.00015731
[11 empty] | c_DK2_Central | 927 | 0.00015514
[11 empty] | c_DK2_Central | 928 | 0.00015331
[11 empty] | c_DK2_Central | 929 | 0.00015781
[11 empty] | c_DK2_Central | 930 | 0.00016581
[11 empty] | c_DK2_Central | 931 | 0.00016781
[11 empty] | c_DK2_Central | 932 | 0.00017081
[11 empty] | c_DK2_Central | 933 | 0.00016931
[11 empty] | c_DK2_Central | 934 | 0.00015514
[11 empty] | c_DK2_Central | 935 | 0.00012531
[11 empty] | c_DK2_Central | 936 | 9.5653e-05
[11 empty] | c_DK2_Central | 937 | 7.8988e-05
[11 empty] | c_DK2_Central | 938 | 8.2488e-05
[11 empty] | c_DK2_Central | 939 | 7.9655e-05
[11 empty] | c_DK2_Central | 940 | 8.9653e-05
[11 empty] | c_DK2_Central | 941 | 0.00011848
[11 empty] | c_DK2_Central | 942 | 0.00017281
[11 empty] | c_DK2_Central | 943 | 0.0002093
[11 empty] | c_DK2_Central | 944 | 0.0002063
[11 empty] | c_DK2_Central | 945 | 0.00018497
[11 empty] | c_DK2_Central | 946 | 0.00017364
[11 empty] | c_DK2_Central | 947 | 0.00016598
[11 empty] | c_DK2_Central | 948 | 0.00015648
[11 empty] | c_DK2_Central | 949 | 0.00015198
[11 empty] | c_DK2_Central | 950 | 0.00013931
[11 empty] | c_DK2_Central | 951 | 0.00014331
[11 empty] | c_DK2_Central | 952 | 0.00014181
[11 empty] | c_DK2_Central | 953 | 0.00014681
[11 empty] | c_DK2_Central | 954 | 0.00015364
[11 empty] | c_DK2_Central | 955 | 0.00015831
[11 empty] | c_DK2_Central | 956 | 0.00015981
[11 empty] | c_DK2_Central | 957 | 0.00016014
[11 empty] | c_DK2_Central | 958 | 0.00014814
[11 empty] | c_DK2_Central | 959 | 0.00011915
[11 empty] | c_DK2_Central | 960 | 8.8154e-05
[11 empty] | c_DK2_Central | 961 | 8.1988e-05
[11 empty] | c_DK2_Central | 962 | 9.082e-05
[11 empty] | c_DK2_Central | 963 | 8.9653e-05
[11 empty] | c_DK2_Central | 964 | 0.00010365
[11 empty] | c_DK2_Central | 965 | 0.00013581
[11 empty] | c_DK2_Central | 966 | 0.00019181
[11 empty] | c_DK2_Central | 967 | 0.0002003
[11 empty] | c_DK2_Central | 968 | 0.0001978
[11 empty] | c_DK2_Central | 969 | 0.00017597
[11 empty] | c_DK2_Central | 970 | 0.00016764
[11 empty] | c_DK2_Central | 971 | 0.00015931
[11 empty] | c_DK2_Central | 972 | 0.00015364
[11 empty] | c_DK2_Central | 973 | 0.00014998
[11 empty] | c_DK2_Central | 974 | 0.00014181
[11 empty] | c_DK2_Central | 975 | 0.00014265
[11 empty] | c_DK2_Central | 976 | 0.00014115
[11 empty] | c_DK2_Central | 977 | 0.00014781
[11 empty] | c_DK2_Central | 978 | 0.00015764
[11 empty] | c_DK2_Central | 979 | 0.00016164
[11 empty] | c_DK2_Central | 980 | 0.00016464
[11 empty] | c_DK2_Central | 981 | 0.00016564
[11 empty] | c_DK2_Central | 982 | 0.00015398
[11 empty] | c_DK2_Central | 983 | 0.00012432
[11 empty] | c_DK2_Central | 984 | 9.5153e-05
[11 empty] | c_DK2_Central | 985 | 8.782e-05
[11 empty] | c_DK2_Central | 986 | 9.3986e-05
[11 empty] | c_DK2_Central | 987 | 9.5153e-05
[11 empty] | c_DK2_Central | 988 | 0.00010248
[11 empty] | c_DK2_Central | 989 | 0.00012848
[11 empty] | c_DK2_Central | 990 | 0.00019164
[11 empty] | c_DK2_Central | 991 | 0.00022163
[11 empty] | c_DK2_Central | 992 | 0.00021763
[11 empty] | c_DK2_Central | 993 | 0.0001968
[11 empty] | c_DK2_Central | 994 | 0.00018997
[11 empty] | c_DK2_Central | 995 | 0.00018131
[11 empty] | c_DK2_Central | 996 | 0.00017431
[11 empty] | c_DK2_Central | 997 | 0.00016914
[11 empty] | c_DK2_Central | 998 | 0.00016064
[11 empty] | c_DK2_Central | 999 | 0.00015964
[11 empty] | c_DK2_Central | 1000 | 0.00015814
[11 empty] | c_DK2_Central | 1001 | 0.00016281
[11 empty] | c_DK2_Central | 1002 | 0.00017097
[11 empty] | c_DK2_Central | 1003 | 0.00017247
[11 empty] | c_DK2_Central | 1004 | 0.00017464
[11 empty] | c_DK2_Central | 1005 | 0.00017314
[11 empty] | c_DK2_Central | 1006 | 0.00015848
[11 empty] | c_DK2_Central | 1007 | 0.00012915
[11 empty] | c_DK2_Central | 1008 | 9.9652e-05
[11 empty] | c_DK2_Central | 1009 | 9.1487e-05
[11 empty] | c_DK2_Central | 1010 | 9.8152e-05
[11 empty] | c_DK2_Central | 1011 | 9.9319e-05
[11 empty] | c_DK2_Central | 1012 | 0.00010665
[11 empty] | c_DK2_Central | 1013 | 0.00013348
[11 empty] | c_DK2_Central | 1014 | 0.00019797
[11 empty] | c_DK2_Central | 1015 | 0.0002298
[11 empty] | c_DK2_Central | 1016 | 0.0002263
[11 empty] | c_DK2_Central | 1017 | 0.00020647
[11 empty] | c_DK2_Central | 1018 | 0.0001993
[11 empty] | c_DK2_Central | 1019 | 0.00018981
[11 empty] | c_DK2_Central | 1020 | 0.00018231
[11 empty] | c_DK2_Central | 1021 | 0.00017714
[11 empty] | c_DK2_Central | 1022 | 0.00016781
[11 empty] | c_DK2_Central | 1023 | 0.00016648
[11 empty] | c_DK2_Central | 1024 | 0.00016464
[11 empty] | c_DK2_Central | 1025 | 0.00016964
[11 empty] | c_DK2_Central | 1026 | 0.00017681
[11 empty] | c_DK2_Central | 1027 | 0.00017781
[11 empty] | c_DK2_Central | 1028 | 0.00017964
[11 empty] | c_DK2_Central | 1029 | 0.00017881
[11 empty] | c_DK2_Central | 1030 | 0.00016298
[11 empty] | c_DK2_Central | 1031 | 0.00013265
[11 empty] | c_DK2_Central | 1032 | 0.00010248
[11 empty] | c_DK2_Central | 1033 | 8.1821e-05
[11 empty] | c_DK2_Central | 1034 | 8.8154e-05
[11 empty] | c_DK2_Central | 1035 | 8.932e-05
[11 empty] | c_DK2_Central | 1036 | 9.6652e-05
[11 empty] | c_DK2_Central | 1037 | 0.00012465
[11 empty] | c_DK2_Central | 1038 | 0.00018564
[11 empty] | c_DK2_Central | 1039 | 0.00021647
[11 empty] | c_DK2_Central | 1040 | 0.00021347
[11 empty] | c_DK2_Central | 1041 | 0.00019364
[11 empty] | c_DK2_Central | 1042 | 0.00018464
[11 empty] | c_DK2_Central | 1043 | 0.00017514
[11 empty] | c_DK2_Central | 1044 | 0.00016781
[11 empty] | c_DK2_Central | 1045 | 0.00016298
[11 empty] | c_DK2_Central | 1046 | 0.00015348
[11 empty] | c_DK2_Central | 1047 | 0.00015214
[11 empty] | c_DK2_Central | 1048 | 0.00015031
[11 empty] | c_DK2_Central | 1049 | 0.00015481
[11 empty] | c_DK2_Central | 1050 | 0.00016298
[11 empty] | c_DK2_Central | 1051 | 0.00016498
[11 empty] | c_DK2_Central | 1052 | 0.00016764
[11 empty] | c_DK2_Central | 1053 | 0.00016748
[11 empty] | c_DK2_Central | 1054 | 0.00015231
[11 empty] | c_DK2_Central | 1055 | 0.00012282
[11 empty] | c_DK2_Central | 1056 | 9.3486e-05
[11 empty] | c_DK2_Central | 1057 | 7.8822e-05
[11 empty] | c_DK2_Central | 1058 | 8.5654e-05
[11 empty] | c_DK2_Central | 1059 | 8.6487e-05
[11 empty] | c_DK2_Central | 1060 | 9.4319e-05
[11 empty] | c_DK2_Central | 1061 | 0.00012398
[11 empty] | c_DK2_Central | 1062 | 0.00018481
[11 empty] | c_DK2_Central | 1063 | 0.0002163
[11 empty] | c_DK2_Central | 1064 | 0.00021347
[11 empty] | c_DK2_Central | 1065 | 0.0001933
[11 empty] | c_DK2_Central | 1066 | 0.00018297
[11 empty] | c_DK2_Central | 1067 | 0.00017231
[11 empty] | c_DK2_Central | 1068 | 0.00016514
[11 empty] | c_DK2_Central | 1069 | 0.00016014
[11 empty] | c_DK2_Central | 1070 | 0.00015048
[11 empty] | c_DK2_Central | 1071 | 0.00014914
[11 empty] | c_DK2_Central | 1072 | 0.00014715
[11 empty] | c_DK2_Central | 1073 | 0.00015181
[11 empty] | c_DK2_Central | 1074 | 0.00016064
[11 empty] | c_DK2_Central | 1075 | 0.00016298
[11 empty] | c_DK2_Central | 1076 | 0.00016681
[11 empty] | c_DK2_Central | 1077 | 0.00016681
[11 empty] | c_DK2_Central | 1078 | 0.00015164
[11 empty] | c_DK2_Central | 1079 | 0.00012132
[11 empty] | c_DK2_Central | 1080 | 9.132e-05
[11 empty] | c_DK2_Central | 1081 | 7.9655e-05
[11 empty] | c_DK2_Central | 1082 | 8.5487e-05
[11 empty] | c_DK2_Central | 1083 | 8.6154e-05
[11 empty] | c_DK2_Central | 1084 | 9.282e-05
[11 empty] | c_DK2_Central | 1085 | 0.00012048
[11 empty] | c_DK2_Central | 1086 | 0.00018047
[11 empty] | c_DK2_Central | 1087 | 0.0002128
[11 empty] | c_DK2_Central | 1088 | 0.00021214
[11 empty] | c_DK2_Central | 1089 | 0.00019297
[11 empty] | c_DK2_Central | 1090 | 0.00018297
[11 empty] | c_DK2_Central | 1091 | 0.00017231
[11 empty] | c_DK2_Central | 1092 | 0.00016498
[11 empty] | c_DK2_Central | 1093 | 0.00015998
[11 empty] | c_DK2_Central | 1094 | 0.00015081
[11 empty] | c_DK2_Central | 1095 | 0.00014881
[11 empty] | c_DK2_Central | 1096 | 0.00014698
[11 empty] | c_DK2_Central | 1097 | 0.00015114
[11 empty] | c_DK2_Central | 1098 | 0.00016031
[11 empty] | c_DK2_Central | 1099 | 0.00016348
[11 empty] | c_DK2_Central | 1100 | 0.00016748
[11 empty] | c_DK2_Central | 1101 | 0.00016664
[11 empty] | c_DK2_Central | 1102 | 0.00015214
[11 empty] | c_DK2_Central | 1103 | 0.00012148
[11 empty] | c_DK2_Central | 1104 | 9.1487e-05
[11 empty] | c_DK2_Central | 1105 | 7.6655e-05
[11 empty] | c_DK2_Central | 1106 | 8.0322e-05
[11 empty] | c_DK2_Central | 1107 | 7.6989e-05
[11 empty] | c_DK2_Central | 1108 | 8.732e-05
[11 empty] | c_DK2_Central | 1109 | 0.00011615
[11 empty] | c_DK2_Central | 1110 | 0.00016914
[11 empty] | c_DK2_Central | 1111 | 0.00020497
[11 empty] | c_DK2_Central | 1112 | 0.0002023
[11 empty] | c_DK2_Central | 1113 | 0.00018114
[11 empty] | c_DK2_Central | 1114 | 0.00016964
[11 empty] | c_DK2_Central | 1115 | 0.00016198
[11 empty] | c_DK2_Central | 1116 | 0.00015264
[11 empty] | c_DK2_Central | 1117 | 0.00014814
[11 empty] | c_DK2_Central | 1118 | 0.00013581
[11 empty] | c_DK2_Central | 1119 | 0.00013965
[11 empty] | c_DK2_Central | 1120 | 0.00013798
[11 empty] | c_DK2_Central | 1121 | 0.00014298
[11 empty] | c_DK2_Central | 1122 | 0.00014981
[11 empty] | c_DK2_Central | 1123 | 0.00015448
[11 empty] | c_DK2_Central | 1124 | 0.00015631
[11 empty] | c_DK2_Central | 1125 | 0.00015664
[11 empty] | c_DK2_Central | 1126 | 0.00014498
[11 empty] | c_DK2_Central | 1127 | 0.00011648
[11 empty] | c_DK2_Central | 1128 | 8.5821e-05
[11 empty] | c_DK2_Central | 1129 | 7.5322e-05
[11 empty] | c_DK2_Central | 1130 | 8.5321e-05
[11 empty] | c_DK2_Central | 1131 | 8.3154e-05
[11 empty] | c_DK2_Central | 1132 | 9.7152e-05
[11 empty] | c_DK2_Central | 1133 | 0.00012931
[11 empty] | c_DK2_Central | 1134 | 0.00018381
[11 empty] | c_DK2_Central | 1135 | 0.00019164
[11 empty] | c_DK2_Central | 1136 | 0.00018947
[11 empty] | c_DK2_Central | 1137 | 0.00016664
[11 empty] | c_DK2_Central | 1138 | 0.00015814
[11 empty] | c_DK2_Central | 1139 | 0.00014948
[11 empty] | c_DK2_Central | 1140 | 0.00014381
[11 empty] | c_DK2_Central | 1141 | 0.00014048
[11 empty] | c_DK2_Central | 1142 | 0.00013215
[11 empty] | c_DK2_Central | 1143 | 0.00013298
[11 empty] | c_DK2_Central | 1144 | 0.00013065
[11 empty] | c_DK2_Central | 1145 | 0.00013815
[11 empty] | c_DK2_Central | 1146 | 0.00014798
[11 empty] | c_DK2_Central | 1147 | 0.00015231
[11 empty] | c_DK2_Central | 1148 | 0.00015598
[11 empty] | c_DK2_Central | 1149 | 0.00015764
[11 empty] | c_DK2_Central | 1150 | 0.00014631
[11 empty] | c_DK2_Central | 1151 | 0.00011815
[11 empty] | c_DK2_Central | 1152 | 8.8654e-05
[11 empty] | c_DK2_Central | 1153 | 7.4489e-05
[11 empty] | c_DK2_Central | 1154 | 8.1821e-05
[11 empty] | c_DK2_Central | 1155 | 8.2155e-05
[11 empty] | c_DK2_Central | 1156 | 9.032e-05
[11 empty] | c_DK2_Central | 1157 | 0.00011982
[11 empty] | c_DK2_Central | 1158 | 0.00017847
[11 empty] | c_DK2_Central | 1159 | 0.00020814
[11 empty] | c_DK2_Central | 1160 | 0.00020547
[11 empty] | c_DK2_Central | 1161 | 0.00018281
[11 empty] | c_DK2_Central | 1162 | 0.00017281
[11 empty] | c_DK2_Central | 1163 | 0.00016281
[11 empty] | c_DK2_Central | 1164 | 0.00015514
[11 empty] | c_DK2_Central | 1165 | 0.00015131
[11 empty] | c_DK2_Central | 1166 | 0.00014131
[11 empty] | c_DK2_Central | 1167 | 0.00014031
[11 empty] | c_DK2_Central | 1168 | 0.00013898
[11 empty] | c_DK2_Central | 1169 | 0.00014498
[11 empty] | c_DK2_Central | 1170 | 0.00015348
[11 empty] | c_DK2_Central | 1171 | 0.00015748
[11 empty] | c_DK2_Central | 1172 | 0.00016181
[11 empty] | c_DK2_Central | 1173 | 0.00016264
[11 empty] | c_DK2_Central | 1174 | 0.00014764
[11 empty] | c_DK2_Central | 1175 | 0.00011798
[11 empty] | c_DK2_Central | 1176 | 8.7987e-05
[11 empty] | c_DK2_Central | 1177 | 7.4489e-05
[11 empty] | c_DK2_Central | 1178 | 8.1155e-05
[11 empty] | c_DK2_Central | 1179 | 8.1655e-05
[11 empty] | c_DK2_Central | 1180 | 8.9487e-05
[11 empty] | c_DK2_Central | 1181 | 0.00011982
[11 empty] | c_DK2_Central | 1182 | 0.00017864
[11 empty] | c_DK2_Central | 1183 | 0.00020947
[11 empty] | c_DK2_Central | 1184 | 0.0002068
[11 empty] | c_DK2_Central | 1185 | 0.00018681
[11 empty] | c_DK2_Central | 1186 | 0.00017564
[11 empty] | c_DK2_Central | 1187 | 0.00016498
[11 empty] | c_DK2_Central | 1188 | 0.00015814
[11 empty] | c_DK2_Central | 1189 | 0.00015331
[11 empty] | c_DK2_Central | 1190 | 0.00014348
[11 empty] | c_DK2_Central | 1191 | 0.00014215
[11 empty] | c_DK2_Central | 1192 | 0.00014015
[11 empty] | c_DK2_Central | 1193 | 0.00014465
[11 empty] | c_DK2_Central | 1194 | 0.00015398
[11 empty] | c_DK2_Central | 1195 | 0.00015648
[11 empty] | c_DK2_Central | 1196 | 0.00016064
[11 empty] | c_DK2_Central | 1197 | 0.00016114
[11 empty] | c_DK2_Central | 1198 | 0.00014631
[11 empty] | c_DK2_Central | 1199 | 0.00011632
[11 empty] | c_DK2_Central | 1200 | 8.6987e-05
[11 empty] | c_DK2_Central | 1201 | 7.4656e-05
[11 empty] | c_DK2_Central | 1202 | 8.1321e-05
[11 empty] | c_DK2_Central | 1203 | 8.1821e-05
[11 empty] | c_DK2_Central | 1204 | 8.9987e-05
[11 empty] | c_DK2_Central | 1205 | 0.00011998
[11 empty] | c_DK2_Central | 1206 | 0.00017914
[11 empty] | c_DK2_Central | 1207 | 0.00021014
[11 empty] | c_DK2_Central | 1208 | 0.00020747
[11 empty] | c_DK2_Central | 1209 | 0.00018764
[11 empty] | c_DK2_Central | 1210 | 0.00017631
[11 empty] | c_DK2_Central | 1211 | 0.00016581
[11 empty] | c_DK2_Central | 1212 | 0.00015848
[11 empty] | c_DK2_Central | 1213 | 0.00015398
[11 empty] | c_DK2_Central | 1214 | 0.00014415
[11 empty] | c_DK2_Central | 1215 | 0.00014265
[11 empty] | c_DK2_Central | 1216 | 0.00014098
[11 empty] | c_DK2_Central | 1217 | 0.00014548
[11 empty] | c_DK2_Central | 1218 | 0.00015464
[11 empty] | c_DK2_Central | 1219 | 0.00015714
[11 empty] | c_DK2_Central | 1220 | 0.00016148
[11 empty] | c_DK2_Central | 1221 | 0.00016164
[11 empty] | c_DK2_Central | 1222 | 0.00014698
[11 empty] | c_DK2_Central | 1223 | 0.00011682
[11 empty] | c_DK2_Central | 1224 | 8.7154e-05
[11 empty] | c_DK2_Central | 1225 | 7.4156e-05
[11 empty] | c_DK2_Central | 1226 | 8.0988e-05
[11 empty] | c_DK2_Central | 1227 | 8.1155e-05
[11 empty] | c_DK2_Central | 1228 | 8.9154e-05
[11 empty] | c_DK2_Central | 1229 | 0.00011898
[11 empty] | c_DK2_Central | 1230 | 0.00017781
[11 empty] | c_DK2_Central | 1231 | 0.00020847
[11 empty] | c_DK2_Central | 1232 | 0.0002058
[11 empty] | c_DK2_Central | 1233 | 0.00018581
[11 empty] | c_DK2_Central | 1234 | 0.00017497
[11 empty] | c_DK2_Central | 1235 | 0.00016431
[11 empty] | c_DK2_Central | 1236 | 0.00015748
[11 empty] | c_DK2_Central | 1237 | 0.00015264
[11 empty] | c_DK2_Central | 1238 | 0.00014298
[11 empty] | c_DK2_Central | 1239 | 0.00014148
[11 empty] | c_DK2_Central | 1240 | 0.00013965
[11 empty] | c_DK2_Central | 1241 | 0.00014415
[11 empty] | c_DK2_Central | 1242 | 0.00015298
[11 empty] | c_DK2_Central | 1243 | 0.00015548
[11 empty] | c_DK2_Central | 1244 | 0.00015998
[11 empty] | c_DK2_Central | 1245 | 0.00016014
[11 empty] | c_DK2_Central | 1246 | 0.00014548
[11 empty] | c_DK2_Central | 1247 | 0.00011565
[11 empty] | c_DK2_Central | 1248 | 8.6654e-05
[11 empty] | c_DK2_Central | 1249 | 8.8987e-05
[11 empty] | c_DK2_Central | 1250 | 9.4486e-05
[11 empty] | c_DK2_Central | 1251 | 9.5986e-05
[11 empty] | c_DK2_Central | 1252 | 0.00010182
[11 empty] | c_DK2_Central | 1253 | 0.00012715
[11 empty] | c_DK2_Central | 1254 | 0.00018997
[11 empty] | c_DK2_Central | 1255 | 0.00022247
[11 empty] | c_DK2_Central | 1256 | 0.0002213
[11 empty] | c_DK2_Central | 1257 | 0.00020197
[11 empty] | c_DK2_Central | 1258 | 0.00019464
[11 empty] | c_DK2_Central | 1259 | 0.00018464
[11 empty] | c_DK2_Central | 1260 | 0.00017731
[11 empty] | c_DK2_Central | 1261 | 0.00017197
[11 empty] | c_DK2_Central | 1262 | 0.00016331
[11 empty] | c_DK2_Central | 1263 | 0.00016114
[11 empty] | c_DK2_Central | 1264 | 0.00015914
[11 empty] | c_DK2_Central | 1265 | 0.00016414
[11 empty] | c_DK2_Central | 1266 | 0.00017197
[11 empty] | c_DK2_Central | 1267 | 0.00017364
[11 empty] | c_DK2_Central | 1268 | 0.00017631
[11 empty] | c_DK2_Central | 1269 | 0.00017497
[11 empty] | c_DK2_Central | 1270 | 0.00015998
[11 empty] | c_DK2_Central | 1271 | 0.00012965
[11 empty] | c_DK2_Central | 1272 | 9.9319e-05
[11 empty] | c_DK2_Central | 1273 | 9.4819e-05
[11 empty] | c_DK2_Central | 1274 | 9.6486e-05
[11 empty] | c_DK2_Central | 1275 | 9.5986e-05
[11 empty] | c_DK2_Central | 1276 | 0.00010465
[11 empty] | c_DK2_Central | 1277 | 0.00012998
[11 empty] | c_DK2_Central | 1278 | 0.00018897
[11 empty] | c_DK2_Central | 1279 | 0.00022713
[11 empty] | c_DK2_Central | 1280 | 0.00022213
[11 empty] | c_DK2_Central | 1281 | 0.0002023
[11 empty] | c_DK2_Central | 1282 | 0.0001933
[11 empty] | c_DK2_Central | 1283 | 0.00018697
[11 empty] | c_DK2_Central | 1284 | 0.00017747
[11 empty] | c_DK2_Central | 1285 | 0.00017164
[11 empty] | c_DK2_Central | 1286 | 0.00016181
[11 empty] | c_DK2_Central | 1287 | 0.00016581
[11 empty] | c_DK2_Central | 1288 | 0.00016298
[11 empty] | c_DK2_Central | 1289 | 0.00016864
[11 empty] | c_DK2_Central | 1290 | 0.00017464
[11 empty] | c_DK2_Central | 1291 | 0.00017681
[11 empty] | c_DK2_Central | 1292 | 0.00017681
[11 empty] | c_DK2_Central | 1293 | 0.00017481
[11 empty] | c_DK2_Central | 1294 | 0.00016348
[11 empty] | c_DK2_Central | 1295 | 0.00013248
[11 empty] | c_DK2_Central | 1296 | 0.00010198
[11 empty] | c_DK2_Central | 1297 | 9.0487e-05
[11 empty] | c_DK2_Central | 1298 | 9.6652e-05
[11 empty] | c_DK2_Central | 1299 | 9.7652e-05
[11 empty] | c_DK2_Central | 1300 | 0.00011098
[11 empty] | c_DK2_Central | 1301 | 0.00014198
[11 empty] | c_DK2_Central | 1302 | 0.00019864
[11 empty] | c_DK2_Central | 1303 | 0.00020814
[11 empty] | c_DK2_Central | 1304 | 0.00020547
[11 empty] | c_DK2_Central | 1305 | 0.00018631
[11 empty] | c_DK2_Central | 1306 | 0.00017881
[11 empty] | c_DK2_Central | 1307 | 0.00017114
[11 empty] | c_DK2_Central | 1308 | 0.00016581
[11 empty] | c_DK2_Central | 1309 | 0.00016181
[11 empty] | c_DK2_Central | 1310 | 0.00015448
[11 empty] | c_DK2_Central | 1311 | 0.00015514
[11 empty] | c_DK2_Central | 1312 | 0.00015431
[11 empty] | c_DK2_Central | 1313 | 0.00015898
[11 empty] | c_DK2_Central | 1314 | 0.00016881
[11 empty] | c_DK2_Central | 1315 | 0.00017231
[11 empty] | c_DK2_Central | 1316 | 0.00017347
[11 empty] | c_DK2_Central | 1317 | 0.00017281
[11 empty] | c_DK2_Central | 1318 | 0.00016148
[11 empty] | c_DK2_Central | 1319 | 0.00013031
[11 empty] | c_DK2_Central | 1320 | 0.00010332
[11 empty] | c_DK2_Central | 1321 | 8.7487e-05
[11 empty] | c_DK2_Central | 1322 | 9.332e-05
[11 empty] | c_DK2_Central | 1323 | 9.4819e-05
[11 empty] | c_DK2_Central | 1324 | 0.00010198
[11 empty] | c_DK2_Central | 1325 | 0.00012831
[11 empty] | c_DK2_Central | 1326 | 0.00019147
[11 empty] | c_DK2_Central | 1327 | 0.00022147
[11 empty] | c_DK2_Central | 1328 | 0.00021763
[11 empty] | c_DK2_Central | 1329 | 0.00019664
[11 empty] | c_DK2_Central | 1330 | 0.00018964
[11 empty] | c_DK2_Central | 1331 | 0.00018081
[11 empty] | c_DK2_Central | 1332 | 0.00017347
[11 empty] | c_DK2_Central | 1333 | 0.00016848
[11 empty] | c_DK2_Central | 1334 | 0.00015981
[11 empty] | c_DK2_Central | 1335 | 0.00015898
[11 empty] | c_DK2_Central | 1336 | 0.00015748
[11 empty] | c_DK2_Central | 1337 | 0.00016248
[11 empty] | c_DK2_Central | 1338 | 0.00017064
[11 empty] | c_DK2_Central | 1339 | 0.00017214
[11 empty] | c_DK2_Central | 1340 | 0.00017447
[11 empty] | c_DK2_Central | 1341 | 0.00017314
[11 empty] | c_DK2_Central | 1342 | 0.00015831
[11 empty] | c_DK2_Central | 1343 | 0.00012865
[11 empty] | c_DK2_Central | 1344 | 9.9152e-05
[11 empty] | c_DK2_Central | 1345 | 7.7322e-05
[11 empty] | c_DK2_Central | 1346 | 8.4154e-05
[11 empty] | c_DK2_Central | 1347 | 8.4821e-05
[11 empty] | c_DK2_Central | 1348 | 9.282e-05
[11 empty] | c_DK2_Central | 1349 | 0.00012282
[11 empty] | c_DK2_Central | 1350 | 0.00018281
[11 empty] | c_DK2_Central | 1351 | 0.00021397
[11 empty] | c_DK2_Central | 1352 | 0.00021114
[11 empty] | c_DK2_Central | 1353 | 0.00019131
[11 empty] | c_DK2_Central | 1354 | 0.00018064
[11 empty] | c_DK2_Central | 1355 | 0.00016981
[11 empty] | c_DK2_Central | 1356 | 0.00016281
[11 empty] | c_DK2_Central | 1357 | 0.00015798
[11 empty] | c_DK2_Central | 1358 | 0.00014798
[11 empty] | c_DK2_Central | 1359 | 0.00014681
[11 empty] | c_DK2_Central | 1360 | 0.00014498
[11 empty] | c_DK2_Central | 1361 | 0.00014948
[11 empty] | c_DK2_Central | 1362 | 0.00015848
[11 empty] | c_DK2_Central | 1363 | 0.00016064
[11 empty] | c_DK2_Central | 1364 | 0.00016481
[11 empty] | c_DK2_Central | 1365 | 0.00016481
[11 empty] | c_DK2_Central | 1366 | 0.00014964
[11 empty] | c_DK2_Central | 1367 | 0.00011948
[11 empty] | c_DK2_Central | 1368 | 8.9987e-05
[11 empty] | c_DK2_Central | 1369 | 7.3156e-05
[11 empty] | c_DK2_Central | 1370 | 7.9988e-05
[11 empty] | c_DK2_Central | 1371 | 8.0322e-05
[11 empty] | c_DK2_Central | 1372 | 8.832e-05
[11 empty] | c_DK2_Central | 1373 | 0.00011815
[11 empty] | c_DK2_Central | 1374 | 0.00017647
[11 empty] | c_DK2_Central | 1375 | 0.00020697
[11 empty] | c_DK2_Central | 1376 | 0.0002043
[11 empty] | c_DK2_Central | 1377 | 0.00018447
[11 empty] | c_DK2_Central | 1378 | 0.00017347
[11 empty] | c_DK2_Central | 1379 | 0.00016298
[11 empty] | c_DK2_Central | 1380 | 0.00015581
[11 empty] | c_DK2_Central | 1381 | 0.00015148
[11 empty] | c_DK2_Central | 1382 | 0.00014148
[11 empty] | c_DK2_Central | 1383 | 0.00014031
[11 empty] | c_DK2_Central | 1384 | 0.00013865
[11 empty] | c_DK2_Central | 1385 | 0.00014265
[11 empty] | c_DK2_Central | 1386 | 0.00015181
[11 empty] | c_DK2_Central | 1387 | 0.00015448
[11 empty] | c_DK2_Central | 1388 | 0.00015898
[11 empty] | c_DK2_Central | 1389 | 0.00015914
[11 empty] | c_DK2_Central | 1390 | 0.00014448
[11 empty] | c_DK2_Central | 1391 | 0.00011482
[11 empty] | c_DK2_Central | 1392 | 8.5654e-05
[11 empty] | c_DK2_Central | 1393 | 7.5989e-05
[11 empty] | c_DK2_Central | 1394 | 8.2821e-05
[11 empty] | c_DK2_Central | 1395 | 8.3154e-05
[11 empty] | c_DK2_Central | 1396 | 9.132e-05
[11 empty] | c_DK2_Central | 1397 | 0.00012165
[11 empty] | c_DK2_Central | 1398 | 0.00018164
[11 empty] | c_DK2_Central | 1399 | 0.00021297
[11 empty] | c_DK2_Central | 1400 | 0.0002103
[11 empty] | c_DK2_Central | 1401 | 0.00019014
[11 empty] | c_DK2_Central | 1402 | 0.00017881
[11 empty] | c_DK2_Central | 1403 | 0.00016798
[11 empty] | c_DK2_Central | 1404 | 0.00016064
[11 empty] | c_DK2_Central | 1405 | 0.00015598
[11 empty] | c_DK2_Central | 1406 | 0.00014598
[11 empty] | c_DK2_Central | 1407 | 0.00014465
[11 empty] | c_DK2_Central | 1408 | 0.00014281
[11 empty] | c_DK2_Central | 1409 | 0.00014748
[11 empty] | c_DK2_Central | 1410 | 0.00015681
[11 empty] | c_DK2_Central | 1411 | 0.00015931
[11 empty] | c_DK2_Central | 1412 | 0.00016364
[11 empty] | c_DK2_Central | 1413 | 0.00016381
[11 empty] | c_DK2_Central | 1414 | 0.00014881
[11 empty] | c_DK2_Central | 1415 | 0.00011848
[11 empty] | c_DK2_Central | 1416 | 8.8654e-05
[11 empty] | c_DK2_Central | 1417 | 8.8487e-05
[11 empty] | c_DK2_Central | 1418 | 9.4153e-05
[11 empty] | c_DK2_Central | 1419 | 9.5486e-05
[11 empty] | c_DK2_Central | 1420 | 0.00010132
[11 empty] | c_DK2_Central | 1421 | 0.00012715
[11 empty] | c_DK2_Central | 1422 | 0.00018947
[11 empty] | c_DK2_Central | 1423 | 0.00022197
[11 empty] | c_DK2_Central | 1424 | 0.0002208
[11 empty] | c_DK2_Central | 1425 | 0.00020164
[11 empty] | c_DK2_Central | 1426 | 0.00019414
[11 empty] | c_DK2_Central | 1427 | 0.00018414
[11 empty] | c_DK2_Central | 1428 | 0.00017681
[11 empty] | c_DK2_Central | 1429 | 0.00017164
[11 empty] | c_DK2_Central | 1430 | 0.00016264
[11 empty] | c_DK2_Central | 1431 | 0.00016064
[11 empty] | c_DK2_Central | 1432 | 0.00015864
[11 empty] | c_DK2_Central | 1433 | 0.00016348
[11 empty] | c_DK2_Central | 1434 | 0.00017164
[11 empty] | c_DK2_Central | 1435 | 0.00017314
[11 empty] | c_DK2_Central | 1436 | 0.00017597
[11 empty] | c_DK2_Central | 1437 | 0.00017431
[11 empty] | c_DK2_Central | 1438 | 0.00015981
[11 empty] | c_DK2_Central | 1439 | 0.00012915
[11 empty] | c_DK2_Central | 1440 | 9.8985e-05
[11 empty] | c_DK2_Central | 1441 | 9.3986e-05
[11 empty] | c_DK2_Central | 1442 | 9.5819e-05
[11 empty] | c_DK2_Central | 1443 | 9.5319e-05
[11 empty] | c_DK2_Central | 1444 | 0.00010382
[11 empty] | c_DK2_Central | 1445 | 0.00012898
[11 empty] | c_DK2_Central | 1446 | 0.00018764
[11 empty] | c_DK2_Central | 1447 | 0.00022563
[11 empty] | c_DK2_Central | 1448 | 0.0002208
[11 empty] | c_DK2_Central | 1449 | 0.00020097
[11 empty] | c_DK2_Central | 1450 | 0.00019197
[11 empty] | c_DK2_Central | 1451 | 0.00018581
[11 empty] | c_DK2_Central | 1452 | 0.00017647
[11 empty] | c_DK2_Central | 1453 | 0.00017047
[11 empty] | c_DK2_Central | 1454 | 0.00016081
[11 empty] | c_DK2_Central | 1455 | 0.00016448
[11 empty] | c_DK2_Central | 1456 | 0.00016198
[11 empty] | c_DK2_Central | 1457 | 0.00016764
[11 empty] | c_DK2_Central | 1458 | 0.00017331
[11 empty] | c_DK2_Central | 1459 | 0.00017564
[11 empty] | c_DK2_Central | 1460 | 0.00017564
[11 empty] | c_DK2_Central | 1461 | 0.00017364
[11 empty] | c_DK2_Central | 1462 | 0.00016231
[11 empty] | c_DK2_Central | 1463 | 0.00013148
[11 empty] | c_DK2_Central | 1464 | 0.00010115
[11 empty] | c_DK2_Central | 1465 | 8.3488e-05
[11 empty] | c_DK2_Central | 1466 | 9.0987e-05
[11 empty] | c_DK2_Central | 1467 | 9.0987e-05
[11 empty] | c_DK2_Central | 1468 | 0.00010448
[11 empty] | c_DK2_Central | 1469 | 0.00013548
[11 empty] | c_DK2_Central | 1470 | 0.00019064
[11 empty] | c_DK2_Central | 1471 | 0.00019947
[11 empty] | c_DK2_Central | 1472 | 0.00019714
[11 empty] | c_DK2_Central | 1473 | 0.00017647
[11 empty] | c_DK2_Central | 1474 | 0.00016881
[11 empty] | c_DK2_Central | 1475 | 0.00016081
[11 empty] | c_DK2_Central | 1476 | 0.00015548
[11 empty] | c_DK2_Central | 1477 | 0.00015181
[11 empty] | c_DK2_Central | 1478 | 0.00014415
[11 empty] | c_DK2_Central | 1479 | 0.00014481
[11 empty] | c_DK2_Central | 1480 | 0.00014315
[11 empty] | c_DK2_Central | 1481 | 0.00014914
[11 empty] | c_DK2_Central | 1482 | 0.00015881
[11 empty] | c_DK2_Central | 1483 | 0.00016231
[11 empty] | c_DK2_Central | 1484 | 0.00016481
[11 empty] | c_DK2_Central | 1485 | 0.00016498
[11 empty] | c_DK2_Central | 1486 | 0.00015364
[11 empty] | c_DK2_Central | 1487 | 0.00012415
[11 empty] | c_DK2_Central | 1488 | 9.6486e-05
[11 empty] | c_DK2_Central | 1489 | 7.4989e-05
[11 empty] | c_DK2_Central | 1490 | 8.2488e-05
[11 empty] | c_DK2_Central | 1491 | 8.2821e-05
[11 empty] | c_DK2_Central | 1492 | 9.0987e-05
[11 empty] | c_DK2_Central | 1493 | 0.00012065
[11 empty] | c_DK2_Central | 1494 | 0.00017981
[11 empty] | c_DK2_Central | 1495 | 0.00020964
[11 empty] | c_DK2_Central | 1496 | 0.0002073
[11 empty] | c_DK2_Central | 1497 | 0.00018414
[11 empty] | c_DK2_Central | 1498 | 0.00017397
[11 empty] | c_DK2_Central | 1499 | 0.00016414
[11 empty] | c_DK2_Central | 1500 | 0.00015631
[11 empty] | c_DK2_Central | 1501 | 0.00015248
[11 empty] | c_DK2_Central | 1502 | 0.00014231
[11 empty] | c_DK2_Central | 1503 | 0.00014148
[11 empty] | c_DK2_Central | 1504 | 0.00014015
[11 empty] | c_DK2_Central | 1505 | 0.00014598
[11 empty] | c_DK2_Central | 1506 | 0.00015464
[11 empty] | c_DK2_Central | 1507 | 0.00015881
[11 empty] | c_DK2_Central | 1508 | 0.00016314
[11 empty] | c_DK2_Central | 1509 | 0.00016364
[11 empty] | c_DK2_Central | 1510 | 0.00014864
[11 empty] | c_DK2_Central | 1511 | 0.00011898
[11 empty] | c_DK2_Central | 1512 | 8.882e-05
[11 empty] | c_DK2_Central | 1513 | 7.8988e-05
[11 empty] | c_DK2_Central | 1514 | 8.5821e-05
[11 empty] | c_DK2_Central | 1515 | 8.6321e-05
[11 empty] | c_DK2_Central | 1516 | 9.4153e-05
[11 empty] | c_DK2_Central | 1517 | 0.00012332
[11 empty] | c_DK2_Central | 1518 | 0.00018397
[11 empty] | c_DK2_Central | 1519 | 0.00021497
[11 empty] | c_DK2_Central | 1520 | 0.00021214
[11 empty] | c_DK2_Central | 1521 | 0.00019231
[11 empty] | c_DK2_Central | 1522 | 0.00018214
[11 empty] | c_DK2_Central | 1523 | 0.00017181
[11 empty] | c_DK2_Central | 1524 | 0.00016464
[11 empty] | c_DK2_Central | 1525 | 0.00015998
[11 empty] | c_DK2_Central | 1526 | 0.00014998
[11 empty] | c_DK2_Central | 1527 | 0.00014881
[11 empty] | c_DK2_Central | 1528 | 0.00014698
[11 empty] | c_DK2_Central | 1529 | 0.00015148
[11 empty] | c_DK2_Central | 1530 | 0.00016014
[11 empty] | c_DK2_Central | 1531 | 0.00016231
[11 empty] | c_DK2_Central | 1532 | 0.00016614
[11 empty] | c_DK2_Central | 1533 | 0.00016581
[11 empty] | c_DK2_Central | 1534 | 0.00015081
[11 empty] | c_DK2_Central | 1535 | 0.00012065
[11 empty] | c_DK2_Central | 1536 | 9.132e-05
[11 empty] | c_DK2_Central | 1537 | 7.9488e-05
[11 empty] | c_DK2_Central | 1538 | 8.6154e-05
[11 empty] | c_DK2_Central | 1539 | 8.6987e-05
[11 empty] | c_DK2_Central | 1540 | 9.4653e-05
[11 empty] | c_DK2_Central | 1541 | 0.00012365
[11 empty] | c_DK2_Central | 1542 | 0.00018431
[11 empty] | c_DK2_Central | 1543 | 0.00021547
[11 empty] | c_DK2_Central | 1544 | 0.00021247
[11 empty] | c_DK2_Central | 1545 | 0.00019264
[11 empty] | c_DK2_Central | 1546 | 0.00018247
[11 empty] | c_DK2_Central | 1547 | 0.00017264
[11 empty] | c_DK2_Central | 1548 | 0.00016531
[11 empty] | c_DK2_Central | 1549 | 0.00016048
[11 empty] | c_DK2_Central | 1550 | 0.00015081
[11 empty] | c_DK2_Central | 1551 | 0.00014931
[11 empty] | c_DK2_Central | 1552 | 0.00014764
[11 empty] | c_DK2_Central | 1553 | 0.00015214
[11 empty] | c_DK2_Central | 1554 | 0.00016081
[11 empty] | c_DK2_Central | 1555 | 0.00016298
[11 empty] | c_DK2_Central | 1556 | 0.00016648
[11 empty] | c_DK2_Central | 1557 | 0.00016631
[11 empty] | c_DK2_Central | 1558 | 0.00015114
[11 empty] | c_DK2_Central | 1559 | 0.00012132
[11 empty] | c_DK2_Central | 1560 | 9.182e-05
[11 empty] | c_DK2_Central | 1561 | 7.3489e-05
[11 empty] | c_DK2_Central | 1562 | 8.0322e-05
[11 empty] | c_DK2_Central | 1563 | 8.0655e-05
[11 empty] | c_DK2_Central | 1564 | 8.8654e-05
[11 empty] | c_DK2_Central | 1565 | 0.00011865
[11 empty] | c_DK2_Central | 1566 | 0.00017714
[11 empty] | c_DK2_Central | 1567 | 0.00020797
[11 empty] | c_DK2_Central | 1568 | 0.00020497
[11 empty] | c_DK2_Central | 1569 | 0.00018514
[11 empty] | c_DK2_Central | 1570 | 0.00017414
[11 empty] | c_DK2_Central | 1571 | 0.00016381
[11 empty] | c_DK2_Central | 1572 | 0.00015648
[11 empty] | c_DK2_Central | 1573 | 0.00015198
[11 empty] | c_DK2_Central | 1574 | 0.00014215
[11 empty] | c_DK2_Central | 1575 | 0.00014081
[11 empty] | c_DK2_Central | 1576 | 0.00013898
[11 empty] | c_DK2_Central | 1577 | 0.00014315
[11 empty] | c_DK2_Central | 1578 | 0.00015231
[11 empty] | c_DK2_Central | 1579 | 0.00015481
[11 empty] | c_DK2_Central | 1580 | 0.00015931
[11 empty] | c_DK2_Central | 1581 | 0.00015948
[11 empty] | c_DK2_Central | 1582 | 0.00014481
[11 empty] | c_DK2_Central | 1583 | 0.00011532
[11 empty] | c_DK2_Central | 1584 | 8.6154e-05
[11 empty] | c_DK2_Central | 1585 | 7.5656e-05
[11 empty] | c_DK2_Central | 1586 | 8.1821e-05
[11 empty] | c_DK2_Central | 1587 | 8.1821e-05
[11 empty] | c_DK2_Central | 1588 | 8.8987e-05
[11 empty] | c_DK2_Central | 1589 | 0.00011798
[11 empty] | c_DK2_Central | 1590 | 0.00017697
[11 empty] | c_DK2_Central | 1591 | 0.00020964
[11 empty] | c_DK2_Central | 1592 | 0.0002093
[11 empty] | c_DK2_Central | 1593 | 0.00019031
[11 empty] | c_DK2_Central | 1594 | 0.00017864
[11 empty] | c_DK2_Central | 1595 | 0.00016731
[11 empty] | c_DK2_Central | 1596 | 0.00015981
[11 empty] | c_DK2_Central | 1597 | 0.00015514
[11 empty] | c_DK2_Central | 1598 | 0.00014565
[11 empty] | c_DK2_Central | 1599 | 0.00014365
[11 empty] | c_DK2_Central | 1600 | 0.00014198
[11 empty] | c_DK2_Central | 1601 | 0.00014598
[11 empty] | c_DK2_Central | 1602 | 0.00015581
[11 empty] | c_DK2_Central | 1603 | 0.00015948
[11 empty] | c_DK2_Central | 1604 | 0.00016431
[11 empty] | c_DK2_Central | 1605 | 0.00016381
[11 empty] | c_DK2_Central | 1606 | 0.00014948
[11 empty] | c_DK2_Central | 1607 | 0.00011848
[11 empty] | c_DK2_Central | 1608 | 8.8487e-05
[11 empty] | c_DK2_Central | 1609 | 7.9322e-05
[11 empty] | c_DK2_Central | 1610 | 8.2988e-05
[11 empty] | c_DK2_Central | 1611 | 7.9655e-05
[11 empty] | c_DK2_Central | 1612 | 9.0153e-05
[11 empty] | c_DK2_Central | 1613 | 0.00011898
[11 empty] | c_DK2_Central | 1614 | 0.00017314
[11 empty] | c_DK2_Central | 1615 | 0.00020964
[11 empty] | c_DK2_Central | 1616 | 0.00020664
[11 empty] | c_DK2_Central | 1617 | 0.00018531
[11 empty] | c_DK2_Central | 1618 | 0.00017414
[11 empty] | c_DK2_Central | 1619 | 0.00016631
[11 empty] | c_DK2_Central | 1620 | 0.00015681
[11 empty] | c_DK2_Central | 1621 | 0.00015248
[11 empty] | c_DK2_Central | 1622 | 0.00013981
[11 empty] | c_DK2_Central | 1623 | 0.00014381
[11 empty] | c_DK2_Central | 1624 | 0.00014215
[11 empty] | c_DK2_Central | 1625 | 0.00014731
[11 empty] | c_DK2_Central | 1626 | 0.00015414
[11 empty] | c_DK2_Central | 1627 | 0.00015864
[11 empty] | c_DK2_Central | 1628 | 0.00016031
[11 empty] | c_DK2_Central | 1629 | 0.00016031
[11 empty] | c_DK2_Central | 1630 | 0.00014848
[11 empty] | c_DK2_Central | 1631 | 0.00011948
[11 empty] | c_DK2_Central | 1632 | 8.832e-05
[11 empty] | c_DK2_Central | 1633 | 8.782e-05
[11 empty] | c_DK2_Central | 1634 | 9.4153e-05
[11 empty] | c_DK2_Central | 1635 | 9.4819e-05
[11 empty] | c_DK2_Central | 1636 | 0.00010815
[11 empty] | c_DK2_Central | 1637 | 0.00013915
[11 empty] | c_DK2_Central | 1638 | 0.00019514
[11 empty] | c_DK2_Central | 1639 | 0.0002043
[11 empty] | c_DK2_Central | 1640 | 0.00020164
[11 empty] | c_DK2_Central | 1641 | 0.00018197
[11 empty] | c_DK2_Central | 1642 | 0.00017447
[11 empty] | c_DK2_Central | 1643 | 0.00016681
[11 empty] | c_DK2_Central | 1644 | 0.00016164
[11 empty] | c_DK2_Central | 1645 | 0.00015764
[11 empty] | c_DK2_Central | 1646 | 0.00015014
[11 empty] | c_DK2_Central | 1647 | 0.00015098
[11 empty] | c_DK2_Central | 1648 | 0.00014964
[11 empty] | c_DK2_Central | 1649 | 0.00015498
[11 empty] | c_DK2_Central | 1650 | 0.00016448
[11 empty] | c_DK2_Central | 1651 | 0.00016798
[11 empty] | c_DK2_Central | 1652 | 0.00016964
[11 empty] | c_DK2_Central | 1653 | 0.00016931
[11 empty] | c_DK2_Central | 1654 | 0.00015781
[11 empty] | c_DK2_Central | 1655 | 0.00012765
[11 empty] | c_DK2_Central | 1656 | 0.00010049
[11 empty] | c_DK2_Central | 1657 | 9.4486e-05
[11 empty] | c_DK2_Central | 1658 | 0.00010049
[11 empty] | c_DK2_Central | 1659 | 0.00010198
[11 empty] | c_DK2_Central | 1660 | 0.00010982
[11 empty] | c_DK2_Central | 1661 | 0.00013681
[11 empty] | c_DK2_Central | 1662 | 0.00020314
[11 empty] | c_DK2_Central | 1663 | 0.0002348
[11 empty] | c_DK2_Central | 1664 | 0.00023063
[11 empty] | c_DK2_Central | 1665 | 0.00020947
[11 empty] | c_DK2_Central | 1666 | 0.00020214
[11 empty] | c_DK2_Central | 1667 | 0.00019297
[11 empty] | c_DK2_Central | 1668 | 0.00018531
[11 empty] | c_DK2_Central | 1669 | 0.00017981
[11 empty] | c_DK2_Central | 1670 | 0.00017131
[11 empty] | c_DK2_Central | 1671 | 0.00017031
[11 empty] | c_DK2_Central | 1672 | 0.00016881
[11 empty] | c_DK2_Central | 1673 | 0.00017414
[11 empty] | c_DK2_Central | 1674 | 0.00018264
[11 empty] | c_DK2_Central | 1675 | 0.00018397
[11 empty] | c_DK2_Central | 1676 | 0.00018614
[11 empty] | c_DK2_Central | 1677 | 0.00018414
[11 empty] | c_DK2_Central | 1678 | 0.00016848
[11 empty] | c_DK2_Central | 1679 | 0.00013731
[11 empty] | c_DK2_Central | 1680 | 0.00010632
[11 empty] | c_DK2_Central | 1681 | 9.332e-05
[11 empty] | c_DK2_Central | 1682 | 9.9819e-05
[11 empty] | c_DK2_Central | 1683 | 0.00010132
[11 empty] | c_DK2_Central | 1684 | 0.00010865
[11 empty] | c_DK2_Central | 1685 | 0.00013598
[11 empty] | c_DK2_Central | 1686 | 0.0002013
[11 empty] | c_DK2_Central | 1687 | 0.00023347
[11 empty] | c_DK2_Central | 1688 | 0.00023013
[11 empty] | c_DK2_Central | 1689 | 0.00021014
[11 empty] | c_DK2_Central | 1690 | 0.00020297
[11 empty] | c_DK2_Central | 1691 | 0.00019297
[11 empty] | c_DK2_Central | 1692 | 0.00018547
[11 empty] | c_DK2_Central | 1693 | 0.00018014
[11 empty] | c_DK2_Central | 1694 | 0.00017081
[11 empty] | c_DK2_Central | 1695 | 0.00016948
[11 empty] | c_DK2_Central | 1696 | 0.00016764
[11 empty] | c_DK2_Central | 1697 | 0.00017281
[11 empty] | c_DK2_Central | 1698 | 0.00018014
[11 empty] | c_DK2_Central | 1699 | 0.00018097
[11 empty] | c_DK2_Central | 1700 | 0.00018297
[11 empty] | c_DK2_Central | 1701 | 0.00018197
[11 empty] | c_DK2_Central | 1702 | 0.00016581
[11 empty] | c_DK2_Central | 1703 | 0.00013498
[11 empty] | c_DK2_Central | 1704 | 0.00010448
[11 empty] | c_DK2_Central | 1705 | 8.832e-05
[11 empty] | c_DK2_Central | 1706 | 9.4319e-05
[11 empty] | c_DK2_Central | 1707 | 9.5986e-05
[11 empty] | c_DK2_Central | 1708 | 0.00010298
[11 empty] | c_DK2_Central | 1709 | 0.00012948
[11 empty] | c_DK2_Central | 1710 | 0.00019247
[11 empty] | c_DK2_Central | 1711 | 0.00022363
[11 empty] | c_DK2_Central | 1712 | 0.0002203
[11 empty] | c_DK2_Central | 1713 | 0.00020064
[11 empty] | c_DK2_Central | 1714 | 0.00019347
[11 empty] | c_DK2_Central | 1715 | 0.00018414
[11 empty] | c_DK2_Central | 1716 | 0.00017681
[11 empty] | c_DK2_Central | 1717 | 0.00017181
[11 empty] | c_DK2_Central | 1718 | 0.00016281
[11 empty] | c_DK2_Central | 1719 | 0.00016114
[11 empty] | c_DK2_Central | 1720 | 0.00015931
[11 empty] | c_DK2_Central | 1721 | 0.00016431
[11 empty] | c_DK2_Central | 1722 | 0.00017147
[11 empty] | c_DK2_Central | 1723 | 0.00017247
[11 empty] | c_DK2_Central | 1724 | 0.00017447
[11 empty] | c_DK2_Central | 1725 | 0.00017381
[11 empty] | c_DK2_Central | 1726 | 0.00015831
[11 empty] | c_DK2_Central | 1727 | 0.00012881
[11 empty] | c_DK2_Central | 1728 | 9.9319e-05
[11 empty] | c_DK2_Central | 1729 | 8.5987e-05
[11 empty] | c_DK2_Central | 1730 | 9.2153e-05
[11 empty] | c_DK2_Central | 1731 | 9.3486e-05
[11 empty] | c_DK2_Central | 1732 | 0.00010032
[11 empty] | c_DK2_Central | 1733 | 0.00012698
[11 empty] | c_DK2_Central | 1734 | 0.00018897
[11 empty] | c_DK2_Central | 1735 | 0.00021963
[11 empty] | c_DK2_Central | 1736 | 0.00021647
[11 empty] | c_DK2_Central | 1737 | 0.0001968
[11 empty] | c_DK2_Central | 1738 | 0.00018964
[11 empty] | c_DK2_Central | 1739 | 0.00018014
[11 empty] | c_DK2_Central | 1740 | 0.00017314
[11 empty] | c_DK2_Central | 1741 | 0.00016814
[11 empty] | c_DK2_Central | 1742 | 0.00015881
[11 empty] | c_DK2_Central | 1743 | 0.00015748
[11 empty] | c_DK2_Central | 1744 | 0.00015548
[11 empty] | c_DK2_Central | 1745 | 0.00016048
[11 empty] | c_DK2_Central | 1746 | 0.00016764
[11 empty] | c_DK2_Central | 1747 | 0.00016848
[11 empty] | c_DK2_Central | 1748 | 0.00017081
[11 empty] | c_DK2_Central | 1749 | 0.00017031
[11 empty] | c_DK2_Central | 1750 | 0.00015514
[11 empty] | c_DK2_Central | 1751 | 0.00012598
[11 empty] | c_DK2_Central | 1752 | 9.6986e-05
[11 empty] | c_DK2_Central | 1753 | 8.3321e-05
[11 empty] | c_DK2_Central | 1754 | 8.882e-05
[11 empty] | c_DK2_Central | 1755 | 8.9987e-05
[11 empty] | c_DK2_Central | 1756 | 9.5986e-05
[11 empty] | c_DK2_Central | 1757 | 0.00012232
[11 empty] | c_DK2_Central | 1758 | 0.00018314
[11 empty] | c_DK2_Central | 1759 | 0.00021514
[11 empty] | c_DK2_Central | 1760 | 0.00021414
[11 empty] | c_DK2_Central | 1761 | 0.00019497
[11 empty] | c_DK2_Central | 1762 | 0.00018647
[11 empty] | c_DK2_Central | 1763 | 0.00017647
[11 empty] | c_DK2_Central | 1764 | 0.00016914
[11 empty] | c_DK2_Central | 1765 | 0.00016414
[11 empty] | c_DK2_Central | 1766 | 0.00015514
[11 empty] | c_DK2_Central | 1767 | 0.00015298
[11 empty] | c_DK2_Central | 1768 | 0.00015114
[11 empty] | c_DK2_Central | 1769 | 0.00015548
[11 empty] | c_DK2_Central | 1770 | 0.00016414
[11 empty] | c_DK2_Central | 1771 | 0.00016648
[11 empty] | c_DK2_Central | 1772 | 0.00016997
[11 empty] | c_DK2_Central | 1773 | 0.00016864
[11 empty] | c_DK2_Central | 1774 | 0.00015431
[11 empty] | c_DK2_Central | 1775 | 0.00012415
[11 empty] | c_DK2_Central | 1776 | 9.4319e-05
[11 empty] | c_DK2_Central | 1777 | 8.1988e-05
[11 empty] | c_DK2_Central | 1778 | 8.4987e-05
[11 empty] | c_DK2_Central | 1779 | 8.2655e-05
[11 empty] | c_DK2_Central | 1780 | 9.2153e-05
[11 empty] | c_DK2_Central | 1781 | 0.00011932
[11 empty] | c_DK2_Central | 1782 | 0.00017397
[11 empty] | c_DK2_Central | 1783 | 0.0002103
[11 empty] | c_DK2_Central | 1784 | 0.00020697
[11 empty] | c_DK2_Central | 1785 | 0.00018631
[11 empty] | c_DK2_Central | 1786 | 0.00017597
[11 empty] | c_DK2_Central | 1787 | 0.00016898
[11 empty] | c_DK2_Central | 1788 | 0.00015964
[11 empty] | c_DK2_Central | 1789 | 0.00015481
[11 empty] | c_DK2_Central | 1790 | 0.00014331
[11 empty] | c_DK2_Central | 1791 | 0.00014715
[11 empty] | c_DK2_Central | 1792 | 0.00014531
[11 empty] | c_DK2_Central | 1793 | 0.00015031
[11 empty] | c_DK2_Central | 1794 | 0.00015648
[11 empty] | c_DK2_Central | 1795 | 0.00016031
[11 empty] | c_DK2_Central | 1796 | 0.00016164
[11 empty] | c_DK2_Central | 1797 | 0.00016098
[11 empty] | c_DK2_Central | 1798 | 0.00014964
[11 empty] | c_DK2_Central | 1799 | 0.00012065
[11 empty] | c_DK2_Central | 1800 | 9.032e-05
[11 empty] | c_DK2_Central | 1801 | 7.7489e-05
[11 empty] | c_DK2_Central | 1802 | 8.7654e-05
[11 empty] | c_DK2_Central | 1803 | 8.5321e-05
[11 empty] | c_DK2_Central | 1804 | 9.9652e-05
[11 empty] | c_DK2_Central | 1805 | 0.00013265
[11 empty] | c_DK2_Central | 1806 | 0.00018831
[11 empty] | c_DK2_Central | 1807 | 0.0001963
[11 empty] | c_DK2_Central | 1808 | 0.00019397
[11 empty] | c_DK2_Central | 1809 | 0.00017047
[11 empty] | c_DK2_Central | 1810 | 0.00016181
[11 empty] | c_DK2_Central | 1811 | 0.00015314
[11 empty] | c_DK2_Central | 1812 | 0.00014731
[11 empty] | c_DK2_Central | 1813 | 0.00014398
[11 empty] | c_DK2_Central | 1814 | 0.00013531
[11 empty] | c_DK2_Central | 1815 | 0.00013615
[11 empty] | c_DK2_Central | 1816 | 0.00013431
[11 empty] | c_DK2_Central | 1817 | 0.00014181
[11 empty] | c_DK2_Central | 1818 | 0.00015198
[11 empty] | c_DK2_Central | 1819 | 0.00015631
[11 empty] | c_DK2_Central | 1820 | 0.00016014
[11 empty] | c_DK2_Central | 1821 | 0.00016164
[11 empty] | c_DK2_Central | 1822 | 0.00014981
[11 empty] | c_DK2_Central | 1823 | 0.00012132
[11 empty] | c_DK2_Central | 1824 | 9.082e-05
[11 empty] | c_DK2_Central | 1825 | 7.7322e-05
[11 empty] | c_DK2_Central | 1826 | 8.4987e-05
[11 empty] | c_DK2_Central | 1827 | 8.5487e-05
[11 empty] | c_DK2_Central | 1828 | 9.382e-05
[11 empty] | c_DK2_Central | 1829 | 0.00012432
[11 empty] | c_DK2_Central | 1830 | 0.00018447
[11 empty] | c_DK2_Central | 1831 | 0.00021497
[11 empty] | c_DK2_Central | 1832 | 0.00021247
[11 empty] | c_DK2_Central | 1833 | 0.00018931
[11 empty] | c_DK2_Central | 1834 | 0.00017897
[11 empty] | c_DK2_Central | 1835 | 0.00016864
[11 empty] | c_DK2_Central | 1836 | 0.00016064
[11 empty] | c_DK2_Central | 1837 | 0.00015681
[11 empty] | c_DK2_Central | 1838 | 0.00014615
[11 empty] | c_DK2_Central | 1839 | 0.00014548
[11 empty] | c_DK2_Central | 1840 | 0.00014415
[11 empty] | c_DK2_Central | 1841 | 0.00015048
[11 empty] | c_DK2_Central | 1842 | 0.00015914
[11 empty] | c_DK2_Central | 1843 | 0.00016331
[11 empty] | c_DK2_Central | 1844 | 0.00016781
[11 empty] | c_DK2_Central | 1845 | 0.00016831
[11 empty] | c_DK2_Central | 1846 | 0.00015264
[11 empty] | c_DK2_Central | 1847 | 0.00012232
[11 empty] | c_DK2_Central | 1848 | 9.132e-05
[11 empty] | c_DK2_Central | 1849 | 8.4987e-05
[11 empty] | c_DK2_Central | 1850 | 9.1487e-05
[11 empty] | c_DK2_Central | 1851 | 9.2486e-05
[11 empty] | c_DK2_Central | 1852 | 9.9485e-05
[11 empty] | c_DK2_Central | 1853 | 0.00012665
[11 empty] | c_DK2_Central | 1854 | 0.00018881
[11 empty] | c_DK2_Central | 1855 | 0.00021963
[11 empty] | c_DK2_Central | 1856 | 0.0002163
[11 empty] | c_DK2_Central | 1857 | 0.00019664
[11 empty] | c_DK2_Central | 1858 | 0.00018897
[11 empty] | c_DK2_Central | 1859 | 0.00017914
[11 empty] | c_DK2_Central | 1860 | 0.00017214
[11 empty] | c_DK2_Central | 1861 | 0.00016714
[11 empty] | c_DK2_Central | 1862 | 0.00015781
[11 empty] | c_DK2_Central | 1863 | 0.00015631
[11 empty] | c_DK2_Central | 1864 | 0.00015448
[11 empty] | c_DK2_Central | 1865 | 0.00015931
[11 empty] | c_DK2_Central | 1866 | 0.00016681
[11 empty] | c_DK2_Central | 1867 | 0.00016814
[11 empty] | c_DK2_Central | 1868 | 0.00017047
[11 empty] | c_DK2_Central | 1869 | 0.00016997
[11 empty] | c_DK2_Central | 1870 | 0.00015481
[11 empty] | c_DK2_Central | 1871 | 0.00012548
[11 empty] | c_DK2_Central | 1872 | 9.6319e-05
[11 empty] | c_DK2_Central | 1873 | 7.6822e-05
[11 empty] | c_DK2_Central | 1874 | 8.3488e-05
[11 empty] | c_DK2_Central | 1875 | 8.3988e-05
[11 empty] | c_DK2_Central | 1876 | 9.182e-05
[11 empty] | c_DK2_Central | 1877 | 0.00012165
[11 empty] | c_DK2_Central | 1878 | 0.00018131
[11 empty] | c_DK2_Central | 1879 | 0.00021247
[11 empty] | c_DK2_Central | 1880 | 0.00020964
[11 empty] | c_DK2_Central | 1881 | 0.00018964
[11 empty] | c_DK2_Central | 1882 | 0.00017897
[11 empty] | c_DK2_Central | 1883 | 0.00016864
[11 empty] | c_DK2_Central | 1884 | 0.00016148
[11 empty] | c_DK2_Central | 1885 | 0.00015664
[11 empty] | c_DK2_Central | 1886 | 0.00014698
[11 empty] | c_DK2_Central | 1887 | 0.00014565
[11 empty] | c_DK2_Central | 1888 | 0.00014381
[11 empty] | c_DK2_Central | 1889 | 0.00014831
[11 empty] | c_DK2_Central | 1890 | 0.00015714
[11 empty] | c_DK2_Central | 1891 | 0.00015964
[11 empty] | c_DK2_Central | 1892 | 0.00016364
[11 empty] | c_DK2_Central | 1893 | 0.00016381
[11 empty] | c_DK2_Central | 1894 | 0.00014881
[11 empty] | c_DK2_Central | 1895 | 0.00011882
[11 empty] | c_DK2_Central | 1896 | 8.9154e-05
[11 empty] | c_DK2_Central | 1897 | 6.949e-05
[11 empty] | c_DK2_Central | 1898 | 7.5989e-05
[11 empty] | c_DK2_Central | 1899 | 7.6322e-05
[11 empty] | c_DK2_Central | 1900 | 8.3654e-05
[11 empty] | c_DK2_Central | 1901 | 0.00011248
[11 empty] | c_DK2_Central | 1902 | 0.00016898
[11 empty] | c_DK2_Central | 1903 | 0.0001983
[11 empty] | c_DK2_Central | 1904 | 0.0001958
[11 empty] | c_DK2_Central | 1905 | 0.00017631
[11 empty] | c_DK2_Central | 1906 | 0.00016581
[11 empty] | c_DK2_Central | 1907 | 0.00015581
[11 empty] | c_DK2_Central | 1908 | 0.00014914
[11 empty] | c_DK2_Central | 1909 | 0.00014481
[11 empty] | c_DK2_Central | 1910 | 0.00013498
[11 empty] | c_DK2_Central | 1911 | 0.00013365
[11 empty] | c_DK2_Central | 1912 | 0.00013165
[11 empty] | c_DK2_Central | 1913 | 0.00013598
[11 empty] | c_DK2_Central | 1914 | 0.00014465
[11 empty] | c_DK2_Central | 1915 | 0.00014698
[11 empty] | c_DK2_Central | 1916 | 0.00015131
[11 empty] | c_DK2_Central | 1917 | 0.00015181
[11 empty] | c_DK2_Central | 1918 | 0.00013781
[11 empty] | c_DK2_Central | 1919 | 0.00010948
[11 empty] | c_DK2_Central | 1920 | 8.1488e-05
[11 empty] | c_DK2_Central | 1921 | 7.049e-05
[11 empty] | c_DK2_Central | 1922 | 7.6322e-05
[11 empty] | c_DK2_Central | 1923 | 7.6322e-05
[11 empty] | c_DK2_Central | 1924 | 8.3154e-05
[11 empty] | c_DK2_Central | 1925 | 0.00011065
[11 empty] | c_DK2_Central | 1926 | 0.00016664
[11 empty] | c_DK2_Central | 1927 | 0.00019764
[11 empty] | c_DK2_Central | 1928 | 0.0001973
[11 empty] | c_DK2_Central | 1929 | 0.00017864
[11 empty] | c_DK2_Central | 1930 | 0.00016781
[11 empty] | c_DK2_Central | 1931 | 0.00015714
[11 empty] | c_DK2_Central | 1932 | 0.00015031
[11 empty] | c_DK2_Central | 1933 | 0.00014565
[11 empty] | c_DK2_Central | 1934 | 0.00013665
[11 empty] | c_DK2_Central | 1935 | 0.00013465
[11 empty] | c_DK2_Central | 1936 | 0.00013281
[11 empty] | c_DK2_Central | 1937 | 0.00013648
[11 empty] | c_DK2_Central | 1938 | 0.00014581
[11 empty] | c_DK2_Central | 1939 | 0.00014948
[11 empty] | c_DK2_Central | 1940 | 0.00015398
[11 empty] | c_DK2_Central | 1941 | 0.00015398
[11 empty] | c_DK2_Central | 1942 | 0.00014048
[11 empty] | c_DK2_Central | 1943 | 0.00011098
[11 empty] | c_DK2_Central | 1944 | 8.2488e-05
[11 empty] | c_DK2_Central | 1945 | 7.099e-05
[11 empty] | c_DK2_Central | 1946 | 7.4489e-05
[11 empty] | c_DK2_Central | 1947 | 7.1156e-05
[11 empty] | c_DK2_Central | 1948 | 8.0655e-05
[11 empty] | c_DK2_Central | 1949 | 0.00010798
[11 empty] | c_DK2_Central | 1950 | 0.00015814
[11 empty] | c_DK2_Central | 1951 | 0.00019231
[11 empty] | c_DK2_Central | 1952 | 0.00018981
[11 empty] | c_DK2_Central | 1953 | 0.00016898
[11 empty] | c_DK2_Central | 1954 | 0.00015848
[11 empty] | c_DK2_Central | 1955 | 0.00015148
[11 empty] | c_DK2_Central | 1956 | 0.00014248
[11 empty] | c_DK2_Central | 1957 | 0.00013848
[11 empty] | c_DK2_Central | 1958 | 0.00012631
[11 empty] | c_DK2_Central | 1959 | 0.00013048
[11 empty] | c_DK2_Central | 1960 | 0.00012848
[11 empty] | c_DK2_Central | 1961 | 0.00013298
[11 empty] | c_DK2_Central | 1962 | 0.00013915
[11 empty] | c_DK2_Central | 1963 | 0.00014381
[11 empty] | c_DK2_Central | 1964 | 0.00014565
[11 empty] | c_DK2_Central | 1965 | 0.00014615
[11 empty] | c_DK2_Central | 1966 | 0.00013515
[11 empty] | c_DK2_Central | 1967 | 0.00010848
[11 empty] | c_DK2_Central | 1968 | 7.9488e-05
[11 empty] | c_DK2_Central | 1969 | 7.5156e-05
[11 empty] | c_DK2_Central | 1970 | 8.4987e-05
[11 empty] | c_DK2_Central | 1971 | 8.2821e-05
[11 empty] | c_DK2_Central | 1972 | 9.6819e-05
[11 empty] | c_DK2_Central | 1973 | 0.00012898
[11 empty] | c_DK2_Central | 1974 | 0.00018347
[11 empty] | c_DK2_Central | 1975 | 0.00019131
[11 empty] | c_DK2_Central | 1976 | 0.00018914
[11 empty] | c_DK2_Central | 1977 | 0.00016614
[11 empty] | c_DK2_Central | 1978 | 0.00015764
[11 empty] | c_DK2_Central | 1979 | 0.00014898
[11 empty] | c_DK2_Central | 1980 | 0.00014348
[11 empty] | c_DK2_Central | 1981 | 0.00014015
[11 empty] | c_DK2_Central | 1982 | 0.00013165
[11 empty] | c_DK2_Central | 1983 | 0.00013248
[11 empty] | c_DK2_Central | 1984 | 0.00013031
[11 empty] | c_DK2_Central | 1985 | 0.00013765
[11 empty] | c_DK2_Central | 1986 | 0.00014748
[11 empty] | c_DK2_Central | 1987 | 0.00015181
[11 empty] | c_DK2_Central | 1988 | 0.00015581
[11 empty] | c_DK2_Central | 1989 | 0.00015731
[11 empty] | c_DK2_Central | 1990 | 0.00014581
[11 empty] | c_DK2_Central | 1991 | 0.00011798
[11 empty] | c_DK2_Central | 1992 | 8.8487e-05
[11 empty] | c_DK2_Central | 1993 | 7.7155e-05
[11 empty] | c_DK2_Central | 1994 | 8.4654e-05
[11 empty] | c_DK2_Central | 1995 | 8.5154e-05
[11 empty] | c_DK2_Central | 1996 | 9.3486e-05
[11 empty] | c_DK2_Central | 1997 | 0.00012398
[11 empty] | c_DK2_Central | 1998 | 0.00018414
[11 empty] | c_DK2_Central | 1999 | 0.00021447
[11 empty] | c_DK2_Central | 2000 | 0.00021214
[11 empty] | c_DK2_Central | 2001 | 0.00018897
[11 empty] | c_DK2_Central | 2002 | 0.00017847
[11 empty] | c_DK2_Central | 2003 | 0.00016848
[11 empty] | c_DK2_Central | 2004 | 0.00016031
[11 empty] | c_DK2_Central | 2005 | 0.00015631
[11 empty] | c_DK2_Central | 2006 | 0.00014615
[11 empty] | c_DK2_Central | 2007 | 0.00014515
[11 empty] | c_DK2_Central | 2008 | 0.00014398
[11 empty] | c_DK2_Central | 2009 | 0.00015014
[11 empty] | c_DK2_Central | 2010 | 0.00015881
[11 empty] | c_DK2_Central | 2011 | 0.00016298
[11 empty] | c_DK2_Central | 2012 | 0.00016731
[11 empty] | c_DK2_Central | 2013 | 0.00016798
[11 empty] | c_DK2_Central | 2014 | 0.00015264
[11 empty] | c_DK2_Central | 2015 | 0.00012198
[11 empty] | c_DK2_Central | 2016 | 9.1153e-05
[11 empty] | c_DK2_Central | 2017 | 7.7322e-05
[11 empty] | c_DK2_Central | 2018 | 8.3988e-05
[11 empty] | c_DK2_Central | 2019 | 8.4654e-05
[11 empty] | c_DK2_Central | 2020 | 9.2653e-05
[11 empty] | c_DK2_Central | 2021 | 0.00012265
[11 empty] | c_DK2_Central | 2022 | 0.00018247
[11 empty] | c_DK2_Central | 2023 | 0.0002138
[11 empty] | c_DK2_Central | 2024 | 0.00021097
[11 empty] | c_DK2_Central | 2025 | 0.00019097
[11 empty] | c_DK2_Central | 2026 | 0.00018014
[11 empty] | c_DK2_Central | 2027 | 0.00016981
[11 empty] | c_DK2_Central | 2028 | 0.00016248
[11 empty] | c_DK2_Central | 2029 | 0.00015764
[11 empty] | c_DK2_Central | 2030 | 0.00014798
[11 empty] | c_DK2_Central | 2031 | 0.00014648
[11 empty] | c_DK2_Central | 2032 | 0.00014481
[11 empty] | c_DK2_Central | 2033 | 0.00014931
[11 empty] | c_DK2_Central | 2034 | 0.00015814
[11 empty] | c_DK2_Central | 2035 | 0.00016048
[11 empty] | c_DK2_Central | 2036 | 0.00016464
[11 empty] | c_DK2_Central | 2037 | 0.00016481
[11 empty] | c_DK2_Central | 2038 | 0.00014964
[11 empty] | c_DK2_Central | 2039 | 0.00011948
[11 empty] | c_DK2_Central | 2040 | 8.982e-05
[11 empty] | c_DK2_Central | 2041 | 7.1323e-05
[11 empty] | c_DK2_Central | 2042 | 7.7655e-05
[11 empty] | c_DK2_Central | 2043 | 7.8322e-05
[11 empty] | c_DK2_Central | 2044 | 8.5821e-05
[11 empty] | c_DK2_Central | 2045 | 0.00011498
[11 empty] | c_DK2_Central | 2046 | 0.00017231
[11 empty] | c_DK2_Central | 2047 | 0.0002023
[11 empty] | c_DK2_Central | 2048 | 0.0001998
[11 empty] | c_DK2_Central | 2049 | 0.00018014
[11 empty] | c_DK2_Central | 2050 | 0.00016931
[11 empty] | c_DK2_Central | 2051 | 0.00015914
[11 empty] | c_DK2_Central | 2052 | 0.00015214
[11 empty] | c_DK2_Central | 2053 | 0.00014798
[11 empty] | c_DK2_Central | 2054 | 0.00013815
[11 empty] | c_DK2_Central | 2055 | 0.00013681
[11 empty] | c_DK2_Central | 2056 | 0.00013498
[11 empty] | c_DK2_Central | 2057 | 0.00013898
[11 empty] | c_DK2_Central | 2058 | 0.00014798
[11 empty] | c_DK2_Central | 2059 | 0.00015064
[11 empty] | c_DK2_Central | 2060 | 0.00015481
[11 empty] | c_DK2_Central | 2061 | 0.00015531
[11 empty] | c_DK2_Central | 2062 | 0.00014115
[11 empty] | c_DK2_Central | 2063 | 0.00011215
[11 empty] | c_DK2_Central | 2064 | 8.3488e-05
[11 empty] | c_DK2_Central | 2065 | 6.6324e-05
[11 empty] | c_DK2_Central | 2066 | 7.2323e-05
[11 empty] | c_DK2_Central | 2067 | 7.2656e-05
[11 empty] | c_DK2_Central | 2068 | 7.9655e-05
[11 empty] | c_DK2_Central | 2069 | 0.00010748
[11 empty] | c_DK2_Central | 2070 | 0.00016214
[11 empty] | c_DK2_Central | 2071 | 0.00019031
[11 empty] | c_DK2_Central | 2072 | 0.00018797
[11 empty] | c_DK2_Central | 2073 | 0.00016848
[11 empty] | c_DK2_Central | 2074 | 0.00015864
[11 empty] | c_DK2_Central | 2075 | 0.00014914
[11 empty] | c_DK2_Central | 2076 | 0.00014298
[11 empty] | c_DK2_Central | 2077 | 0.00013848
[11 empty] | c_DK2_Central | 2078 | 0.00012898
[11 empty] | c_DK2_Central | 2079 | 0.00012765
[11 empty] | c_DK2_Central | 2080 | 0.00012565
[11 empty] | c_DK2_Central | 2081 | 0.00012948
[11 empty] | c_DK2_Central | 2082 | 0.00013815
[11 empty] | c_DK2_Central | 2083 | 0.00014031
[11 empty] | c_DK2_Central | 2084 | 0.00014465
[11 empty] | c_DK2_Central | 2085 | 0.00014515
[11 empty] | c_DK2_Central | 2086 | 0.00013198
[11 empty] | c_DK2_Central | 2087 | 0.00010482
[11 empty] | c_DK2_Central | 2088 | 7.7822e-05
[11 empty] | c_DK2_Central | 2089 | 6.3824e-05
[11 empty] | c_DK2_Central | 2090 | 6.899e-05
[11 empty] | c_DK2_Central | 2091 | 6.8823e-05
[11 empty] | c_DK2_Central | 2092 | 7.4989e-05
[11 empty] | c_DK2_Central | 2093 | 0.00010049
[11 empty] | c_DK2_Central | 2094 | 0.00015314
[11 empty] | c_DK2_Central | 2095 | 0.00018147
[11 empty] | c_DK2_Central | 2096 | 0.00018114
[11 empty] | c_DK2_Central | 2097 | 0.00016298
[11 empty] | c_DK2_Central | 2098 | 0.00015348
[11 empty] | c_DK2_Central | 2099 | 0.00014348
[11 empty] | c_DK2_Central | 2100 | 0.00013748
[11 empty] | c_DK2_Central | 2101 | 0.00013331
[11 empty] | c_DK2_Central | 2102 | 0.00012448
[11 empty] | c_DK2_Central | 2103 | 0.00012232
[11 empty] | c_DK2_Central | 2104 | 0.00012015
[11 empty] | c_DK2_Central | 2105 | 0.00012365
[11 empty] | c_DK2_Central | 2106 | 0.00013231
[11 empty] | c_DK2_Central | 2107 | 0.00013565
[11 empty] | c_DK2_Central | 2108 | 0.00014031
[11 empty] | c_DK2_Central | 2109 | 0.00014048
[11 empty] | c_DK2_Central | 2110 | 0.00012831
[11 empty] | c_DK2_Central | 2111 | 0.00010132
[11 empty] | c_DK2_Central | 2112 | 7.4989e-05
[11 empty] | c_DK2_Central | 2113 | 6.5324e-05
[11 empty] | c_DK2_Central | 2114 | 6.8323e-05
[11 empty] | c_DK2_Central | 2115 | 6.5157e-05
[11 empty] | c_DK2_Central | 2116 | 7.3822e-05
[11 empty] | c_DK2_Central | 2117 | 9.9319e-05
[11 empty] | c_DK2_Central | 2118 | 0.00014648
[11 empty] | c_DK2_Central | 2119 | 0.00017864
[11 empty] | c_DK2_Central | 2120 | 0.00017664
[11 empty] | c_DK2_Central | 2121 | 0.00015664
[11 empty] | c_DK2_Central | 2122 | 0.00014698
[11 empty] | c_DK2_Central | 2123 | 0.00014048
[11 empty] | c_DK2_Central | 2124 | 0.00013198
[11 empty] | c_DK2_Central | 2125 | 0.00012831
[11 empty] | c_DK2_Central | 2126 | 0.00011698
[11 empty] | c_DK2_Central | 2127 | 0.00012082
[11 empty] | c_DK2_Central | 2128 | 0.00011865
[11 empty] | c_DK2_Central | 2129 | 0.00012265
[11 empty] | c_DK2_Central | 2130 | 0.00012831
[11 empty] | c_DK2_Central | 2131 | 0.00013248
[11 empty] | c_DK2_Central | 2132 | 0.00013431
[11 empty] | c_DK2_Central | 2133 | 0.00013498
[11 empty] | c_DK2_Central | 2134 | 0.00012515
[11 empty] | c_DK2_Central | 2135 | 0.00010049
[11 empty] | c_DK2_Central | 2136 | 7.3156e-05
[11 empty] | c_DK2_Central | 2137 | 7.3822e-05
[11 empty] | c_DK2_Central | 2138 | 8.3654e-05
[11 empty] | c_DK2_Central | 2139 | 9.5319e-05
[11 empty] | c_DK2_Central | 2140 | 0.00012715
[11 empty] | c_DK2_Central | 2141 | 0.00018064
[11 empty] | c_DK2_Central | 2142 | 0.00018847
[11 empty] | c_DK2_Central | 2143 | 0.00018647
[11 empty] | c_DK2_Central | 2144 | 0.00016364
[11 empty] | c_DK2_Central | 2145 | 0.00015531
[11 empty] | c_DK2_Central | 2146 | 0.00014698
[11 empty] | c_DK2_Central | 2147 | 0.00014148
[11 empty] | c_DK2_Central | 2148 | 0.00013798
[11 empty] | c_DK2_Central | 2149 | 0.00012981
[11 empty] | c_DK2_Central | 2150 | 0.00013048
[11 empty] | c_DK2_Central | 2151 | 0.00012831
[11 empty] | c_DK2_Central | 2152 | 0.00013565
[11 empty] | c_DK2_Central | 2153 | 0.00014531
[11 empty] | c_DK2_Central | 2154 | 0.00014964
[11 empty] | c_DK2_Central | 2155 | 0.00015331
[11 empty] | c_DK2_Central | 2156 | 0.00015498
[11 empty] | c_DK2_Central | 2157 | 0.00014381
[11 empty] | c_DK2_Central | 2158 | 0.00011615
[11 empty] | c_DK2_Central | 2159 | 8.6987e-05
[11 empty] | c_DK2_Central | 2160 | 8.3654e-05
[11 empty] | c_DK2_Central | 2161 | 8.9987e-05
[11 empty] | c_DK2_Central | 2162 | 9.1153e-05
[11 empty] | c_DK2_Central | 2163 | 9.8819e-05
[11 empty] | c_DK2_Central | 2164 | 0.00012615
[11 empty] | c_DK2_Central | 2165 | 0.00018797
[11 empty] | c_DK2_Central | 2166 | 0.00021797
[11 empty] | c_DK2_Central | 2167 | 0.00021464
[11 empty] | c_DK2_Central | 2168 | 0.00019297
[11 empty] | c_DK2_Central | 2169 | 0.00018497
[11 empty] | c_DK2_Central | 2170 | 0.00017597
[11 empty] | c_DK2_Central | 2171 | 0.00016848
[11 empty] | c_DK2_Central | 2172 | 0.00016381
[11 empty] | c_DK2_Central | 2173 | 0.00015464
[11 empty] | c_DK2_Central | 2174 | 0.00015364
[11 empty] | c_DK2_Central | 2175 | 0.00015214
[11 empty] | c_DK2_Central | 2176 | 0.00015731
[11 empty] | c_DK2_Central | 2177 | 0.00016581
[11 empty] | c_DK2_Central | 2178 | 0.00016814
[11 empty] | c_DK2_Central | 2179 | 0.00017097
[11 empty] | c_DK2_Central | 2180 | 0.00017031
[11 empty] | c_DK2_Central | 2181 | 0.00015548
[11 empty] | c_DK2_Central | 2182 | 0.00012581
[11 empty] | c_DK2_Central | 2183 | 9.5986e-05
[11 empty] | c_DK2_Central | 2184 | 7.6822e-05
[11 empty] | c_DK2_Central | 2185 | 8.3654e-05
[11 empty] | c_DK2_Central | 2186 | 8.4321e-05
[11 empty] | c_DK2_Central | 2187 | 9.232e-05
[11 empty] | c_DK2_Central | 2188 | 0.00012232
[11 empty] | c_DK2_Central | 2189 | 0.00018231
[11 empty] | c_DK2_Central | 2190 | 0.0002138
[11 empty] | c_DK2_Central | 2191 | 0.00021097
[11 empty] | c_DK2_Central | 2192 | 0.00019081
[11 empty] | c_DK2_Central | 2193 | 0.00017981
[11 empty] | c_DK2_Central | 2194 | 0.00016931
[11 empty] | c_DK2_Central | 2195 | 0.00016214
[11 empty] | c_DK2_Central | 2196 | 0.00015714
[11 empty] | c_DK2_Central | 2197 | 0.00014748
[11 empty] | c_DK2_Central | 2198 | 0.00014598
[11 empty] | c_DK2_Central | 2199 | 0.00014415
[11 empty] | c_DK2_Central | 2200 | 0.00014864
[11 empty] | c_DK2_Central | 2201 | 0.00015798
[11 empty] | c_DK2_Central | 2202 | 0.00016031
[11 empty] | c_DK2_Central | 2203 | 0.00016448
[11 empty] | c_DK2_Central | 2204 | 0.00016464
[11 empty] | c_DK2_Central | 2205 | 0.00014948
[11 empty] | c_DK2_Central | 2206 | 0.00011932
[11 empty] | c_DK2_Central | 2207 | 8.9487e-05
[11 empty] | c_DK2_Central | 2208 | 6.899e-05
[11 empty] | c_DK2_Central | 2209 | 7.5656e-05
[11 empty] | c_DK2_Central | 2210 | 7.5822e-05
[11 empty] | c_DK2_Central | 2211 | 8.3154e-05
[11 empty] | c_DK2_Central | 2212 | 0.00011182
[11 empty] | c_DK2_Central | 2213 | 0.00016814
[11 empty] | c_DK2_Central | 2214 | 0.00019714
[11 empty] | c_DK2_Central | 2215 | 0.0001948
[11 empty] | c_DK2_Central | 2216 | 0.00017531
[11 empty] | c_DK2_Central | 2217 | 0.00016464
[11 empty] | c_DK2_Central | 2218 | 0.00015498
[11 empty] | c_DK2_Central | 2219 | 0.00014831
[11 empty] | c_DK2_Central | 2220 | 0.00014398
[11 empty] | c_DK2_Central | 2221 | 0.00013431
[11 empty] | c_DK2_Central | 2222 | 0.00013281
[11 empty] | c_DK2_Central | 2223 | 0.00013098
[11 empty] | c_DK2_Central | 2224 | 0.00013498
[11 empty] | c_DK2_Central | 2225 | 0.00014381
[11 empty] | c_DK2_Central | 2226 | 0.00014615
[11 empty] | c_DK2_Central | 2227 | 0.00015064
[11 empty] | c_DK2_Central | 2228 | 0.00015098
[11 empty] | c_DK2_Central | 2229 | 0.00013731
[11 empty] | c_DK2_Central | 2230 | 0.00010915
[11 empty] | c_DK2_Central | 2231 | 8.1155e-05
[11 empty] | c_DK2_Central | 2232 | 6.3824e-05
[11 empty] | c_DK2_Central | 2233 | 6.9823e-05
[11 empty] | c_DK2_Central | 2234 | 7.0156e-05
[11 empty] | c_DK2_Central | 2235 | 7.6822e-05
[11 empty] | c_DK2_Central | 2236 | 0.00010398
[11 empty] | c_DK2_Central | 2237 | 0.00015748
[11 empty] | c_DK2_Central | 2238 | 0.00018514
[11 empty] | c_DK2_Central | 2239 | 0.00018264
[11 empty] | c_DK2_Central | 2240 | 0.00016331
[11 empty] | c_DK2_Central | 2241 | 0.00015398
[11 empty] | c_DK2_Central | 2242 | 0.00014481
[11 empty] | c_DK2_Central | 2243 | 0.00013865
[11 empty] | c_DK2_Central | 2244 | 0.00013431
[11 empty] | c_DK2_Central | 2245 | 0.00012498
[11 empty] | c_DK2_Central | 2246 | 0.00012365
[11 empty] | c_DK2_Central | 2247 | 0.00012148
[11 empty] | c_DK2_Central | 2248 | 0.00012515
[11 empty] | c_DK2_Central | 2249 | 0.00013348
[11 empty] | c_DK2_Central | 2250 | 0.00013581
[11 empty] | c_DK2_Central | 2251 | 0.00013998
[11 empty] | c_DK2_Central | 2252 | 0.00014065
[11 empty] | c_DK2_Central | 2253 | 0.00012765
[11 empty] | c_DK2_Central | 2254 | 0.00010165
[11 empty] | c_DK2_Central | 2255 | 7.5322e-05
[11 empty] | c_DK2_Central | 2256 | 5.9658e-05
[11 empty] | c_DK2_Central | 2257 | 6.4491e-05
[11 empty] | c_DK2_Central | 2258 | 6.4324e-05
[11 empty] | c_DK2_Central | 2259 | 6.999e-05
[11 empty] | c_DK2_Central | 2260 | 9.4653e-05
[11 empty] | c_DK2_Central | 2261 | 0.00014515
[11 empty] | c_DK2_Central | 2262 | 0.00017197
[11 empty] | c_DK2_Central | 2263 | 0.00017181
[11 empty] | c_DK2_Central | 2264 | 0.00015381
[11 empty] | c_DK2_Central | 2265 | 0.00014498
[11 empty] | c_DK2_Central | 2266 | 0.00013565
[11 empty] | c_DK2_Central | 2267 | 0.00012998
[11 empty] | c_DK2_Central | 2268 | 0.00012615
[11 empty] | c_DK2_Central | 2269 | 0.00011748
[11 empty] | c_DK2_Central | 2270 | 0.00011515
[11 empty] | c_DK2_Central | 2271 | 0.00011315
[11 empty] | c_DK2_Central | 2272 | 0.00011615
[11 empty] | c_DK2_Central | 2273 | 0.00012465
[11 empty] | c_DK2_Central | 2274 | 0.00012765
[11 empty] | c_DK2_Central | 2275 | 0.00013231
[11 empty] | c_DK2_Central | 2276 | 0.00013265
[11 empty] | c_DK2_Central | 2277 | 0.00012098
[11 empty] | c_DK2_Central | 2278 | 9.5653e-05
[11 empty] | c_DK2_Central | 2279 | 7.049e-05
[11 empty] | c_DK2_Central | 2280 | 5.8658e-05
[11 empty] | c_DK2_Central | 2281 | 6.1158e-05
[11 empty] | c_DK2_Central | 2282 | 5.7991e-05
[11 empty] | c_DK2_Central | 2283 | 6.5824e-05
[11 empty] | c_DK2_Central | 2284 | 9.032e-05
[11 empty] | c_DK2_Central | 2285 | 0.00013548
[11 empty] | c_DK2_Central | 2286 | 0.00016681
[11 empty] | c_DK2_Central | 2287 | 0.00016531
[11 empty] | c_DK2_Central | 2288 | 0.00014481
[11 empty] | c_DK2_Central | 2289 | 0.00013548
[11 empty] | c_DK2_Central | 2290 | 0.00012981
[11 empty] | c_DK2_Central | 2291 | 0.00012132
[11 empty] | c_DK2_Central | 2292 | 0.00011782
[11 empty] | c_DK2_Central | 2293 | 0.00010665
[11 empty] | c_DK2_Central | 2294 | 0.00011032
[11 empty] | c_DK2_Central | 2295 | 0.00010748
[11 empty] | c_DK2_Central | 2296 | 0.00011048
[11 empty] | c_DK2_Central | 2297 | 0.00011565
[11 empty] | c_DK2_Central | 2298 | 0.00011982
[11 empty] | c_DK2_Central | 2299 | 0.00012282
[11 empty] | c_DK2_Central | 2300 | 0.00012365
[11 empty] | c_DK2_Central | 2301 | 0.00011532
[11 empty] | c_DK2_Central | 2302 | 9.2153e-05
[11 empty] | c_DK2_Central | 2303 | 6.599e-05
[11 empty] | c_DK2_Central | 2304 | 5.9991e-05
[11 empty] | c_DK2_Central | 2305 | 6.7823e-05
[11 empty] | c_DK2_Central | 2306 | 6.6823e-05
[11 empty] | c_DK2_Central | 2307 | 7.8655e-05
[11 empty] | c_DK2_Central | 2308 | 0.00010632
[11 empty] | c_DK2_Central | 2309 | 0.00015264
[11 empty] | c_DK2_Central | 2310 | 0.00015948
[11 empty] | c_DK2_Central | 2311 | 0.00015881
[11 empty] | c_DK2_Central | 2312 | 0.00013715
[11 empty] | c_DK2_Central | 2313 | 0.00013015
[11 empty] | c_DK2_Central | 2314 | 0.00012315
[11 empty] | c_DK2_Central | 2315 | 0.00011848
[11 empty] | c_DK2_Central | 2316 | 0.00011565
[11 empty] | c_DK2_Central | 2317 | 0.00010782
[11 empty] | c_DK2_Central | 2318 | 0.00010782
[11 empty] | c_DK2_Central | 2319 | 0.00010565
[11 empty] | c_DK2_Central | 2320 | 0.00011132
[11 empty] | c_DK2_Central | 2321 | 0.00011965
[11 empty] | c_DK2_Central | 2322 | 0.00012348
[11 empty] | c_DK2_Central | 2323 | 0.00012715
[11 empty] | c_DK2_Central | 2324 | 0.00012881
[11 empty] | c_DK2_Central | 2325 | 0.00011998
[11 empty] | c_DK2_Central | 2326 | 9.6652e-05
[11 empty] | c_DK2_Central | 2327 | 7.1489e-05
[11 empty] | c_DK2_Central | 2328 | 6.6157e-05
[11 empty] | c_DK2_Central | 2329 | 7.2823e-05
[11 empty] | c_DK2_Central | 2330 | 7.3156e-05
[11 empty] | c_DK2_Central | 2331 | 8.0155e-05
[11 empty] | c_DK2_Central | 2332 | 0.00010748
[11 empty] | c_DK2_Central | 2333 | 0.00016214
[11 empty] | c_DK2_Central | 2334 | 0.00018914
[11 empty] | c_DK2_Central | 2335 | 0.00018681
[11 empty] | c_DK2_Central | 2336 | 0.00016481
[11 empty] | c_DK2_Central | 2337 | 0.00015598
[11 empty] | c_DK2_Central | 2338 | 0.00014698
[11 empty] | c_DK2_Central | 2339 | 0.00014015
[11 empty] | c_DK2_Central | 2340 | 0.00013681
[11 empty] | c_DK2_Central | 2341 | 0.00012681
[11 empty] | c_DK2_Central | 2342 | 0.00012615
[11 empty] | c_DK2_Central | 2343 | 0.00012448
[11 empty] | c_DK2_Central | 2344 | 0.00012981
[11 empty] | c_DK2_Central | 2345 | 0.00013748
[11 empty] | c_DK2_Central | 2346 | 0.00014115
[11 empty] | c_DK2_Central | 2347 | 0.00014548
[11 empty] | c_DK2_Central | 2348 | 0.00014648
[11 empty] | c_DK2_Central | 2349 | 0.00013298
[11 empty] | c_DK2_Central | 2350 | 0.00010632
[11 empty] | c_DK2_Central | 2351 | 7.8822e-05
[11 empty] | c_DK2_Central | 2352 | 7.7655e-05
[11 empty] | c_DK2_Central | 2353 | 8.4488e-05
[11 empty] | c_DK2_Central | 2354 | 8.4987e-05
[11 empty] | c_DK2_Central | 2355 | 9.282e-05
[11 empty] | c_DK2_Central | 2356 | 0.00012282
[11 empty] | c_DK2_Central | 2357 | 0.00018281
[11 empty] | c_DK2_Central | 2358 | 0.00021397
[11 empty] | c_DK2_Central | 2359 | 0.00021114
[11 empty] | c_DK2_Central | 2360 | 0.00019131
[11 empty] | c_DK2_Central | 2361 | 0.00018064
[11 empty] | c_DK2_Central | 2362 | 0.00017014
[11 empty] | c_DK2_Central | 2363 | 0.00016298
[11 empty] | c_DK2_Central | 2364 | 0.00015814
[11 empty] | c_DK2_Central | 2365 | 0.00014848
[11 empty] | c_DK2_Central | 2366 | 0.00014698
[11 empty] | c_DK2_Central | 2367 | 0.00014531
[11 empty] | c_DK2_Central | 2368 | 0.00014964
[11 empty] | c_DK2_Central | 2369 | 0.00015848
[11 empty] | c_DK2_Central | 2370 | 0.00016081
[11 empty] | c_DK2_Central | 2371 | 0.00016498
[11 empty] | c_DK2_Central | 2372 | 0.00016498
[11 empty] | c_DK2_Central | 2373 | 0.00014998
[11 empty] | c_DK2_Central | 2374 | 0.00011965
[11 empty] | c_DK2_Central | 2375 | 9.0153e-05
[11 empty] | c_DK2_Central | 2376 | 8.982e-05
[11 empty] | c_DK2_Central | 2377 | 9.6153e-05
[11 empty] | c_DK2_Central | 2378 | 9.7652e-05
[11 empty] | c_DK2_Central | 2379 | 0.00010465
[11 empty] | c_DK2_Central | 2380 | 0.00013165
[11 empty] | c_DK2_Central | 2381 | 0.0001953
[11 empty] | c_DK2_Central | 2382 | 0.00022697
[11 empty] | c_DK2_Central | 2383 | 0.00022363
[11 empty] | c_DK2_Central | 2384 | 0.00020397
[11 empty] | c_DK2_Central | 2385 | 0.00019647
[11 empty] | c_DK2_Central | 2386 | 0.00018681
[11 empty] | c_DK2_Central | 2387 | 0.00017964
[11 empty] | c_DK2_Central | 2388 | 0.00017431
[11 empty] | c_DK2_Central | 2389 | 0.00016531
[11 empty] | c_DK2_Central | 2390 | 0.00016364
[11 empty] | c_DK2_Central | 2391 | 0.00016198
[11 empty] | c_DK2_Central | 2392 | 0.00016681
[11 empty] | c_DK2_Central | 2393 | 0.00017414
[11 empty] | c_DK2_Central | 2394 | 0.00017547
[11 empty] | c_DK2_Central | 2395 | 0.00017731
[11 empty] | c_DK2_Central | 2396 | 0.00017664
[11 empty] | c_DK2_Central | 2397 | 0.00016081
[11 empty] | c_DK2_Central | 2398 | 0.00013081
[11 empty] | c_DK2_Central | 2399 | 0.00010082
[11 empty] | c_DK2_Central | 2400 | 9.4153e-05
[11 empty] | c_DK2_Central | 2401 | 0.00010082
[11 empty] | c_DK2_Central | 2402 | 0.00010232
[11 empty] | c_DK2_Central | 2403 | 0.00010965
[11 empty] | c_DK2_Central | 2404 | 0.00013698
[11 empty] | c_DK2_Central | 2405 | 0.0002028
[11 empty] | c_DK2_Central | 2406 | 0.00023513
[11 empty] | c_DK2_Central | 2407 | 0.0002318
[11 empty] | c_DK2_Central | 2408 | 0.00021164
[11 empty] | c_DK2_Central | 2409 | 0.00020447
[11 empty] | c_DK2_Central | 2410 | 0.00019464
[11 empty] | c_DK2_Central | 2411 | 0.00018697
[11 empty] | c_DK2_Central | 2412 | 0.00018147
[11 empty] | c_DK2_Central | 2413 | 0.00017231
[11 empty] | c_DK2_Central | 2414 | 0.00017081
[11 empty] | c_DK2_Central | 2415 | 0.00016898
[11 empty] | c_DK2_Central | 2416 | 0.00017431
[11 empty] | c_DK2_Central | 2417 | 0.00018147
[11 empty] | c_DK2_Central | 2418 | 0.00018247
[11 empty] | c_DK2_Central | 2419 | 0.00018431
[11 empty] | c_DK2_Central | 2420 | 0.00018331
[11 empty] | c_DK2_Central | 2421 | 0.00016714
[11 empty] | c_DK2_Central | 2422 | 0.00013615
[11 empty] | c_DK2_Central | 2423 | 0.00010532
[11 empty] | c_DK2_Central | 2424 | 9.5486e-05
[11 empty] | c_DK2_Central | 2425 | 0.00010132
[11 empty] | c_DK2_Central | 2426 | 0.00010298
[11 empty] | c_DK2_Central | 2427 | 0.00010915
[11 empty] | c_DK2_Central | 2428 | 0.00013581
[11 empty] | c_DK2_Central | 2429 | 0.0002018
[11 empty] | c_DK2_Central | 2430 | 0.00023597
[11 empty] | c_DK2_Central | 2431 | 0.00023463
[11 empty] | c_DK2_Central | 2432 | 0.00021514
[11 empty] | c_DK2_Central | 2433 | 0.00020714
[11 empty] | c_DK2_Central | 2434 | 0.0001968
[11 empty] | c_DK2_Central | 2435 | 0.00018897
[11 empty] | c_DK2_Central | 2436 | 0.00018331
[11 empty] | c_DK2_Central | 2437 | 0.00017447
[11 empty] | c_DK2_Central | 2438 | 0.00017214
[11 empty] | c_DK2_Central | 2439 | 0.00017047
[11 empty] | c_DK2_Central | 2440 | 0.00017547
[11 empty] | c_DK2_Central | 2441 | 0.00018381
[11 empty] | c_DK2_Central | 2442 | 0.00018547
[11 empty] | c_DK2_Central | 2443 | 0.00018814
[11 empty] | c_DK2_Central | 2444 | 0.00018631
[11 empty] | c_DK2_Central | 2445 | 0.00017047
[11 empty] | c_DK2_Central | 2446 | 0.00013815
[11 empty] | c_DK2_Central | 2447 | 0.00010648
[11 empty] | c_DK2_Central | 2448 | 9.6652e-05
[11 empty] | c_DK2_Central | 2449 | 9.8652e-05
[11 empty] | c_DK2_Central | 2450 | 9.7986e-05
[11 empty] | c_DK2_Central | 2451 | 0.00010665
[11 empty] | c_DK2_Central | 2452 | 0.00013248
[11 empty] | c_DK2_Central | 2453 | 0.00019214
[11 empty] | c_DK2_Central | 2454 | 0.00023113
[11 empty] | c_DK2_Central | 2455 | 0.0002258
[11 empty] | c_DK2_Central | 2456 | 0.00020597
[11 empty] | c_DK2_Central | 2457 | 0.00019664
[11 empty] | c_DK2_Central | 2458 | 0.00019031
[11 empty] | c_DK2_Central | 2459 | 0.00018097
[11 empty] | c_DK2_Central | 2460 | 0.00017464
[11 empty] | c_DK2_Central | 2461 | 0.00016481
[11 empty] | c_DK2_Central | 2462 | 0.00016898
[11 empty] | c_DK2_Central | 2463 | 0.00016614
[11 empty] | c_DK2_Central | 2464 | 0.00017181
[11 empty] | c_DK2_Central | 2465 | 0.00017797
[11 empty] | c_DK2_Central | 2466 | 0.00018014
[11 empty] | c_DK2_Central | 2467 | 0.00018047
[11 empty] | c_DK2_Central | 2468 | 0.00017797
[11 empty] | c_DK2_Central | 2469 | 0.00016648
[11 empty] | c_DK2_Central | 2470 | 0.00013498
[11 empty] | c_DK2_Central | 2471 | 0.00010398
[11 empty] | c_DK2_Central | 2472 | 9.132e-05
[11 empty] | c_DK2_Central | 2473 | 9.7319e-05
[11 empty] | c_DK2_Central | 2474 | 9.8486e-05
[11 empty] | c_DK2_Central | 2475 | 0.00011182
[11 empty] | c_DK2_Central | 2476 | 0.00014315
[11 empty] | c_DK2_Central | 2477 | 0.0002003
[11 empty] | c_DK2_Central | 2478 | 0.00020964
[11 empty] | c_DK2_Central | 2479 | 0.0002068
[11 empty] | c_DK2_Central | 2480 | 0.00018747
[11 empty] | c_DK2_Central | 2481 | 0.00018014
[11 empty] | c_DK2_Central | 2482 | 0.00017247
[11 empty] | c_DK2_Central | 2483 | 0.00016698
[11 empty] | c_DK2_Central | 2484 | 0.00016298
[11 empty] | c_DK2_Central | 2485 | 0.00015548
[11 empty] | c_DK2_Central | 2486 | 0.00015631
[11 empty] | c_DK2_Central | 2487 | 0.00015531
[11 empty] | c_DK2_Central | 2488 | 0.00016031
[11 empty] | c_DK2_Central | 2489 | 0.00017014
[11 empty] | c_DK2_Central | 2490 | 0.00017331
[11 empty] | c_DK2_Central | 2491 | 0.00017497
[11 empty] | c_DK2_Central | 2492 | 0.00017431
[11 empty] | c_DK2_Central | 2493 | 0.00016264
[11 empty] | c_DK2_Central | 2494 | 0.00013131
[11 empty] | c_DK2_Central | 2495 | 0.00010398
[11 empty] | c_DK2_Central | 2496 | 8.6987e-05
[11 empty] | c_DK2_Central | 2497 | 9.2986e-05
[11 empty] | c_DK2_Central | 2498 | 9.4319e-05
[11 empty] | c_DK2_Central | 2499 | 0.00010165
[11 empty] | c_DK2_Central | 2500 | 0.00012831
[11 empty] | c_DK2_Central | 2501 | 0.00019097
[11 empty] | c_DK2_Central | 2502 | 0.00022113
[11 empty] | c_DK2_Central | 2503 | 0.00021713
[11 empty] | c_DK2_Central | 2504 | 0.00019597
[11 empty] | c_DK2_Central | 2505 | 0.00018897
[11 empty] | c_DK2_Central | 2506 | 0.00017997
[11 empty] | c_DK2_Central | 2507 | 0.00017297
[11 empty] | c_DK2_Central | 2508 | 0.00016798
[11 empty] | c_DK2_Central | 2509 | 0.00015914
[11 empty] | c_DK2_Central | 2510 | 0.00015831
[11 empty] | c_DK2_Central | 2511 | 0.00015648
[11 empty] | c_DK2_Central | 2512 | 0.00016164
[11 empty] | c_DK2_Central | 2513 | 0.00016997
[11 empty] | c_DK2_Central | 2514 | 0.00017164
[11 empty] | c_DK2_Central | 2515 | 0.00017397
[11 empty] | c_DK2_Central | 2516 | 0.00017281
[11 empty] | c_DK2_Central | 2517 | 0.00015798
[11 empty] | c_DK2_Central | 2518 | 0.00012848
[11 empty] | c_DK2_Central | 2519 | 9.8652e-05
[11 empty] | c_DK2_Central | 2520 | 8.1488e-05
[11 empty] | c_DK2_Central | 2521 | 8.7987e-05
[11 empty] | c_DK2_Central | 2522 | 8.882e-05
[11 empty] | c_DK2_Central | 2523 | 9.6486e-05
[11 empty] | c_DK2_Central | 2524 | 0.00012465
[11 empty] | c_DK2_Central | 2525 | 0.00018547
[11 empty] | c_DK2_Central | 2526 | 0.00021647
[11 empty] | c_DK2_Central | 2527 | 0.00021347
[11 empty] | c_DK2_Central | 2528 | 0.00019364
[11 empty] | c_DK2_Central | 2529 | 0.00018464
[11 empty] | c_DK2_Central | 2530 | 0.00017464
[11 empty] | c_DK2_Central | 2531 | 0.00016764
[11 empty] | c_DK2_Central | 2532 | 0.00016248
[11 empty] | c_DK2_Central | 2533 | 0.00015298
[11 empty] | c_DK2_Central | 2534 | 0.00015181
[11 empty] | c_DK2_Central | 2535 | 0.00014981
[11 empty] | c_DK2_Central | 2536 | 0.00015448
[11 empty] | c_DK2_Central | 2537 | 0.00016264
[11 empty] | c_DK2_Central | 2538 | 0.00016431
[11 empty] | c_DK2_Central | 2539 | 0.00016748
[11 empty] | c_DK2_Central | 2540 | 0.00016731
[11 empty] | c_DK2_Central | 2541 | 0.00015214
[11 empty] | c_DK2_Central | 2542 | 0.00012248
[11 empty] | c_DK2_Central | 2543 | 9.3153e-05
[11 empty] | c_DK2_Central | 2544 | 7.0656e-05
[11 empty] | c_DK2_Central | 2545 | 7.6989e-05
[11 empty] | c_DK2_Central | 2546 | 7.7489e-05
[11 empty] | c_DK2_Central | 2547 | 8.4987e-05
[11 empty] | c_DK2_Central | 2548 | 0.00011415
[11 empty] | c_DK2_Central | 2549 | 0.00017114
[11 empty] | c_DK2_Central | 2550 | 0.00020097
[11 empty] | c_DK2_Central | 2551 | 0.0001983
[11 empty] | c_DK2_Central | 2552 | 0.00017881
[11 empty] | c_DK2_Central | 2553 | 0.00016798
[11 empty] | c_DK2_Central | 2554 | 0.00015814
[11 empty] | c_DK2_Central | 2555 | 0.00015098
[11 empty] | c_DK2_Central | 2556 | 0.00014681
[11 empty] | c_DK2_Central | 2557 | 0.00013698
[11 empty] | c_DK2_Central | 2558 | 0.00013565
[11 empty] | c_DK2_Central | 2559 | 0.00013381
[11 empty] | c_DK2_Central | 2560 | 0.00013798
[11 empty] | c_DK2_Central | 2561 | 0.00014681
[11 empty] | c_DK2_Central | 2562 | 0.00014948
[11 empty] | c_DK2_Central | 2563 | 0.00015364
[11 empty] | c_DK2_Central | 2564 | 0.00015398
[11 empty] | c_DK2_Central | 2565 | 0.00013998
[11 empty] | c_DK2_Central | 2566 | 0.00011132
[11 empty] | c_DK2_Central | 2567 | 8.2821e-05
[11 empty] | c_DK2_Central | 2568 | 6.3824e-05
[11 empty] | c_DK2_Central | 2569 | 6.9823e-05
[11 empty] | c_DK2_Central | 2570 | 7.0156e-05
[11 empty] | c_DK2_Central | 2571 | 7.6822e-05
[11 empty] | c_DK2_Central | 2572 | 0.00010398
[11 empty] | c_DK2_Central | 2573 | 0.00015748
[11 empty] | c_DK2_Central | 2574 | 0.00018464
[11 empty] | c_DK2_Central | 2575 | 0.00018231
[11 empty] | c_DK2_Central | 2576 | 0.00016314
[11 empty] | c_DK2_Central | 2577 | 0.00015364
[11 empty] | c_DK2_Central | 2578 | 0.00014448
[11 empty] | c_DK2_Central | 2579 | 0.00013848
[11 empty] | c_DK2_Central | 2580 | 0.00013431
[11 empty] | c_DK2_Central | 2581 | 0.00012481
[11 empty] | c_DK2_Central | 2582 | 0.00012348
[11 empty] | c_DK2_Central | 2583 | 0.00012148
[11 empty] | c_DK2_Central | 2584 | 0.00012515
[11 empty] | c_DK2_Central | 2585 | 0.00013348
[11 empty] | c_DK2_Central | 2586 | 0.00013581
[11 empty] | c_DK2_Central | 2587 | 0.00013981
[11 empty] | c_DK2_Central | 2588 | 0.00014065
[11 empty] | c_DK2_Central | 2589 | 0.00012765
[11 empty] | c_DK2_Central | 2590 | 0.00010149
[11 empty] | c_DK2_Central | 2591 | 7.5156e-05
[11 empty] | c_DK2_Central | 2592 | 5.9825e-05
[11 empty] | c_DK2_Central | 2593 | 6.4657e-05
[11 empty] | c_DK2_Central | 2594 | 6.4491e-05
[11 empty] | c_DK2_Central | 2595 | 7.0156e-05
[11 empty] | c_DK2_Central | 2596 | 9.4986e-05
[11 empty] | c_DK2_Central | 2597 | 0.00014615
[11 empty] | c_DK2_Central | 2598 | 0.00017381
[11 empty] | c_DK2_Central | 2599 | 0.00017364
[11 empty] | c_DK2_Central | 2600 | 0.00015514
[11 empty] | c_DK2_Central | 2601 | 0.00014615
[11 empty] | c_DK2_Central | 2602 | 0.00013648
[11 empty] | c_DK2_Central | 2603 | 0.00013065
[11 empty] | c_DK2_Central | 2604 | 0.00012648
[11 empty] | c_DK2_Central | 2605 | 0.00011765
[11 empty] | c_DK2_Central | 2606 | 0.00011532
[11 empty] | c_DK2_Central | 2607 | 0.00011332
[11 empty] | c_DK2_Central | 2608 | 0.00011615
[11 empty] | c_DK2_Central | 2609 | 0.00012465
[11 empty] | c_DK2_Central | 2610 | 0.00012798
[11 empty] | c_DK2_Central | 2611 | 0.00013298
[11 empty] | c_DK2_Central | 2612 | 0.00013331
[11 empty] | c_DK2_Central | 2613 | 0.00012198
[11 empty] | c_DK2_Central | 2614 | 9.6319e-05
[11 empty] | c_DK2_Central | 2615 | 7.049e-05
[11 empty] | c_DK2_Central | 2616 | 5.8158e-05
[11 empty] | c_DK2_Central | 2617 | 6.0158e-05
[11 empty] | c_DK2_Central | 2618 | 5.7158e-05
[11 empty] | c_DK2_Central | 2619 | 6.4657e-05
[11 empty] | c_DK2_Central | 2620 | 8.932e-05
[11 empty] | c_DK2_Central | 2621 | 0.00013448
[11 empty] | c_DK2_Central | 2622 | 0.00016598
[11 empty] | c_DK2_Central | 2623 | 0.00016481
[11 empty] | c_DK2_Central | 2624 | 0.00014381
[11 empty] | c_DK2_Central | 2625 | 0.00013465
[11 empty] | c_DK2_Central | 2626 | 0.00012898
[11 empty] | c_DK2_Central | 2627 | 0.00012015
[11 empty] | c_DK2_Central | 2628 | 0.00011665
[11 empty] | c_DK2_Central | 2629 | 0.00010548
[11 empty] | c_DK2_Central | 2630 | 0.00010915
[11 empty] | c_DK2_Central | 2631 | 0.00010615
[11 empty] | c_DK2_Central | 2632 | 0.00010915
[11 empty] | c_DK2_Central | 2633 | 0.00011398
[11 empty] | c_DK2_Central | 2634 | 0.00011848
[11 empty] | c_DK2_Central | 2635 | 0.00012165
[11 empty] | c_DK2_Central | 2636 | 0.00012248
[11 empty] | c_DK2_Central | 2637 | 0.00011465
[11 empty] | c_DK2_Central | 2638 | 9.132e-05
[11 empty] | c_DK2_Central | 2639 | 6.5157e-05
[11 empty] | c_DK2_Central | 2640 | 5.3659e-05
[11 empty] | c_DK2_Central | 2641 | 5.9991e-05
[11 empty] | c_DK2_Central | 2642 | 6.0491e-05
[11 empty] | c_DK2_Central | 2643 | 7.2656e-05
[11 empty] | c_DK2_Central | 2644 | 0.00010149
[11 empty] | c_DK2_Central | 2645 | 0.00014781
[11 empty] | c_DK2_Central | 2646 | 0.00015448
[11 empty] | c_DK2_Central | 2647 | 0.00015564
[11 empty] | c_DK2_Central | 2648 | 0.00013198
[11 empty] | c_DK2_Central | 2649 | 0.00012382
[11 empty] | c_DK2_Central | 2650 | 0.00011698
[11 empty] | c_DK2_Central | 2651 | 0.00011165
[11 empty] | c_DK2_Central | 2652 | 0.00010848
[11 empty] | c_DK2_Central | 2653 | 0.00010032
[11 empty] | c_DK2_Central | 2654 | 9.9152e-05
[11 empty] | c_DK2_Central | 2655 | 9.6486e-05
[11 empty] | c_DK2_Central | 2656 | 0.00010115
[11 empty] | c_DK2_Central | 2657 | 0.00010848
[11 empty] | c_DK2_Central | 2658 | 0.00011348
[11 empty] | c_DK2_Central | 2659 | 0.00011915
[11 empty] | c_DK2_Central | 2660 | 0.00012115
[11 empty] | c_DK2_Central | 2661 | 0.00011398
[11 empty] | c_DK2_Central | 2662 | 9.082e-05
[11 empty] | c_DK2_Central | 2663 | 6.5157e-05
[11 empty] | c_DK2_Central | 2664 | 5.1159e-05
[11 empty] | c_DK2_Central | 2665 | 5.6158e-05
[11 empty] | c_DK2_Central | 2666 | 5.6825e-05
[11 empty] | c_DK2_Central | 2667 | 6.2491e-05
[11 empty] | c_DK2_Central | 2668 | 8.7987e-05
[11 empty] | c_DK2_Central | 2669 | 0.00014081
[11 empty] | c_DK2_Central | 2670 | 0.00016814
[11 empty] | c_DK2_Central | 2671 | 0.00016548
[11 empty] | c_DK2_Central | 2672 | 0.00014031
[11 empty] | c_DK2_Central | 2673 | 0.00013281
[11 empty] | c_DK2_Central | 2674 | 0.00012398
[11 empty] | c_DK2_Central | 2675 | 0.00011748
[11 empty] | c_DK2_Central | 2676 | 0.00011332
[11 empty] | c_DK2_Central | 2677 | 0.00010348
[11 empty] | c_DK2_Central | 2678 | 0.00010099
[11 empty] | c_DK2_Central | 2679 | 9.8652e-05
[11 empty] | c_DK2_Central | 2680 | 0.00010149
[11 empty] | c_DK2_Central | 2681 | 0.00010882
[11 empty] | c_DK2_Central | 2682 | 0.00011282
[11 empty] | c_DK2_Central | 2683 | 0.00011998
[11 empty] | c_DK2_Central | 2684 | 0.00012265
[11 empty] | c_DK2_Central | 2685 | 0.00011298
[11 empty] | c_DK2_Central | 2686 | 8.9987e-05
[11 empty] | c_DK2_Central | 2687 | 6.2824e-05
[11 empty] | c_DK2_Central | 2688 | 4.566e-05
[11 empty] | c_DK2_Central | 2689 | 4.9826e-05
[11 empty] | c_DK2_Central | 2690 | 5.0326e-05
[11 empty] | c_DK2_Central | 2691 | 5.5159e-05
[11 empty] | c_DK2_Central | 2692 | 8.0322e-05
[11 empty] | c_DK2_Central | 2693 | 0.00013131
[11 empty] | c_DK2_Central | 2694 | 0.00015931
[11 empty] | c_DK2_Central | 2695 | 0.00015648
[11 empty] | c_DK2_Central | 2696 | 0.00013315
[11 empty] | c_DK2_Central | 2697 | 0.00012565
[11 empty] | c_DK2_Central | 2698 | 0.00011682
[11 empty] | c_DK2_Central | 2699 | 0.00011082
[11 empty] | c_DK2_Central | 2700 | 0.00010598
[11 empty] | c_DK2_Central | 2701 | 9.6153e-05
[11 empty] | c_DK2_Central | 2702 | 9.2486e-05
[11 empty] | c_DK2_Central | 2703 | 8.9487e-05
[11 empty] | c_DK2_Central | 2704 | 9.132e-05
[11 empty] | c_DK2_Central | 2705 | 9.8152e-05
[11 empty] | c_DK2_Central | 2706 | 0.00010232
[11 empty] | c_DK2_Central | 2707 | 0.00010965
[11 empty] | c_DK2_Central | 2708 | 0.00011182
[11 empty] | c_DK2_Central | 2709 | 0.00010365
[11 empty] | c_DK2_Central | 2710 | 8.2155e-05
[11 empty] | c_DK2_Central | 2711 | 5.6158e-05
[11 empty] | c_DK2_Central | 2712 | 4.3494e-05
[11 empty] | c_DK2_Central | 2713 | 4.7326e-05
[11 empty] | c_DK2_Central | 2714 | 4.7993e-05
[11 empty] | c_DK2_Central | 2715 | 5.2492e-05
[11 empty] | c_DK2_Central | 2716 | 7.6822e-05
[11 empty] | c_DK2_Central | 2717 | 0.00012631
[11 empty] | c_DK2_Central | 2718 | 0.00015298
[11 empty] | c_DK2_Central | 2719 | 0.00015014
[11 empty] | c_DK2_Central | 2720 | 0.00012781
[11 empty] | c_DK2_Central | 2721 | 0.00012065
[11 empty] | c_DK2_Central | 2722 | 0.00011198
[11 empty] | c_DK2_Central | 2723 | 0.00010632
[11 empty] | c_DK2_Central | 2724 | 0.00010198
[11 empty] | c_DK2_Central | 2725 | 9.2153e-05
[11 empty] | c_DK2_Central | 2726 | 8.882e-05
[11 empty] | c_DK2_Central | 2727 | 8.5487e-05
[11 empty] | c_DK2_Central | 2728 | 8.732e-05
[11 empty] | c_DK2_Central | 2729 | 9.4153e-05
[11 empty] | c_DK2_Central | 2730 | 9.8152e-05
[11 empty] | c_DK2_Central | 2731 | 0.00010498
[11 empty] | c_DK2_Central | 2732 | 0.00010715
[11 empty] | c_DK2_Central | 2733 | 9.9319e-05
[11 empty] | c_DK2_Central | 2734 | 7.8988e-05
[11 empty] | c_DK2_Central | 2735 | 5.3492e-05
[11 empty] | c_DK2_Central | 2736 | 4.1161e-05
[11 empty] | c_DK2_Central | 2737 | 4.4993e-05
[11 empty] | c_DK2_Central | 2738 | 4.5493e-05
[11 empty] | c_DK2_Central | 2739 | 4.9659e-05
[11 empty] | c_DK2_Central | 2740 | 7.2989e-05
[11 empty] | c_DK2_Central | 2741 | 0.00012048
[11 empty] | c_DK2_Central | 2742 | 0.00014615
[11 empty] | c_DK2_Central | 2743 | 0.00014331
[11 empty] | c_DK2_Central | 2744 | 0.00012132
[11 empty] | c_DK2_Central | 2745 | 0.00011482
[11 empty] | c_DK2_Central | 2746 | 0.00010665
[11 empty] | c_DK2_Central | 2747 | 0.00010149
[11 empty] | c_DK2_Central | 2748 | 9.7152e-05
[11 empty] | c_DK2_Central | 2749 | 8.7654e-05
[11 empty] | c_DK2_Central | 2750 | 8.4321e-05
[11 empty] | c_DK2_Central | 2751 | 8.1321e-05
[11 empty] | c_DK2_Central | 2752 | 8.2988e-05
[11 empty] | c_DK2_Central | 2753 | 8.9487e-05
[11 empty] | c_DK2_Central | 2754 | 9.282e-05
[11 empty] | c_DK2_Central | 2755 | 9.9652e-05
[11 empty] | c_DK2_Central | 2756 | 0.00010182
[11 empty] | c_DK2_Central | 2757 | 9.4319e-05
[11 empty] | c_DK2_Central | 2758 | 7.4822e-05
[11 empty] | c_DK2_Central | 2759 | 5.0826e-05
[11 empty] | c_DK2_Central | 2760 | 4.0994e-05
[11 empty] | c_DK2_Central | 2761 | 4.4327e-05
[11 empty] | c_DK2_Central | 2762 | 4.3994e-05
[11 empty] | c_DK2_Central | 2763 | 4.7826e-05
[11 empty] | c_DK2_Central | 2764 | 6.9656e-05
[11 empty] | c_DK2_Central | 2765 | 0.00011582
[11 empty] | c_DK2_Central | 2766 | 0.00014081
[11 empty] | c_DK2_Central | 2767 | 0.00014048
[11 empty] | c_DK2_Central | 2768 | 0.00011982
[11 empty] | c_DK2_Central | 2769 | 0.00011332
[11 empty] | c_DK2_Central | 2770 | 0.00010448
[11 empty] | c_DK2_Central | 2771 | 9.8985e-05
[11 empty] | c_DK2_Central | 2772 | 9.5986e-05
[11 empty] | c_DK2_Central | 2773 | 8.6487e-05
[11 empty] | c_DK2_Central | 2774 | 8.2655e-05
[11 empty] | c_DK2_Central | 2775 | 7.9155e-05
[11 empty] | c_DK2_Central | 2776 | 8.0988e-05
[11 empty] | c_DK2_Central | 2777 | 8.8154e-05
[11 empty] | c_DK2_Central | 2778 | 9.1986e-05
[11 empty] | c_DK2_Central | 2779 | 9.9152e-05
[11 empty] | c_DK2_Central | 2780 | 0.00010082
[11 empty] | c_DK2_Central | 2781 | 9.3986e-05
[11 empty] | c_DK2_Central | 2782 | 7.3822e-05
[11 empty] | c_DK2_Central | 2783 | 4.9993e-05
[11 empty] | c_DK2_Central | 2784 | 4.8826e-05
[11 empty] | c_DK2_Central | 2785 | 4.9159e-05
[11 empty] | c_DK2_Central | 2786 | 4.666e-05
[11 empty] | c_DK2_Central | 2787 | 5.2659e-05
[11 empty] | c_DK2_Central | 2788 | 7.5989e-05
[11 empty] | c_DK2_Central | 2789 | 0.00011865
[11 empty] | c_DK2_Central | 2790 | 0.00014998
[11 empty] | c_DK2_Central | 2791 | 0.00014931
[11 empty] | c_DK2_Central | 2792 | 0.00012765
[11 empty] | c_DK2_Central | 2793 | 0.00011898
[11 empty] | c_DK2_Central | 2794 | 0.00011415
[11 empty] | c_DK2_Central | 2795 | 0.00010482
[11 empty] | c_DK2_Central | 2796 | 0.00010132
[11 empty] | c_DK2_Central | 2797 | 9.0487e-05
[11 empty] | c_DK2_Central | 2798 | 9.3653e-05
[11 empty] | c_DK2_Central | 2799 | 8.9487e-05
[11 empty] | c_DK2_Central | 2800 | 9.082e-05
[11 empty] | c_DK2_Central | 2801 | 9.4819e-05
[11 empty] | c_DK2_Central | 2802 | 9.9652e-05
[11 empty] | c_DK2_Central | 2803 | 0.00010498
[11 empty] | c_DK2_Central | 2804 | 0.00010615
[11 empty] | c_DK2_Central | 2805 | 0.00010115
[11 empty] | c_DK2_Central | 2806 | 7.9488e-05
[11 empty] | c_DK2_Central | 2807 | 5.4659e-05
[11 empty] | c_DK2_Central | 2808 | 4.8826e-05
[11 empty] | c_DK2_Central | 2809 | 5.4159e-05
[11 empty] | c_DK2_Central | 2810 | 5.5492e-05
[11 empty] | c_DK2_Central | 2811 | 6.749e-05
[11 empty] | c_DK2_Central | 2812 | 9.6652e-05
[11 empty] | c_DK2_Central | 2813 | 0.00014181
[11 empty] | c_DK2_Central | 2814 | 0.00014831
[11 empty] | c_DK2_Central | 2815 | 0.00015048
[11 empty] | c_DK2_Central | 2816 | 0.00012581
[11 empty] | c_DK2_Central | 2817 | 0.00011732
[11 empty] | c_DK2_Central | 2818 | 0.00011098
[11 empty] | c_DK2_Central | 2819 | 0.00010515
[11 empty] | c_DK2_Central | 2820 | 0.00010215
[11 empty] | c_DK2_Central | 2821 | 9.382e-05
[11 empty] | c_DK2_Central | 2822 | 9.1986e-05
[11 empty] | c_DK2_Central | 2823 | 8.932e-05
[11 empty] | c_DK2_Central | 2824 | 9.3153e-05
[11 empty] | c_DK2_Central | 2825 | 9.9985e-05
[11 empty] | c_DK2_Central | 2826 | 0.00010548
[11 empty] | c_DK2_Central | 2827 | 0.00011182
[11 empty] | c_DK2_Central | 2828 | 0.00011398
[11 empty] | c_DK2_Central | 2829 | 0.00010832
[11 empty] | c_DK2_Central | 2830 | 8.5321e-05
[11 empty] | c_DK2_Central | 2831 | 6.0324e-05
[11 empty] | c_DK2_Central | 2832 | 4.6993e-05
[11 empty] | c_DK2_Central | 2833 | 5.1492e-05
[11 empty] | c_DK2_Central | 2834 | 5.2326e-05
[11 empty] | c_DK2_Central | 2835 | 5.7325e-05
[11 empty] | c_DK2_Central | 2836 | 8.2155e-05
[11 empty] | c_DK2_Central | 2837 | 0.00013398
[11 empty] | c_DK2_Central | 2838 | 0.00016114
[11 empty] | c_DK2_Central | 2839 | 0.00015848
[11 empty] | c_DK2_Central | 2840 | 0.00013281
[11 empty] | c_DK2_Central | 2841 | 0.00012565
[11 empty] | c_DK2_Central | 2842 | 0.00011698
[11 empty] | c_DK2_Central | 2843 | 0.00011082
[11 empty] | c_DK2_Central | 2844 | 0.00010648
[11 empty] | c_DK2_Central | 2845 | 9.6652e-05
[11 empty] | c_DK2_Central | 2846 | 9.4153e-05
[11 empty] | c_DK2_Central | 2847 | 9.1487e-05
[11 empty] | c_DK2_Central | 2848 | 9.3653e-05
[11 empty] | c_DK2_Central | 2849 | 0.00010082
[11 empty] | c_DK2_Central | 2850 | 0.00010498
[11 empty] | c_DK2_Central | 2851 | 0.00011248
[11 empty] | c_DK2_Central | 2852 | 0.00011548
[11 empty] | c_DK2_Central | 2853 | 0.00010698
[11 empty] | c_DK2_Central | 2854 | 8.5154e-05
[11 empty] | c_DK2_Central | 2855 | 5.8325e-05
[11 empty] | c_DK2_Central | 2856 | 4.5993e-05
[11 empty] | c_DK2_Central | 2857 | 4.9826e-05
[11 empty] | c_DK2_Central | 2858 | 5.0659e-05
[11 empty] | c_DK2_Central | 2859 | 5.5492e-05
[11 empty] | c_DK2_Central | 2860 | 8.0655e-05
[11 empty] | c_DK2_Central | 2861 | 0.00013181
[11 empty] | c_DK2_Central | 2862 | 0.00015981
[11 empty] | c_DK2_Central | 2863 | 0.00015664
[11 empty] | c_DK2_Central | 2864 | 0.00013348
[11 empty] | c_DK2_Central | 2865 | 0.00012598
[11 empty] | c_DK2_Central | 2866 | 0.00011698
[11 empty] | c_DK2_Central | 2867 | 0.00011132
[11 empty] | c_DK2_Central | 2868 | 0.00010648
[11 empty] | c_DK2_Central | 2869 | 9.6652e-05
[11 empty] | c_DK2_Central | 2870 | 9.2986e-05
[11 empty] | c_DK2_Central | 2871 | 8.9653e-05
[11 empty] | c_DK2_Central | 2872 | 9.182e-05
[11 empty] | c_DK2_Central | 2873 | 9.8652e-05
[11 empty] | c_DK2_Central | 2874 | 0.00010265
[11 empty] | c_DK2_Central | 2875 | 0.00010982
[11 empty] | c_DK2_Central | 2876 | 0.00011198
[11 empty] | c_DK2_Central | 2877 | 0.00010398
[11 empty] | c_DK2_Central | 2878 | 8.2321e-05
[11 empty] | c_DK2_Central | 2879 | 5.6158e-05
[11 empty] | c_DK2_Central | 2880 | 4.9493e-05
[11 empty] | c_DK2_Central | 2881 | 5.3825e-05
[11 empty] | c_DK2_Central | 2882 | 5.4825e-05
[11 empty] | c_DK2_Central | 2883 | 5.9991e-05
[11 empty] | c_DK2_Central | 2884 | 8.6321e-05
[11 empty] | c_DK2_Central | 2885 | 0.00013915
[11 empty] | c_DK2_Central | 2886 | 0.00016798
[11 empty] | c_DK2_Central | 2887 | 0.00016498
[11 empty] | c_DK2_Central | 2888 | 0.00014181
[11 empty] | c_DK2_Central | 2889 | 0.00013348
[11 empty] | c_DK2_Central | 2890 | 0.00012415
[11 empty] | c_DK2_Central | 2891 | 0.00011782
[11 empty] | c_DK2_Central | 2892 | 0.00011315
[11 empty] | c_DK2_Central | 2893 | 0.00010315
[11 empty] | c_DK2_Central | 2894 | 9.9652e-05
[11 empty] | c_DK2_Central | 2895 | 9.6486e-05
[11 empty] | c_DK2_Central | 2896 | 9.8819e-05
[11 empty] | c_DK2_Central | 2897 | 0.00010598
[11 empty] | c_DK2_Central | 2898 | 0.00011032
[11 empty] | c_DK2_Central | 2899 | 0.00011732
[11 empty] | c_DK2_Central | 2900 | 0.00011932
[11 empty] | c_DK2_Central | 2901 | 0.00011048
[11 empty] | c_DK2_Central | 2902 | 8.7654e-05
[11 empty] | c_DK2_Central | 2903 | 6.0491e-05
[11 empty] | c_DK2_Central | 2904 | 5.7658e-05
[11 empty] | c_DK2_Central | 2905 | 6.3157e-05
[11 empty] | c_DK2_Central | 2906 | 6.3324e-05
[11 empty] | c_DK2_Central | 2907 | 6.9156e-05
[11 empty] | c_DK2_Central | 2908 | 9.4486e-05
[11 empty] | c_DK2_Central | 2909 | 0.00014498
[11 empty] | c_DK2_Central | 2910 | 0.00017047
[11 empty] | c_DK2_Central | 2911 | 0.00016814
[11 empty] | c_DK2_Central | 2912 | 0.00014931
[11 empty] | c_DK2_Central | 2913 | 0.00014098
[11 empty] | c_DK2_Central | 2914 | 0.00013265
[11 empty] | c_DK2_Central | 2915 | 0.00012715
[11 empty] | c_DK2_Central | 2916 | 0.00012332
[11 empty] | c_DK2_Central | 2917 | 0.00011398
[11 empty] | c_DK2_Central | 2918 | 0.00011265
[11 empty] | c_DK2_Central | 2919 | 0.00011015
[11 empty] | c_DK2_Central | 2920 | 0.00011348
[11 empty] | c_DK2_Central | 2921 | 0.00012132
[11 empty] | c_DK2_Central | 2922 | 0.00012348
[11 empty] | c_DK2_Central | 2923 | 0.00012765
[11 empty] | c_DK2_Central | 2924 | 0.00012848
[11 empty] | c_DK2_Central | 2925 | 0.00011682
[11 empty] | c_DK2_Central | 2926 | 9.2986e-05
[11 empty] | c_DK2_Central | 2927 | 6.849e-05
[11 empty] | c_DK2_Central | 2928 | 6.7823e-05
[11 empty] | c_DK2_Central | 2929 | 7.3156e-05
[11 empty] | c_DK2_Central | 2930 | 7.3156e-05
[11 empty] | c_DK2_Central | 2931 | 7.9488e-05
[11 empty] | c_DK2_Central | 2932 | 0.00010648
[11 empty] | c_DK2_Central | 2933 | 0.00016114
[11 empty] | c_DK2_Central | 2934 | 0.00019081
[11 empty] | c_DK2_Central | 2935 | 0.00019064
[11 empty] | c_DK2_Central | 2936 | 0.00017214
[11 empty] | c_DK2_Central | 2937 | 0.00016198
[11 empty] | c_DK2_Central | 2938 | 0.00015148
[11 empty] | c_DK2_Central | 2939 | 0.00014515
[11 empty] | c_DK2_Central | 2940 | 0.00014065
[11 empty] | c_DK2_Central | 2941 | 0.00013165
[11 empty] | c_DK2_Central | 2942 | 0.00012948
[11 empty] | c_DK2_Central | 2943 | 0.00012765
[11 empty] | c_DK2_Central | 2944 | 0.00013131
[11 empty] | c_DK2_Central | 2945 | 0.00014031
[11 empty] | c_DK2_Central | 2946 | 0.00014381
[11 empty] | c_DK2_Central | 2947 | 0.00014848
[11 empty] | c_DK2_Central | 2948 | 0.00014831
[11 empty] | c_DK2_Central | 2949 | 0.00013531
[11 empty] | c_DK2_Central | 2950 | 0.00010698
[11 empty] | c_DK2_Central | 2951 | 7.9488e-05
[11 empty] | c_DK2_Central | 2952 | 7.5489e-05
[11 empty] | c_DK2_Central | 2953 | 7.9155e-05
[11 empty] | c_DK2_Central | 2954 | 7.5822e-05
[11 empty] | c_DK2_Central | 2955 | 8.5987e-05
[11 empty] | c_DK2_Central | 2956 | 0.00011448
[11 empty] | c_DK2_Central | 2957 | 0.00016714
[11 empty] | c_DK2_Central | 2958 | 0.00020264
[11 empty] | c_DK2_Central | 2959 | 0.0002003
[11 empty] | c_DK2_Central | 2960 | 0.00017881
[11 empty] | c_DK2_Central | 2961 | 0.00016764
[11 empty] | c_DK2_Central | 2962 | 0.00015998
[11 empty] | c_DK2_Central | 2963 | 0.00015064
[11 empty] | c_DK2_Central | 2964 | 0.00014631
[11 empty] | c_DK2_Central | 2965 | 0.00013398
[11 empty] | c_DK2_Central | 2966 | 0.00013781
[11 empty] | c_DK2_Central | 2967 | 0.00013615
[11 empty] | c_DK2_Central | 2968 | 0.00014115
[11 empty] | c_DK2_Central | 2969 | 0.00014798
[11 empty] | c_DK2_Central | 2970 | 0.00015264
[11 empty] | c_DK2_Central | 2971 | 0.00015448
[11 empty] | c_DK2_Central | 2972 | 0.00015481
[11 empty] | c_DK2_Central | 2973 | 0.00014315
[11 empty] | c_DK2_Central | 2974 | 0.00011498
[11 empty] | c_DK2_Central | 2975 | 8.4654e-05
[11 empty] | c_DK2_Central | 2976 | 7.3822e-05
[11 empty] | c_DK2_Central | 2977 | 8.3654e-05
[11 empty] | c_DK2_Central | 2978 | 8.1488e-05
[11 empty] | c_DK2_Central | 2979 | 9.5153e-05
[11 empty] | c_DK2_Central | 2980 | 0.00012715
[11 empty] | c_DK2_Central | 2981 | 0.00018064
[11 empty] | c_DK2_Central | 2982 | 0.00018847
[11 empty] | c_DK2_Central | 2983 | 0.00018631
[11 empty] | c_DK2_Central | 2984 | 0.00016348
[11 empty] | c_DK2_Central | 2985 | 0.00015531
[11 empty] | c_DK2_Central | 2986 | 0.00014681
[11 empty] | c_DK2_Central | 2987 | 0.00014148
[11 empty] | c_DK2_Central | 2988 | 0.00013798
[11 empty] | c_DK2_Central | 2989 | 0.00012965
[11 empty] | c_DK2_Central | 2990 | 0.00013031
[11 empty] | c_DK2_Central | 2991 | 0.00012831
[11 empty] | c_DK2_Central | 2992 | 0.00013548
[11 empty] | c_DK2_Central | 2993 | 0.00014531
[11 empty] | c_DK2_Central | 2994 | 0.00014948
[11 empty] | c_DK2_Central | 2995 | 0.00015314
[11 empty] | c_DK2_Central | 2996 | 0.00015498
[11 empty] | c_DK2_Central | 2997 | 0.00014365
[11 empty] | c_DK2_Central | 2998 | 0.00011598
[11 empty] | c_DK2_Central | 2999 | 8.6987e-05
[11 empty] | c_DK2_Central | 3000 | 7.2323e-05
[11 empty] | c_DK2_Central | 3001 | 7.9488e-05
[11 empty] | c_DK2_Central | 3002 | 7.9822e-05
[11 empty] | c_DK2_Central | 3003 | 8.7487e-05
[11 empty] | c_DK2_Central | 3004 | 0.00011665
[11 empty] | c_DK2_Central | 3005 | 0.00017431
[11 empty] | c_DK2_Central | 3006 | 0.00020314
[11 empty] | c_DK2_Central | 3007 | 0.0002008
[11 empty] | c_DK2_Central | 3008 | 0.00017814
[11 empty] | c_DK2_Central | 3009 | 0.00016848
[11 empty] | c_DK2_Central | 3010 | 0.00015881
[11 empty] | c_DK2_Central | 3011 | 0.00015131
[11 empty] | c_DK2_Central | 3012 | 0.00014764
[11 empty] | c_DK2_Central | 3013 | 0.00013748
[11 empty] | c_DK2_Central | 3014 | 0.00013665
[11 empty] | c_DK2_Central | 3015 | 0.00013531
[11 empty] | c_DK2_Central | 3016 | 0.00014098
[11 empty] | c_DK2_Central | 3017 | 0.00014948
[11 empty] | c_DK2_Central | 3018 | 0.00015314
[11 empty] | c_DK2_Central | 3019 | 0.00015764
[11 empty] | c_DK2_Central | 3020 | 0.00015831
[11 empty] | c_DK2_Central | 3021 | 0.00014381
[11 empty] | c_DK2_Central | 3022 | 0.00011498
[11 empty] | c_DK2_Central | 3023 | 8.5654e-05
[11 empty] | c_DK2_Central | 3024 | 7.1656e-05
[11 empty] | c_DK2_Central | 3025 | 7.7989e-05
[11 empty] | c_DK2_Central | 3026 | 7.8655e-05
[11 empty] | c_DK2_Central | 3027 | 8.6154e-05
[11 empty] | c_DK2_Central | 3028 | 0.00011548
[11 empty] | c_DK2_Central | 3029 | 0.00017314
[11 empty] | c_DK2_Central | 3030 | 0.00020314
[11 empty] | c_DK2_Central | 3031 | 0.00020047
[11 empty] | c_DK2_Central | 3032 | 0.00018081
[11 empty] | c_DK2_Central | 3033 | 0.00016997
[11 empty] | c_DK2_Central | 3034 | 0.00015981
[11 empty] | c_DK2_Central | 3035 | 0.00015314
[11 empty] | c_DK2_Central | 3036 | 0.00014848
[11 empty] | c_DK2_Central | 3037 | 0.00013881
[11 empty] | c_DK2_Central | 3038 | 0.00013715
[11 empty] | c_DK2_Central | 3039 | 0.00013531
[11 empty] | c_DK2_Central | 3040 | 0.00013965
[11 empty] | c_DK2_Central | 3041 | 0.00014864
[11 empty] | c_DK2_Central | 3042 | 0.00015098
[11 empty] | c_DK2_Central | 3043 | 0.00015548
[11 empty] | c_DK2_Central | 3044 | 0.00015581
[11 empty] | c_DK2_Central | 3045 | 0.00014148
[11 empty] | c_DK2_Central | 3046 | 0.00011248
[11 empty] | c_DK2_Central | 3047 | 8.3821e-05
[11 empty] | c_DK2_Central | 3048 | 6.7157e-05
[11 empty] | c_DK2_Central | 3049 | 7.3323e-05
[11 empty] | c_DK2_Central | 3050 | 7.3656e-05
[11 empty] | c_DK2_Central | 3051 | 8.0821e-05
[11 empty] | c_DK2_Central | 3052 | 0.00010882
[11 empty] | c_DK2_Central | 3053 | 0.00016398
[11 empty] | c_DK2_Central | 3054 | 0.00019264
[11 empty] | c_DK2_Central | 3055 | 0.00019014
[11 empty] | c_DK2_Central | 3056 | 0.00017064
[11 empty] | c_DK2_Central | 3057 | 0.00016064
[11 empty] | c_DK2_Central | 3058 | 0.00015114
[11 empty] | c_DK2_Central | 3059 | 0.00014448
[11 empty] | c_DK2_Central | 3060 | 0.00014031
[11 empty] | c_DK2_Central | 3061 | 0.00013065
[11 empty] | c_DK2_Central | 3062 | 0.00012931
[11 empty] | c_DK2_Central | 3063 | 0.00012748
[11 empty] | c_DK2_Central | 3064 | 0.00013115
[11 empty] | c_DK2_Central | 3065 | 0.00013998
[11 empty] | c_DK2_Central | 3066 | 0.00014231
[11 empty] | c_DK2_Central | 3067 | 0.00014648
[11 empty] | c_DK2_Central | 3068 | 0.00014698
[11 empty] | c_DK2_Central | 3069 | 0.00013365
[11 empty] | c_DK2_Central | 3070 | 0.00010632
[11 empty] | c_DK2_Central | 3071 | 7.8988e-05
[11 empty] | c_DK2_Central | 3072 | 5.8825e-05
[11 empty] | c_DK2_Central | 3073 | 6.4157e-05
[11 empty] | c_DK2_Central | 3074 | 6.4491e-05
[11 empty] | c_DK2_Central | 3075 | 7.049e-05
[11 empty] | c_DK2_Central | 3076 | 9.6319e-05
[11 empty] | c_DK2_Central | 3077 | 0.00014764
[11 empty] | c_DK2_Central | 3078 | 0.00017347
[11 empty] | c_DK2_Central | 3079 | 0.00017114
[11 empty] | c_DK2_Central | 3080 | 0.00015214
[11 empty] | c_DK2_Central | 3081 | 0.00014348
[11 empty] | c_DK2_Central | 3082 | 0.00013465
[11 empty] | c_DK2_Central | 3083 | 0.00012948
[11 empty] | c_DK2_Central | 3084 | 0.00012548
[11 empty] | c_DK2_Central | 3085 | 0.00011615
[11 empty] | c_DK2_Central | 3086 | 0.00011448
[11 empty] | c_DK2_Central | 3087 | 0.00011232
[11 empty] | c_DK2_Central | 3088 | 0.00011548
[11 empty] | c_DK2_Central | 3089 | 0.00012348
[11 empty] | c_DK2_Central | 3090 | 0.00012548
[11 empty] | c_DK2_Central | 3091 | 0.00012981
[11 empty] | c_DK2_Central | 3092 | 0.00013098
[11 empty] | c_DK2_Central | 3093 | 0.00011915
[11 empty] | c_DK2_Central | 3094 | 9.4653e-05
[11 empty] | c_DK2_Central | 3095 | 6.9656e-05
[11 empty] | c_DK2_Central | 3096 | 5.7825e-05
[11 empty] | c_DK2_Central | 3097 | 6.2824e-05
[11 empty] | c_DK2_Central | 3098 | 6.2491e-05
[11 empty] | c_DK2_Central | 3099 | 6.799e-05
[11 empty] | c_DK2_Central | 3100 | 9.2153e-05
[11 empty] | c_DK2_Central | 3101 | 0.00014231
[11 empty] | c_DK2_Central | 3102 | 0.00016864
[11 empty] | c_DK2_Central | 3103 | 0.00016864
[11 empty] | c_DK2_Central | 3104 | 0.00015048
[11 empty] | c_DK2_Central | 3105 | 0.00014181
[11 empty] | c_DK2_Central | 3106 | 0.00013265
[11 empty] | c_DK2_Central | 3107 | 0.00012698
[11 empty] | c_DK2_Central | 3108 | 0.00012315
[11 empty] | c_DK2_Central | 3109 | 0.00011432
[11 empty] | c_DK2_Central | 3110 | 0.00011215
[11 empty] | c_DK2_Central | 3111 | 0.00010982
[11 empty] | c_DK2_Central | 3112 | 0.00011282
[11 empty] | c_DK2_Central | 3113 | 0.00012115
[11 empty] | c_DK2_Central | 3114 | 0.00012432
[11 empty] | c_DK2_Central | 3115 | 0.00012881
[11 empty] | c_DK2_Central | 3116 | 0.00012931
[11 empty] | c_DK2_Central | 3117 | 0.00011832
[11 empty] | c_DK2_Central | 3118 | 9.3486e-05
[11 empty] | c_DK2_Central | 3119 | 6.8323e-05
[11 empty] | c_DK2_Central | 3120 | 6.1658e-05
[11 empty] | c_DK2_Central | 3121 | 6.4657e-05
[11 empty] | c_DK2_Central | 3122 | 6.1324e-05
[11 empty] | c_DK2_Central | 3123 | 6.9656e-05
[11 empty] | c_DK2_Central | 3124 | 9.3986e-05
[11 empty] | c_DK2_Central | 3125 | 0.00013931
[11 empty] | c_DK2_Central | 3126 | 0.00017031
[11 empty] | c_DK2_Central | 3127 | 0.00016814
[11 empty] | c_DK2_Central | 3128 | 0.00014864
[11 empty] | c_DK2_Central | 3129 | 0.00013931
[11 empty] | c_DK2_Central | 3130 | 0.00013348
[11 empty] | c_DK2_Central | 3131 | 0.00012548
[11 empty] | c_DK2_Central | 3132 | 0.00012198
[11 empty] | c_DK2_Central | 3133 | 0.00011082
[11 empty] | c_DK2_Central | 3134 | 0.00011482
[11 empty] | c_DK2_Central | 3135 | 0.00011248
[11 empty] | c_DK2_Central | 3136 | 0.00011615
[11 empty] | c_DK2_Central | 3137 | 0.00012165
[11 empty] | c_DK2_Central | 3138 | 0.00012548
[11 empty] | c_DK2_Central | 3139 | 0.00012731
[11 empty] | c_DK2_Central | 3140 | 0.00012815
[11 empty] | c_DK2_Central | 3141 | 0.00011865
[11 empty] | c_DK2_Central | 3142 | 9.5153e-05
[11 empty] | c_DK2_Central | 3143 | 6.9156e-05
[11 empty] | c_DK2_Central | 3144 | 6.2158e-05
[11 empty] | c_DK2_Central | 3145 | 7.049e-05
[11 empty] | c_DK2_Central | 3146 | 6.899e-05
[11 empty] | c_DK2_Central | 3147 | 8.0988e-05
[11 empty] | c_DK2_Central | 3148 | 0.00010882
[11 empty] | c_DK2_Central | 3149 | 0.00015581
[11 empty] | c_DK2_Central | 3150 | 0.00016281
[11 empty] | c_DK2_Central | 3151 | 0.00016181
[11 empty] | c_DK2_Central | 3152 | 0.00014048
[11 empty] | c_DK2_Central | 3153 | 0.00013331
[11 empty] | c_DK2_Central | 3154 | 0.00012631
[11 empty] | c_DK2_Central | 3155 | 0.00012148
[11 empty] | c_DK2_Central | 3156 | 0.00011865
[11 empty] | c_DK2_Central | 3157 | 0.00011082
[11 empty] | c_DK2_Central | 3158 | 0.00011115
[11 empty] | c_DK2_Central | 3159 | 0.00010882
[11 empty] | c_DK2_Central | 3160 | 0.00011498
[11 empty] | c_DK2_Central | 3161 | 0.00012348
[11 empty] | c_DK2_Central | 3162 | 0.00012715
[11 empty] | c_DK2_Central | 3163 | 0.00013081
[11 empty] | c_DK2_Central | 3164 | 0.00013248
[11 empty] | c_DK2_Central | 3165 | 0.00012315
[11 empty] | c_DK2_Central | 3166 | 9.9152e-05
[11 empty] | c_DK2_Central | 3167 | 7.3656e-05
[11 empty] | c_DK2_Central | 3168 | 6.1991e-05
[11 empty] | c_DK2_Central | 3169 | 6.849e-05
[11 empty] | c_DK2_Central | 3170 | 6.849e-05
[11 empty] | c_DK2_Central | 3171 | 7.4989e-05
[11 empty] | c_DK2_Central | 3172 | 0.00010115
[11 empty] | c_DK2_Central | 3173 | 0.00015348
[11 empty] | c_DK2_Central | 3174 | 0.00017931
[11 empty] | c_DK2_Central | 3175 | 0.00017714
[11 empty] | c_DK2_Central | 3176 | 0.00015548
[11 empty] | c_DK2_Central | 3177 | 0.00014731
[11 empty] | c_DK2_Central | 3178 | 0.00013898
[11 empty] | c_DK2_Central | 3179 | 0.00013265
[11 empty] | c_DK2_Central | 3180 | 0.00012948
[11 empty] | c_DK2_Central | 3181 | 0.00011982
[11 empty] | c_DK2_Central | 3182 | 0.00011865
[11 empty] | c_DK2_Central | 3183 | 0.00011698
[11 empty] | c_DK2_Central | 3184 | 0.00012198
[11 empty] | c_DK2_Central | 3185 | 0.00012948
[11 empty] | c_DK2_Central | 3186 | 0.00013298
[11 empty] | c_DK2_Central | 3187 | 0.00013681
[11 empty] | c_DK2_Central | 3188 | 0.00013815
[11 empty] | c_DK2_Central | 3189 | 0.00012548
[11 empty] | c_DK2_Central | 3190 | 0.00010032
[11 empty] | c_DK2_Central | 3191 | 7.3989e-05
[11 empty] | c_DK2_Central | 3192 | 6.1324e-05
[11 empty] | c_DK2_Central | 3193 | 6.699e-05
[11 empty] | c_DK2_Central | 3194 | 6.7157e-05
[11 empty] | c_DK2_Central | 3195 | 7.3656e-05
[11 empty] | c_DK2_Central | 3196 | 9.9985e-05
[11 empty] | c_DK2_Central | 3197 | 0.00015214
[11 empty] | c_DK2_Central | 3198 | 0.00017864
[11 empty] | c_DK2_Central | 3199 | 0.00017631
[11 empty] | c_DK2_Central | 3200 | 0.00015731
[11 empty] | c_DK2_Central | 3201 | 0.00014831
[11 empty] | c_DK2_Central | 3202 | 0.00013948
[11 empty] | c_DK2_Central | 3203 | 0.00013365
[11 empty] | c_DK2_Central | 3204 | 0.00012965
[11 empty] | c_DK2_Central | 3205 | 0.00012032
[11 empty] | c_DK2_Central | 3206 | 0.00011898
[11 empty] | c_DK2_Central | 3207 | 0.00011682
[11 empty] | c_DK2_Central | 3208 | 0.00012015
[11 empty] | c_DK2_Central | 3209 | 0.00012831
[11 empty] | c_DK2_Central | 3210 | 0.00013048
[11 empty] | c_DK2_Central | 3211 | 0.00013481
[11 empty] | c_DK2_Central | 3212 | 0.00013548
[11 empty] | c_DK2_Central | 3213 | 0.00012298
[11 empty] | c_DK2_Central | 3214 | 9.7986e-05
[11 empty] | c_DK2_Central | 3215 | 7.2489e-05
[11 empty] | c_DK2_Central | 3216 | 5.7658e-05
[11 empty] | c_DK2_Central | 3217 | 6.3157e-05
[11 empty] | c_DK2_Central | 3218 | 6.3491e-05
[11 empty] | c_DK2_Central | 3219 | 6.949e-05
[11 empty] | c_DK2_Central | 3220 | 9.4653e-05
[11 empty] | c_DK2_Central | 3221 | 0.00014515
[11 empty] | c_DK2_Central | 3222 | 0.00017081
[11 empty] | c_DK2_Central | 3223 | 0.00016864
[11 empty] | c_DK2_Central | 3224 | 0.00014981
[11 empty] | c_DK2_Central | 3225 | 0.00014131
[11 empty] | c_DK2_Central | 3226 | 0.00013281
[11 empty] | c_DK2_Central | 3227 | 0.00012731
[11 empty] | c_DK2_Central | 3228 | 0.00012348
[11 empty] | c_DK2_Central | 3229 | 0.00011432
[11 empty] | c_DK2_Central | 3230 | 0.00011282
[11 empty] | c_DK2_Central | 3231 | 0.00011065
[11 empty] | c_DK2_Central | 3232 | 0.00011398
[11 empty] | c_DK2_Central | 3233 | 0.00012182
[11 empty] | c_DK2_Central | 3234 | 0.00012415
[11 empty] | c_DK2_Central | 3235 | 0.00012798
[11 empty] | c_DK2_Central | 3236 | 0.00012898
[11 empty] | c_DK2_Central | 3237 | 0.00011715
[11 empty] | c_DK2_Central | 3238 | 9.332e-05
[11 empty] | c_DK2_Central | 3239 | 6.849e-05
[11 empty] | c_DK2_Central | 3240 | 4.7326e-05
[11 empty] | c_DK2_Central | 3241 | 5.1492e-05
[11 empty] | c_DK2_Central | 3242 | 5.2326e-05
[11 empty] | c_DK2_Central | 3243 | 5.7158e-05
[11 empty] | c_DK2_Central | 3244 | 8.2988e-05
[11 empty] | c_DK2_Central | 3245 | 0.00013531
[11 empty] | c_DK2_Central | 3246 | 0.00016414
[11 empty] | c_DK2_Central | 3247 | 0.00016131
[11 empty] | c_DK2_Central | 3248 | 0.00013731
[11 empty] | c_DK2_Central | 3249 | 0.00012981
[11 empty] | c_DK2_Central | 3250 | 0.00012048
[11 empty] | c_DK2_Central | 3251 | 0.00011432
[11 empty] | c_DK2_Central | 3252 | 0.00010932
[11 empty] | c_DK2_Central | 3253 | 9.9319e-05
[11 empty] | c_DK2_Central | 3254 | 9.5653e-05
[11 empty] | c_DK2_Central | 3255 | 9.232e-05
[11 empty] | c_DK2_Central | 3256 | 9.4486e-05
[11 empty] | c_DK2_Central | 3257 | 0.00010132
[11 empty] | c_DK2_Central | 3258 | 0.00010565
[11 empty] | c_DK2_Central | 3259 | 0.00011315
[11 empty] | c_DK2_Central | 3260 | 0.00011548
[11 empty] | c_DK2_Central | 3261 | 0.00010715
[11 empty] | c_DK2_Central | 3262 | 8.4821e-05
[11 empty] | c_DK2_Central | 3263 | 5.7991e-05
[11 empty] | c_DK2_Central | 3264 | 4.8493e-05
[11 empty] | c_DK2_Central | 3265 | 5.2159e-05
[11 empty] | c_DK2_Central | 3266 | 5.2159e-05
[11 empty] | c_DK2_Central | 3267 | 5.6825e-05
[11 empty] | c_DK2_Central | 3268 | 8.1488e-05
[11 empty] | c_DK2_Central | 3269 | 0.00013315
[11 empty] | c_DK2_Central | 3270 | 0.00016248
[11 empty] | c_DK2_Central | 3271 | 0.00016181
[11 empty] | c_DK2_Central | 3272 | 0.00013931
[11 empty] | c_DK2_Central | 3273 | 0.00013115
[11 empty] | c_DK2_Central | 3274 | 0.00012098
[11 empty] | c_DK2_Central | 3275 | 0.00011415
[11 empty] | c_DK2_Central | 3276 | 0.00011065
[11 empty] | c_DK2_Central | 3277 | 0.00010049
[11 empty] | c_DK2_Central | 3278 | 9.5819e-05
[11 empty] | c_DK2_Central | 3279 | 9.282e-05
[11 empty] | c_DK2_Central | 3280 | 9.4653e-05
[11 empty] | c_DK2_Central | 3281 | 0.00010282
[11 empty] | c_DK2_Central | 3282 | 0.00010732
[11 empty] | c_DK2_Central | 3283 | 0.00011565
[11 empty] | c_DK2_Central | 3284 | 0.00011715
[11 empty] | c_DK2_Central | 3285 | 0.00010932
[11 empty] | c_DK2_Central | 3286 | 8.5821e-05
[11 empty] | c_DK2_Central | 3287 | 5.8325e-05
[11 empty] | c_DK2_Central | 3288 | 4.7326e-05
[11 empty] | c_DK2_Central | 3289 | 4.7493e-05
[11 empty] | c_DK2_Central | 3290 | 4.516e-05
[11 empty] | c_DK2_Central | 3291 | 5.0992e-05
[11 empty] | c_DK2_Central | 3292 | 7.3822e-05
[11 empty] | c_DK2_Central | 3293 | 0.00011582
[11 empty] | c_DK2_Central | 3294 | 0.00014631
[11 empty] | c_DK2_Central | 3295 | 0.00014565
[11 empty] | c_DK2_Central | 3296 | 0.00012432
[11 empty] | c_DK2_Central | 3297 | 0.00011582
[11 empty] | c_DK2_Central | 3298 | 0.00011115
[11 empty] | c_DK2_Central | 3299 | 0.00010198
[11 empty] | c_DK2_Central | 3300 | 9.8652e-05
[11 empty] | c_DK2_Central | 3301 | 8.7987e-05
[11 empty] | c_DK2_Central | 3302 | 9.132e-05
[11 empty] | c_DK2_Central | 3303 | 8.6821e-05
[11 empty] | c_DK2_Central | 3304 | 8.8154e-05
[11 empty] | c_DK2_Central | 3305 | 9.2153e-05
[11 empty] | c_DK2_Central | 3306 | 9.6819e-05
[11 empty] | c_DK2_Central | 3307 | 0.00010182
[11 empty] | c_DK2_Central | 3308 | 0.00010315
[11 empty] | c_DK2_Central | 3309 | 9.8319e-05
[11 empty] | c_DK2_Central | 3310 | 7.7322e-05
[11 empty] | c_DK2_Central | 3311 | 5.3159e-05
[11 empty] | c_DK2_Central | 3312 | 4.0327e-05
[11 empty] | c_DK2_Central | 3313 | 4.4827e-05
[11 empty] | c_DK2_Central | 3314 | 4.616e-05
[11 empty] | c_DK2_Central | 3315 | 5.6492e-05
[11 empty] | c_DK2_Central | 3316 | 8.1321e-05
[11 empty] | c_DK2_Central | 3317 | 0.00012032
[11 empty] | c_DK2_Central | 3318 | 0.00012615
[11 empty] | c_DK2_Central | 3319 | 0.00012848
[11 empty] | c_DK2_Central | 3320 | 0.00010632
[11 empty] | c_DK2_Central | 3321 | 9.9485e-05
[11 empty] | c_DK2_Central | 3322 | 9.3986e-05
[11 empty] | c_DK2_Central | 3323 | 8.932e-05
[11 empty] | c_DK2_Central | 3324 | 8.6987e-05
[11 empty] | c_DK2_Central | 3325 | 7.8988e-05
[11 empty] | c_DK2_Central | 3326 | 7.7322e-05
[11 empty] | c_DK2_Central | 3327 | 7.4489e-05
[11 empty] | c_DK2_Central | 3328 | 7.7489e-05
[11 empty] | c_DK2_Central | 3329 | 8.3654e-05
[11 empty] | c_DK2_Central | 3330 | 8.832e-05
[11 empty] | c_DK2_Central | 3331 | 9.382e-05
[11 empty] | c_DK2_Central | 3332 | 9.5819e-05
[11 empty] | c_DK2_Central | 3333 | 9.132e-05
[11 empty] | c_DK2_Central | 3334 | 7.1656e-05
[11 empty] | c_DK2_Central | 3335 | 5.0159e-05
[11 empty] | c_DK2_Central | 3336 | 3.5661e-05
[11 empty] | c_DK2_Central | 3337 | 3.9494e-05
[11 empty] | c_DK2_Central | 3338 | 3.9661e-05
[11 empty] | c_DK2_Central | 3339 | 4.3494e-05
[11 empty] | c_DK2_Central | 3340 | 6.4324e-05
[11 empty] | c_DK2_Central | 3341 | 0.00010798
[11 empty] | c_DK2_Central | 3342 | 0.00012965
[11 empty] | c_DK2_Central | 3343 | 0.00012748
[11 empty] | c_DK2_Central | 3344 | 0.00010448
[11 empty] | c_DK2_Central | 3345 | 9.9652e-05
[11 empty] | c_DK2_Central | 3346 | 9.282e-05
[11 empty] | c_DK2_Central | 3347 | 8.8487e-05
[11 empty] | c_DK2_Central | 3348 | 8.5321e-05
[11 empty] | c_DK2_Central | 3349 | 7.5822e-05
[11 empty] | c_DK2_Central | 3350 | 7.3822e-05
[11 empty] | c_DK2_Central | 3351 | 7.0323e-05
[11 empty] | c_DK2_Central | 3352 | 7.2323e-05
[11 empty] | c_DK2_Central | 3353 | 7.8155e-05
[11 empty] | c_DK2_Central | 3354 | 8.0988e-05
[11 empty] | c_DK2_Central | 3355 | 8.7154e-05
[11 empty] | c_DK2_Central | 3356 | 9.0487e-05
[11 empty] | c_DK2_Central | 3357 | 8.3654e-05
[11 empty] | c_DK2_Central | 3358 | 6.699e-05
[11 empty] | c_DK2_Central | 3359 | 4.5327e-05
[11 empty] | c_DK2_Central | 3360 | 3.3328e-05
[11 empty] | c_DK2_Central | 3361 | 3.7161e-05
[11 empty] | c_DK2_Central | 3362 | 3.6995e-05
[11 empty] | c_DK2_Central | 3363 | 4.0494e-05
[11 empty] | c_DK2_Central | 3364 | 6.1324e-05
[11 empty] | c_DK2_Central | 3365 | 0.00010398
[11 empty] | c_DK2_Central | 3366 | 0.00012548
[11 empty] | c_DK2_Central | 3367 | 0.00012332
[11 empty] | c_DK2_Central | 3368 | 0.00010198
[11 empty] | c_DK2_Central | 3369 | 9.7486e-05
[11 empty] | c_DK2_Central | 3370 | 9.0653e-05
[11 empty] | c_DK2_Central | 3371 | 8.6821e-05
[11 empty] | c_DK2_Central | 3372 | 8.3654e-05
[11 empty] | c_DK2_Central | 3373 | 7.3656e-05
[11 empty] | c_DK2_Central | 3374 | 7.0823e-05
[11 empty] | c_DK2_Central | 3375 | 6.6657e-05
[11 empty] | c_DK2_Central | 3376 | 6.8157e-05
[11 empty] | c_DK2_Central | 3377 | 7.4156e-05
[11 empty] | c_DK2_Central | 3378 | 7.6655e-05
[11 empty] | c_DK2_Central | 3379 | 8.2488e-05
[11 empty] | c_DK2_Central | 3380 | 8.5487e-05
[11 empty] | c_DK2_Central | 3381 | 7.8655e-05
[11 empty] | c_DK2_Central | 3382 | 6.3157e-05
[11 empty] | c_DK2_Central | 3383 | 4.266e-05
[11 empty] | c_DK2_Central | 3384 | 3.9161e-05
[11 empty] | c_DK2_Central | 3385 | 4.266e-05
[11 empty] | c_DK2_Central | 3386 | 4.316e-05
[11 empty] | c_DK2_Central | 3387 | 4.6993e-05
[11 empty] | c_DK2_Central | 3388 | 6.949e-05
[11 empty] | c_DK2_Central | 3389 | 0.00011548
[11 empty] | c_DK2_Central | 3390 | 0.00013998
[11 empty] | c_DK2_Central | 3391 | 0.00013731
[11 empty] | c_DK2_Central | 3392 | 0.00011582
[11 empty] | c_DK2_Central | 3393 | 0.00010948
[11 empty] | c_DK2_Central | 3394 | 0.00010215
[11 empty] | c_DK2_Central | 3395 | 9.6986e-05
[11 empty] | c_DK2_Central | 3396 | 9.3153e-05
[11 empty] | c_DK2_Central | 3397 | 8.3654e-05
[11 empty] | c_DK2_Central | 3398 | 8.0655e-05
[11 empty] | c_DK2_Central | 3399 | 7.7322e-05
[11 empty] | c_DK2_Central | 3400 | 7.8988e-05
[11 empty] | c_DK2_Central | 3401 | 8.5154e-05
[11 empty] | c_DK2_Central | 3402 | 8.8654e-05
[11 empty] | c_DK2_Central | 3403 | 9.4986e-05
[11 empty] | c_DK2_Central | 3404 | 9.7319e-05
[11 empty] | c_DK2_Central | 3405 | 9.0153e-05
[11 empty] | c_DK2_Central | 3406 | 7.1656e-05
[11 empty] | c_DK2_Central | 3407 | 4.8493e-05
[11 empty] | c_DK2_Central | 3408 | 3.9994e-05
[11 empty] | c_DK2_Central | 3409 | 4.366e-05
[11 empty] | c_DK2_Central | 3410 | 4.4327e-05
[11 empty] | c_DK2_Central | 3411 | 4.8326e-05
[11 empty] | c_DK2_Central | 3412 | 7.099e-05
[11 empty] | c_DK2_Central | 3413 | 0.00011782
[11 empty] | c_DK2_Central | 3414 | 0.00014281
[11 empty] | c_DK2_Central | 3415 | 0.00014015
[11 empty] | c_DK2_Central | 3416 | 0.00011832
[11 empty] | c_DK2_Central | 3417 | 0.00011198
[11 empty] | c_DK2_Central | 3418 | 0.00010432
[11 empty] | c_DK2_Central | 3419 | 9.9152e-05
[11 empty] | c_DK2_Central | 3420 | 9.4986e-05
[11 empty] | c_DK2_Central | 3421 | 8.5487e-05
[11 empty] | c_DK2_Central | 3422 | 8.2321e-05
[11 empty] | c_DK2_Central | 3423 | 7.9155e-05
[11 empty] | c_DK2_Central | 3424 | 8.0988e-05
[11 empty] | c_DK2_Central | 3425 | 8.732e-05
[11 empty] | c_DK2_Central | 3426 | 9.0653e-05
[11 empty] | c_DK2_Central | 3427 | 9.7152e-05
[11 empty] | c_DK2_Central | 3428 | 9.9485e-05
[11 empty] | c_DK2_Central | 3429 | 9.2153e-05
[11 empty] | c_DK2_Central | 3430 | 7.2823e-05
[11 empty] | c_DK2_Central | 3431 | 4.9493e-05
[11 empty] | c_DK2_Central | 3432 | 4.2827e-05
[11 empty] | c_DK2_Central | 3433 | 4.5993e-05
[11 empty] | c_DK2_Central | 3434 | 4.5827e-05
[11 empty] | c_DK2_Central | 3435 | 4.9826e-05
[11 empty] | c_DK2_Central | 3436 | 7.2156e-05
[11 empty] | c_DK2_Central | 3437 | 0.00011965
[11 empty] | c_DK2_Central | 3438 | 0.00014565
[11 empty] | c_DK2_Central | 3439 | 0.00014531
[11 empty] | c_DK2_Central | 3440 | 0.00012415
[11 empty] | c_DK2_Central | 3441 | 0.00011732
[11 empty] | c_DK2_Central | 3442 | 0.00010815
[11 empty] | c_DK2_Central | 3443 | 0.00010215
[11 empty] | c_DK2_Central | 3444 | 9.9152e-05
[11 empty] | c_DK2_Central | 3445 | 8.9653e-05
[11 empty] | c_DK2_Central | 3446 | 8.5487e-05
[11 empty] | c_DK2_Central | 3447 | 8.2321e-05
[11 empty] | c_DK2_Central | 3448 | 8.3821e-05
[11 empty] | c_DK2_Central | 3449 | 9.132e-05
[11 empty] | c_DK2_Central | 3450 | 9.5319e-05
[11 empty] | c_DK2_Central | 3451 | 0.00010282
[11 empty] | c_DK2_Central | 3452 | 0.00010465
[11 empty] | c_DK2_Central | 3453 | 9.7486e-05
[11 empty] | c_DK2_Central | 3454 | 7.6489e-05
[11 empty] | c_DK2_Central | 3455 | 5.1826e-05
[11 empty] | c_DK2_Central | 3456 | 4.6993e-05
[11 empty] | c_DK2_Central | 3457 | 4.7326e-05
[11 empty] | c_DK2_Central | 3458 | 4.466e-05
[11 empty] | c_DK2_Central | 3459 | 5.0659e-05
[11 empty] | c_DK2_Central | 3460 | 7.3323e-05
[11 empty] | c_DK2_Central | 3461 | 0.00011515
[11 empty] | c_DK2_Central | 3462 | 0.00014548
[11 empty] | c_DK2_Central | 3463 | 0.00014498
[11 empty] | c_DK2_Central | 3464 | 0.00012348
[11 empty] | c_DK2_Central | 3465 | 0.00011498
[11 empty] | c_DK2_Central | 3466 | 0.00011065
[11 empty] | c_DK2_Central | 3467 | 0.00010132
[11 empty] | c_DK2_Central | 3468 | 9.8152e-05
[11 empty] | c_DK2_Central | 3469 | 8.732e-05
[11 empty] | c_DK2_Central | 3470 | 9.082e-05
[11 empty] | c_DK2_Central | 3471 | 8.6321e-05
[11 empty] | c_DK2_Central | 3472 | 8.7487e-05
[11 empty] | c_DK2_Central | 3473 | 9.132e-05
[11 empty] | c_DK2_Central | 3474 | 9.6319e-05
[11 empty] | c_DK2_Central | 3475 | 0.00010132
[11 empty] | c_DK2_Central | 3476 | 0.00010265
[11 empty] | c_DK2_Central | 3477 | 9.7819e-05
[11 empty] | c_DK2_Central | 3478 | 7.6989e-05
[11 empty] | c_DK2_Central | 3479 | 5.2659e-05
[11 empty] | c_DK2_Central | 3480 | 4.516e-05
[11 empty] | c_DK2_Central | 3481 | 5.0159e-05
[11 empty] | c_DK2_Central | 3482 | 5.1659e-05
[11 empty] | c_DK2_Central | 3483 | 6.2991e-05
[11 empty] | c_DK2_Central | 3484 | 9.0653e-05
[11 empty] | c_DK2_Central | 3485 | 0.00013381
[11 empty] | c_DK2_Central | 3486 | 0.00013998
[11 empty] | c_DK2_Central | 3487 | 0.00014231
[11 empty] | c_DK2_Central | 3488 | 0.00011832
[11 empty] | c_DK2_Central | 3489 | 0.00011048
[11 empty] | c_DK2_Central | 3490 | 0.00010432
[11 empty] | c_DK2_Central | 3491 | 9.8985e-05
[11 empty] | c_DK2_Central | 3492 | 9.6319e-05
[11 empty] | c_DK2_Central | 3493 | 8.782e-05
[11 empty] | c_DK2_Central | 3494 | 8.6154e-05
[11 empty] | c_DK2_Central | 3495 | 8.3321e-05
[11 empty] | c_DK2_Central | 3496 | 8.6654e-05
[11 empty] | c_DK2_Central | 3497 | 9.3153e-05
[11 empty] | c_DK2_Central | 3498 | 9.8486e-05
[11 empty] | c_DK2_Central | 3499 | 0.00010465
[11 empty] | c_DK2_Central | 3500 | 0.00010698
[11 empty] | c_DK2_Central | 3501 | 0.00010165
[11 empty] | c_DK2_Central | 3502 | 7.9988e-05
[11 empty] | c_DK2_Central | 3503 | 5.6158e-05
[11 empty] | c_DK2_Central | 3504 | 4.3994e-05
[11 empty] | c_DK2_Central | 3505 | 4.8326e-05
[11 empty] | c_DK2_Central | 3506 | 4.8993e-05
[11 empty] | c_DK2_Central | 3507 | 5.3825e-05
[11 empty] | c_DK2_Central | 3508 | 7.7489e-05
[11 empty] | c_DK2_Central | 3509 | 0.00012715
[11 empty] | c_DK2_Central | 3510 | 0.00015331
[11 empty] | c_DK2_Central | 3511 | 0.00015064
[11 empty] | c_DK2_Central | 3512 | 0.00012565
[11 empty] | c_DK2_Central | 3513 | 0.00011898
[11 empty] | c_DK2_Central | 3514 | 0.00011065
[11 empty] | c_DK2_Central | 3515 | 0.00010515
[11 empty] | c_DK2_Central | 3516 | 0.00010099
[11 empty] | c_DK2_Central | 3517 | 9.132e-05
[11 empty] | c_DK2_Central | 3518 | 8.8654e-05
[11 empty] | c_DK2_Central | 3519 | 8.5987e-05
[11 empty] | c_DK2_Central | 3520 | 8.7987e-05
[11 empty] | c_DK2_Central | 3521 | 9.4986e-05
[11 empty] | c_DK2_Central | 3522 | 9.8819e-05
[11 empty] | c_DK2_Central | 3523 | 0.00010598
[11 empty] | c_DK2_Central | 3524 | 0.00010915
[11 empty] | c_DK2_Central | 3525 | 0.00010099
[11 empty] | c_DK2_Central | 3526 | 8.0488e-05
[11 empty] | c_DK2_Central | 3527 | 5.4825e-05
[11 empty] | c_DK2_Central | 3528 | 4.816e-05
[11 empty] | c_DK2_Central | 3529 | 5.2492e-05
[11 empty] | c_DK2_Central | 3530 | 5.3159e-05
[11 empty] | c_DK2_Central | 3531 | 5.8158e-05
[11 empty] | c_DK2_Central | 3532 | 8.3154e-05
[11 empty] | c_DK2_Central | 3533 | 0.00013431
[11 empty] | c_DK2_Central | 3534 | 0.00016148
[11 empty] | c_DK2_Central | 3535 | 0.00015864
[11 empty] | c_DK2_Central | 3536 | 0.00013631
[11 empty] | c_DK2_Central | 3537 | 0.00012881
[11 empty] | c_DK2_Central | 3538 | 0.00011982
[11 empty] | c_DK2_Central | 3539 | 0.00011415
[11 empty] | c_DK2_Central | 3540 | 0.00010965
[11 empty] | c_DK2_Central | 3541 | 9.9652e-05
[11 empty] | c_DK2_Central | 3542 | 9.6486e-05
[11 empty] | c_DK2_Central | 3543 | 9.3653e-05
[11 empty] | c_DK2_Central | 3544 | 9.5986e-05
[11 empty] | c_DK2_Central | 3545 | 0.00010315
[11 empty] | c_DK2_Central | 3546 | 0.00010648
[11 empty] | c_DK2_Central | 3547 | 0.00011315
[11 empty] | c_DK2_Central | 3548 | 0.00011532
[11 empty] | c_DK2_Central | 3549 | 0.00010615
[11 empty] | c_DK2_Central | 3550 | 8.4321e-05
[11 empty] | c_DK2_Central | 3551 | 5.8658e-05
[11 empty] | c_DK2_Central | 3552 | 5.1159e-05
[11 empty] | c_DK2_Central | 3553 | 5.5825e-05
[11 empty] | c_DK2_Central | 3554 | 5.6325e-05
[11 empty] | c_DK2_Central | 3555 | 6.1991e-05
[11 empty] | c_DK2_Central | 3556 | 8.7654e-05
[11 empty] | c_DK2_Central | 3557 | 0.00013965
[11 empty] | c_DK2_Central | 3558 | 0.00016781
[11 empty] | c_DK2_Central | 3559 | 0.00016498
[11 empty] | c_DK2_Central | 3560 | 0.00014281
[11 empty] | c_DK2_Central | 3561 | 0.00013448
[11 empty] | c_DK2_Central | 3562 | 0.00012548
[11 empty] | c_DK2_Central | 3563 | 0.00011948
[11 empty] | c_DK2_Central | 3564 | 0.00011498
[11 empty] | c_DK2_Central | 3565 | 0.00010515
[11 empty] | c_DK2_Central | 3566 | 0.00010232
[11 empty] | c_DK2_Central | 3567 | 9.9485e-05
[11 empty] | c_DK2_Central | 3568 | 0.00010182
[11 empty] | c_DK2_Central | 3569 | 0.00010915
[11 empty] | c_DK2_Central | 3570 | 0.00011298
[11 empty] | c_DK2_Central | 3571 | 0.00011915
[11 empty] | c_DK2_Central | 3572 | 0.00012098
[11 empty] | c_DK2_Central | 3573 | 0.00011132
[11 empty] | c_DK2_Central | 3574 | 8.8487e-05
[11 empty] | c_DK2_Central | 3575 | 6.1824e-05
[11 empty] | c_DK2_Central | 3576 | 4.6327e-05
[11 empty] | c_DK2_Central | 3577 | 5.0493e-05
[11 empty] | c_DK2_Central | 3578 | 5.1159e-05
[11 empty] | c_DK2_Central | 3579 | 5.5992e-05
[11 empty] | c_DK2_Central | 3580 | 8.1321e-05
[11 empty] | c_DK2_Central | 3581 | 0.00013315
[11 empty] | c_DK2_Central | 3582 | 0.00016131
[11 empty] | c_DK2_Central | 3583 | 0.00015831
[11 empty] | c_DK2_Central | 3584 | 0.00013481
[11 empty] | c_DK2_Central | 3585 | 0.00012731
[11 empty] | c_DK2_Central | 3586 | 0.00011832
[11 empty] | c_DK2_Central | 3587 | 0.00011232
[11 empty] | c_DK2_Central | 3588 | 0.00010748
[11 empty] | c_DK2_Central | 3589 | 9.7319e-05
[11 empty] | c_DK2_Central | 3590 | 9.382e-05
[11 empty] | c_DK2_Central | 3591 | 9.0653e-05
[11 empty] | c_DK2_Central | 3592 | 9.2653e-05
[11 empty] | c_DK2_Central | 3593 | 9.9652e-05
[11 empty] | c_DK2_Central | 3594 | 0.00010365
[11 empty] | c_DK2_Central | 3595 | 0.00011098
[11 empty] | c_DK2_Central | 3596 | 0.00011315
[11 empty] | c_DK2_Central | 3597 | 0.00010498
[11 empty] | c_DK2_Central | 3598 | 8.3154e-05
[11 empty] | c_DK2_Central | 3599 | 5.6825e-05
[11 empty] | c_DK2_Central | 3600 | 4.216e-05
[11 empty] | c_DK2_Central | 3601 | 4.5327e-05
[11 empty] | c_DK2_Central | 3602 | 4.516e-05
[11 empty] | c_DK2_Central | 3603 | 4.9159e-05
[11 empty] | c_DK2_Central | 3604 | 7.1323e-05
[11 empty] | c_DK2_Central | 3605 | 0.00011815
[11 empty] | c_DK2_Central | 3606 | 0.00014381
[11 empty] | c_DK2_Central | 3607 | 0.00014348
[11 empty] | c_DK2_Central | 3608 | 0.00012248
[11 empty] | c_DK2_Central | 3609 | 0.00011548
[11 empty] | c_DK2_Central | 3610 | 0.00010665
[11 empty] | c_DK2_Central | 3611 | 0.00010099
[11 empty] | c_DK2_Central | 3612 | 9.8152e-05
[11 empty] | c_DK2_Central | 3613 | 8.8487e-05
[11 empty] | c_DK2_Central | 3614 | 8.4321e-05
[11 empty] | c_DK2_Central | 3615 | 8.1155e-05
[11 empty] | c_DK2_Central | 3616 | 8.2821e-05
[11 empty] | c_DK2_Central | 3617 | 9.0153e-05
[11 empty] | c_DK2_Central | 3618 | 9.3986e-05
[11 empty] | c_DK2_Central | 3619 | 0.00010132
[11 empty] | c_DK2_Central | 3620 | 0.00010315
[11 empty] | c_DK2_Central | 3621 | 9.5986e-05
[11 empty] | c_DK2_Central | 3622 | 7.5489e-05
[11 empty] | c_DK2_Central | 3623 | 5.1159e-05
[11 empty] | c_DK2_Central | 3624 | 4.0994e-05
[11 empty] | c_DK2_Central | 3625 | 4.1494e-05
[11 empty] | c_DK2_Central | 3626 | 3.8661e-05
[11 empty] | c_DK2_Central | 3627 | 4.3994e-05
[11 empty] | c_DK2_Central | 3628 | 6.4491e-05
[11 empty] | c_DK2_Central | 3629 | 0.00010198
[11 empty] | c_DK2_Central | 3630 | 0.00012931
[11 empty] | c_DK2_Central | 3631 | 0.00012915
[11 empty] | c_DK2_Central | 3632 | 0.00010882
[11 empty] | c_DK2_Central | 3633 | 0.00010182
[11 empty] | c_DK2_Central | 3634 | 9.8152e-05
[11 empty] | c_DK2_Central | 3635 | 8.9987e-05
[11 empty] | c_DK2_Central | 3636 | 8.6987e-05
[11 empty] | c_DK2_Central | 3637 | 7.7322e-05
[11 empty] | c_DK2_Central | 3638 | 8.0488e-05
[11 empty] | c_DK2_Central | 3639 | 7.6155e-05
[11 empty] | c_DK2_Central | 3640 | 7.7322e-05
[11 empty] | c_DK2_Central | 3641 | 8.0655e-05
[11 empty] | c_DK2_Central | 3642 | 8.4488e-05
[11 empty] | c_DK2_Central | 3643 | 8.8987e-05
[11 empty] | c_DK2_Central | 3644 | 9.0487e-05
[11 empty] | c_DK2_Central | 3645 | 8.6154e-05
[11 empty] | c_DK2_Central | 3646 | 6.7657e-05
[11 empty] | c_DK2_Central | 3647 | 4.616e-05
[11 empty] | c_DK2_Central | 3648 | 3.5161e-05
[11 empty] | c_DK2_Central | 3649 | 3.9328e-05
[11 empty] | c_DK2_Central | 3650 | 4.0661e-05
[11 empty] | c_DK2_Central | 3651 | 4.9659e-05
[11 empty] | c_DK2_Central | 3652 | 7.2323e-05
[11 empty] | c_DK2_Central | 3653 | 0.00010765
[11 empty] | c_DK2_Central | 3654 | 0.00011315
[11 empty] | c_DK2_Central | 3655 | 0.00011548
[11 empty] | c_DK2_Central | 3656 | 9.4153e-05
[11 empty] | c_DK2_Central | 3657 | 8.8654e-05
[11 empty] | c_DK2_Central | 3658 | 8.3988e-05
[11 empty] | c_DK2_Central | 3659 | 7.9822e-05
[11 empty] | c_DK2_Central | 3660 | 7.7989e-05
[11 empty] | c_DK2_Central | 3661 | 7.0156e-05
[11 empty] | c_DK2_Central | 3662 | 6.849e-05
[11 empty] | c_DK2_Central | 3663 | 6.5324e-05
[11 empty] | c_DK2_Central | 3664 | 6.8157e-05
[11 empty] | c_DK2_Central | 3665 | 7.3656e-05
[11 empty] | c_DK2_Central | 3666 | 7.7489e-05
[11 empty] | c_DK2_Central | 3667 | 8.2321e-05
[11 empty] | c_DK2_Central | 3668 | 8.4654e-05
[11 empty] | c_DK2_Central | 3669 | 8.0988e-05
[11 empty] | c_DK2_Central | 3670 | 6.3657e-05
[11 empty] | c_DK2_Central | 3671 | 4.4327e-05
[11 empty] | c_DK2_Central | 3672 | 3.0329e-05
[11 empty] | c_DK2_Central | 3673 | 3.4162e-05
[11 empty] | c_DK2_Central | 3674 | 3.3828e-05
[11 empty] | c_DK2_Central | 3675 | 3.6661e-05
[11 empty] | c_DK2_Central | 3676 | 5.6158e-05
[11 empty] | c_DK2_Central | 3677 | 9.7486e-05
[11 empty] | c_DK2_Central | 3678 | 0.00011665
[11 empty] | c_DK2_Central | 3679 | 0.00011482
[11 empty] | c_DK2_Central | 3680 | 9.1653e-05
[11 empty] | c_DK2_Central | 3681 | 8.8154e-05
[11 empty] | c_DK2_Central | 3682 | 8.2155e-05
[11 empty] | c_DK2_Central | 3683 | 7.8822e-05
[11 empty] | c_DK2_Central | 3684 | 7.6489e-05
[11 empty] | c_DK2_Central | 3685 | 6.6157e-05
[11 empty] | c_DK2_Central | 3686 | 6.4324e-05
[11 empty] | c_DK2_Central | 3687 | 5.9991e-05
[11 empty] | c_DK2_Central | 3688 | 6.1824e-05
[11 empty] | c_DK2_Central | 3689 | 6.7323e-05
[11 empty] | c_DK2_Central | 3690 | 6.9323e-05
[11 empty] | c_DK2_Central | 3691 | 7.4822e-05
[11 empty] | c_DK2_Central | 3692 | 7.8822e-05
[11 empty] | c_DK2_Central | 3693 | 7.2489e-05
[11 empty] | c_DK2_Central | 3694 | 5.8491e-05
[11 empty] | c_DK2_Central | 3695 | 3.9494e-05
[11 empty] | c_DK2_Central | 3696 | 3.1495e-05
[11 empty] | c_DK2_Central | 3697 | 3.4995e-05
[11 empty] | c_DK2_Central | 3698 | 3.4995e-05
[11 empty] | c_DK2_Central | 3699 | 3.7994e-05
[11 empty] | c_DK2_Central | 3700 | 5.8158e-05
[11 empty] | c_DK2_Central | 3701 | 9.9819e-05
[11 empty] | c_DK2_Central | 3702 | 0.00012048
[11 empty] | c_DK2_Central | 3703 | 0.00011815
[11 empty] | c_DK2_Central | 3704 | 9.7319e-05
[11 empty] | c_DK2_Central | 3705 | 9.282e-05
[11 empty] | c_DK2_Central | 3706 | 8.6821e-05
[11 empty] | c_DK2_Central | 3707 | 8.2988e-05
[11 empty] | c_DK2_Central | 3708 | 8.0155e-05
[11 empty] | c_DK2_Central | 3709 | 6.9823e-05
[11 empty] | c_DK2_Central | 3710 | 6.749e-05
[11 empty] | c_DK2_Central | 3711 | 6.3157e-05
[11 empty] | c_DK2_Central | 3712 | 6.4491e-05
[11 empty] | c_DK2_Central | 3713 | 6.999e-05
[11 empty] | c_DK2_Central | 3714 | 7.2323e-05
[11 empty] | c_DK2_Central | 3715 | 7.7989e-05
[11 empty] | c_DK2_Central | 3716 | 8.1155e-05
[11 empty] | c_DK2_Central | 3717 | 7.4822e-05
[11 empty] | c_DK2_Central | 3718 | 5.9991e-05
[11 empty] | c_DK2_Central | 3719 | 4.0494e-05
[11 empty] | c_DK2_Central | 3720 | 2.7663e-05
[11 empty] | c_DK2_Central | 3721 | 3.1162e-05
[11 empty] | c_DK2_Central | 3722 | 3.0662e-05
[11 empty] | c_DK2_Central | 3723 | 3.3495e-05
[11 empty] | c_DK2_Central | 3724 | 5.1992e-05
[11 empty] | c_DK2_Central | 3725 | 9.1487e-05
[11 empty] | c_DK2_Central | 3726 | 0.00010948
[11 empty] | c_DK2_Central | 3727 | 0.00010765
[11 empty] | c_DK2_Central | 3728 | 8.732e-05
[11 empty] | c_DK2_Central | 3729 | 8.3821e-05
[11 empty] | c_DK2_Central | 3730 | 7.8155e-05
[11 empty] | c_DK2_Central | 3731 | 7.5156e-05
[11 empty] | c_DK2_Central | 3732 | 7.2656e-05
[11 empty] | c_DK2_Central | 3733 | 6.2491e-05
[11 empty] | c_DK2_Central | 3734 | 5.9825e-05
[11 empty] | c_DK2_Central | 3735 | 5.5492e-05
[11 empty] | c_DK2_Central | 3736 | 5.6492e-05
[11 empty] | c_DK2_Central | 3737 | 6.1991e-05
[11 empty] | c_DK2_Central | 3738 | 6.3824e-05
[11 empty] | c_DK2_Central | 3739 | 6.849e-05
[11 empty] | c_DK2_Central | 3740 | 7.1989e-05
[11 empty] | c_DK2_Central | 3741 | 6.6324e-05
[11 empty] | c_DK2_Central | 3742 | 5.3492e-05
[11 empty] | c_DK2_Central | 3743 | 3.5828e-05
[11 empty] | c_DK2_Central | 3744 | 2.6996e-05
[11 empty] | c_DK2_Central | 3745 | 3.0496e-05
[11 empty] | c_DK2_Central | 3746 | 2.9996e-05
[11 empty] | c_DK2_Central | 3747 | 3.2662e-05
[11 empty] | c_DK2_Central | 3748 | 5.0659e-05
[11 empty] | c_DK2_Central | 3749 | 8.932e-05
[11 empty] | c_DK2_Central | 3750 | 0.00010698
[11 empty] | c_DK2_Central | 3751 | 0.00010532
[11 empty] | c_DK2_Central | 3752 | 8.5321e-05
[11 empty] | c_DK2_Central | 3753 | 8.1988e-05
[11 empty] | c_DK2_Central | 3754 | 7.6822e-05
[11 empty] | c_DK2_Central | 3755 | 7.3656e-05
[11 empty] | c_DK2_Central | 3756 | 7.1489e-05
[11 empty] | c_DK2_Central | 3757 | 6.0991e-05
[11 empty] | c_DK2_Central | 3758 | 5.8491e-05
[11 empty] | c_DK2_Central | 3759 | 5.4325e-05
[11 empty] | c_DK2_Central | 3760 | 5.5159e-05
[11 empty] | c_DK2_Central | 3761 | 6.0324e-05
[11 empty] | c_DK2_Central | 3762 | 6.1991e-05
[11 empty] | c_DK2_Central | 3763 | 6.6657e-05
[11 empty] | c_DK2_Central | 3764 | 7.0156e-05
[11 empty] | c_DK2_Central | 3765 | 6.4491e-05
[11 empty] | c_DK2_Central | 3766 | 5.2159e-05
[11 empty] | c_DK2_Central | 3767 | 3.4828e-05
[11 empty] | c_DK2_Central | 3768 | 2.9662e-05
[11 empty] | c_DK2_Central | 3769 | 3.2495e-05
[11 empty] | c_DK2_Central | 3770 | 3.1829e-05
[11 empty] | c_DK2_Central | 3771 | 3.4495e-05
[11 empty] | c_DK2_Central | 3772 | 5.2992e-05
[11 empty] | c_DK2_Central | 3773 | 9.2986e-05
[11 empty] | c_DK2_Central | 3774 | 0.00011132
[11 empty] | c_DK2_Central | 3775 | 0.00011165
[11 empty] | c_DK2_Central | 3776 | 9.182e-05
[11 empty] | c_DK2_Central | 3777 | 8.832e-05
[11 empty] | c_DK2_Central | 3778 | 8.1155e-05
[11 empty] | c_DK2_Central | 3779 | 7.7322e-05
[11 empty] | c_DK2_Central | 3780 | 7.5489e-05
[11 empty] | c_DK2_Central | 3781 | 6.5657e-05
[11 empty] | c_DK2_Central | 3782 | 6.2158e-05
[11 empty] | c_DK2_Central | 3783 | 5.7825e-05
[11 empty] | c_DK2_Central | 3784 | 5.8658e-05
[11 empty] | c_DK2_Central | 3785 | 6.499e-05
[11 empty] | c_DK2_Central | 3786 | 6.749e-05
[11 empty] | c_DK2_Central | 3787 | 7.3489e-05
[11 empty] | c_DK2_Central | 3788 | 7.5989e-05
[11 empty] | c_DK2_Central | 3789 | 7.0656e-05
[11 empty] | c_DK2_Central | 3790 | 5.6492e-05
[11 empty] | c_DK2_Central | 3791 | 3.7494e-05
[11 empty] | c_DK2_Central | 3792 | 3.3162e-05
[11 empty] | c_DK2_Central | 3793 | 3.3995e-05
[11 empty] | c_DK2_Central | 3794 | 3.0662e-05
[11 empty] | c_DK2_Central | 3795 | 3.5495e-05
[11 empty] | c_DK2_Central | 3796 | 5.3825e-05
[11 empty] | c_DK2_Central | 3797 | 8.7987e-05
[11 empty] | c_DK2_Central | 3798 | 0.00011248
[11 empty] | c_DK2_Central | 3799 | 0.00011198
[11 empty] | c_DK2_Central | 3800 | 9.1986e-05
[11 empty] | c_DK2_Central | 3801 | 8.732e-05
[11 empty] | c_DK2_Central | 3802 | 8.4321e-05
[11 empty] | c_DK2_Central | 3803 | 7.6822e-05
[11 empty] | c_DK2_Central | 3804 | 7.4656e-05
[11 empty] | c_DK2_Central | 3805 | 6.499e-05
[11 empty] | c_DK2_Central | 3806 | 6.8657e-05
[11 empty] | c_DK2_Central | 3807 | 6.3157e-05
[11 empty] | c_DK2_Central | 3808 | 6.4157e-05
[11 empty] | c_DK2_Central | 3809 | 6.6324e-05
[11 empty] | c_DK2_Central | 3810 | 6.8823e-05
[11 empty] | c_DK2_Central | 3811 | 7.2656e-05
[11 empty] | c_DK2_Central | 3812 | 7.4822e-05
[11 empty] | c_DK2_Central | 3813 | 7.1489e-05
[11 empty] | c_DK2_Central | 3814 | 5.6658e-05
[11 empty] | c_DK2_Central | 3815 | 3.7994e-05
[11 empty] | c_DK2_Central | 3816 | 3.3828e-05
[11 empty] | c_DK2_Central | 3817 | 3.7994e-05
[11 empty] | c_DK2_Central | 3818 | 3.9494e-05
[11 empty] | c_DK2_Central | 3819 | 4.8326e-05
[11 empty] | c_DK2_Central | 3820 | 7.0656e-05
[11 empty] | c_DK2_Central | 3821 | 0.00010598
[11 empty] | c_DK2_Central | 3822 | 0.00011115
[11 empty] | c_DK2_Central | 3823 | 0.00011315
[11 empty] | c_DK2_Central | 3824 | 9.132e-05
[11 empty] | c_DK2_Central | 3825 | 8.6821e-05
[11 empty] | c_DK2_Central | 3826 | 8.1988e-05
[11 empty] | c_DK2_Central | 3827 | 7.7822e-05
[11 empty] | c_DK2_Central | 3828 | 7.5989e-05
[11 empty] | c_DK2_Central | 3829 | 6.799e-05
[11 empty] | c_DK2_Central | 3830 | 6.6324e-05
[11 empty] | c_DK2_Central | 3831 | 6.2657e-05
[11 empty] | c_DK2_Central | 3832 | 6.5324e-05
[11 empty] | c_DK2_Central | 3833 | 7.099e-05
[11 empty] | c_DK2_Central | 3834 | 7.4489e-05
[11 empty] | c_DK2_Central | 3835 | 7.8988e-05
[11 empty] | c_DK2_Central | 3836 | 8.1988e-05
[11 empty] | c_DK2_Central | 3837 | 7.8488e-05
[11 empty] | c_DK2_Central | 3838 | 6.1824e-05
[11 empty] | c_DK2_Central | 3839 | 4.2994e-05
[11 empty] | c_DK2_Central | 3840 | 3.4662e-05
[11 empty] | c_DK2_Central | 3841 | 3.8161e-05
[11 empty] | c_DK2_Central | 3842 | 3.8328e-05
[11 empty] | c_DK2_Central | 3843 | 4.1994e-05
[11 empty] | c_DK2_Central | 3844 | 6.2324e-05
[11 empty] | c_DK2_Central | 3845 | 0.00010515
[11 empty] | c_DK2_Central | 3846 | 0.00012648
[11 empty] | c_DK2_Central | 3847 | 0.00012432
[11 empty] | c_DK2_Central | 3848 | 0.00010165
[11 empty] | c_DK2_Central | 3849 | 9.6986e-05
[11 empty] | c_DK2_Central | 3850 | 9.032e-05
[11 empty] | c_DK2_Central | 3851 | 8.6321e-05
[11 empty] | c_DK2_Central | 3852 | 8.3154e-05
[11 empty] | c_DK2_Central | 3853 | 7.3822e-05
[11 empty] | c_DK2_Central | 3854 | 7.1656e-05
[11 empty] | c_DK2_Central | 3855 | 6.8657e-05
[11 empty] | c_DK2_Central | 3856 | 7.0323e-05
[11 empty] | c_DK2_Central | 3857 | 7.6155e-05
[11 empty] | c_DK2_Central | 3858 | 7.8822e-05
[11 empty] | c_DK2_Central | 3859 | 8.4654e-05
[11 empty] | c_DK2_Central | 3860 | 8.8154e-05
[11 empty] | c_DK2_Central | 3861 | 8.1155e-05
[11 empty] | c_DK2_Central | 3862 | 6.499e-05
[11 empty] | c_DK2_Central | 3863 | 4.3994e-05
[11 empty] | c_DK2_Central | 3864 | 3.0995e-05
[11 empty] | c_DK2_Central | 3865 | 3.4495e-05
[11 empty] | c_DK2_Central | 3866 | 3.4495e-05
[11 empty] | c_DK2_Central | 3867 | 3.7494e-05
[11 empty] | c_DK2_Central | 3868 | 5.7492e-05
[11 empty] | c_DK2_Central | 3869 | 9.8652e-05
[11 empty] | c_DK2_Central | 3870 | 0.00011898
[11 empty] | c_DK2_Central | 3871 | 0.00011698
[11 empty] | c_DK2_Central | 3872 | 9.5986e-05
[11 empty] | c_DK2_Central | 3873 | 9.182e-05
[11 empty] | c_DK2_Central | 3874 | 8.5654e-05
[11 empty] | c_DK2_Central | 3875 | 8.2155e-05
[11 empty] | c_DK2_Central | 3876 | 7.9322e-05
[11 empty] | c_DK2_Central | 3877 | 6.9323e-05
[11 empty] | c_DK2_Central | 3878 | 6.6657e-05
[11 empty] | c_DK2_Central | 3879 | 6.2324e-05
[11 empty] | c_DK2_Central | 3880 | 6.3491e-05
[11 empty] | c_DK2_Central | 3881 | 6.9156e-05
[11 empty] | c_DK2_Central | 3882 | 7.1656e-05
[11 empty] | c_DK2_Central | 3883 | 7.6822e-05
[11 empty] | c_DK2_Central | 3884 | 8.0155e-05
[11 empty] | c_DK2_Central | 3885 | 7.3822e-05
[11 empty] | c_DK2_Central | 3886 | 5.9158e-05
[11 empty] | c_DK2_Central | 3887 | 3.9994e-05
[11 empty] | c_DK2_Central | 3888 | 2.9329e-05
[11 empty] | c_DK2_Central | 3889 | 3.3162e-05
[11 empty] | c_DK2_Central | 3890 | 3.2829e-05
[11 empty] | c_DK2_Central | 3891 | 3.5828e-05
[11 empty] | c_DK2_Central | 3892 | 5.5492e-05
[11 empty] | c_DK2_Central | 3893 | 9.6153e-05
[11 empty] | c_DK2_Central | 3894 | 0.00011598
[11 empty] | c_DK2_Central | 3895 | 0.00011382
[11 empty] | c_DK2_Central | 3896 | 9.282e-05
[11 empty] | c_DK2_Central | 3897 | 8.8987e-05
[11 empty] | c_DK2_Central | 3898 | 8.3154e-05
[11 empty] | c_DK2_Central | 3899 | 7.9655e-05
[11 empty] | c_DK2_Central | 3900 | 7.7322e-05
[11 empty] | c_DK2_Central | 3901 | 6.6657e-05
[11 empty] | c_DK2_Central | 3902 | 6.3991e-05
[11 empty] | c_DK2_Central | 3903 | 5.9825e-05
[11 empty] | c_DK2_Central | 3904 | 6.0658e-05
[11 empty] | c_DK2_Central | 3905 | 6.649e-05
[11 empty] | c_DK2_Central | 3906 | 6.849e-05
[11 empty] | c_DK2_Central | 3907 | 7.3822e-05
[11 empty] | c_DK2_Central | 3908 | 7.7155e-05
[11 empty] | c_DK2_Central | 3909 | 7.099e-05
[11 empty] | c_DK2_Central | 3910 | 5.7325e-05
[11 empty] | c_DK2_Central | 3911 | 3.8328e-05
[11 empty] | c_DK2_Central | 3912 | 2.8662e-05
[11 empty] | c_DK2_Central | 3913 | 3.2329e-05
[11 empty] | c_DK2_Central | 3914 | 3.1995e-05
[11 empty] | c_DK2_Central | 3915 | 3.4828e-05
[11 empty] | c_DK2_Central | 3916 | 5.4159e-05
[11 empty] | c_DK2_Central | 3917 | 9.4486e-05
[11 empty] | c_DK2_Central | 3918 | 0.00011365
[11 empty] | c_DK2_Central | 3919 | 0.00011165
[11 empty] | c_DK2_Central | 3920 | 9.082e-05
[11 empty] | c_DK2_Central | 3921 | 8.7154e-05
[11 empty] | c_DK2_Central | 3922 | 8.1321e-05
[11 empty] | c_DK2_Central | 3923 | 7.7989e-05
[11 empty] | c_DK2_Central | 3924 | 7.5489e-05
[11 empty] | c_DK2_Central | 3925 | 6.4824e-05
[11 empty] | c_DK2_Central | 3926 | 6.2324e-05
[11 empty] | c_DK2_Central | 3927 | 5.7658e-05
[11 empty] | c_DK2_Central | 3928 | 5.8991e-05
[11 empty] | c_DK2_Central | 3929 | 6.4324e-05
[11 empty] | c_DK2_Central | 3930 | 6.6157e-05
[11 empty] | c_DK2_Central | 3931 | 7.1323e-05
[11 empty] | c_DK2_Central | 3932 | 7.4989e-05
[11 empty] | c_DK2_Central | 3933 | 6.899e-05
[11 empty] | c_DK2_Central | 3934 | 5.5825e-05
[11 empty] | c_DK2_Central | 3935 | 3.7328e-05
[11 empty] | c_DK2_Central | 3936 | 2.8496e-05
[11 empty] | c_DK2_Central | 3937 | 3.1162e-05
[11 empty] | c_DK2_Central | 3938 | 3.0496e-05
[11 empty] | c_DK2_Central | 3939 | 3.3328e-05
[11 empty] | c_DK2_Central | 3940 | 5.0826e-05
[11 empty] | c_DK2_Central | 3941 | 8.9487e-05
[11 empty] | c_DK2_Central | 3942 | 0.00010682
[11 empty] | c_DK2_Central | 3943 | 0.00010765
[11 empty] | c_DK2_Central | 3944 | 8.8487e-05
[11 empty] | c_DK2_Central | 3945 | 8.4987e-05
[11 empty] | c_DK2_Central | 3946 | 7.8155e-05
[11 empty] | c_DK2_Central | 3947 | 7.4489e-05
[11 empty] | c_DK2_Central | 3948 | 7.2656e-05
[11 empty] | c_DK2_Central | 3949 | 6.3324e-05
[11 empty] | c_DK2_Central | 3950 | 5.9658e-05
[11 empty] | c_DK2_Central | 3951 | 5.5325e-05
[11 empty] | c_DK2_Central | 3952 | 5.6158e-05
[11 empty] | c_DK2_Central | 3953 | 6.2158e-05
[11 empty] | c_DK2_Central | 3954 | 6.4657e-05
[11 empty] | c_DK2_Central | 3955 | 7.049e-05
[11 empty] | c_DK2_Central | 3956 | 7.2989e-05
[11 empty] | c_DK2_Central | 3957 | 6.7823e-05
[11 empty] | c_DK2_Central | 3958 | 5.3992e-05
[11 empty] | c_DK2_Central | 3959 | 3.5995e-05
[11 empty] | c_DK2_Central | 3960 | 3.0662e-05
[11 empty] | c_DK2_Central | 3961 | 3.1162e-05
[11 empty] | c_DK2_Central | 3962 | 2.7996e-05
[11 empty] | c_DK2_Central | 3963 | 3.2662e-05
[11 empty] | c_DK2_Central | 3964 | 4.9659e-05
[11 empty] | c_DK2_Central | 3965 | 8.1488e-05
[11 empty] | c_DK2_Central | 3966 | 0.00010465
[11 empty] | c_DK2_Central | 3967 | 0.00010448
[11 empty] | c_DK2_Central | 3968 | 8.5321e-05
[11 empty] | c_DK2_Central | 3969 | 8.0988e-05
[11 empty] | c_DK2_Central | 3970 | 7.8322e-05
[11 empty] | c_DK2_Central | 3971 | 7.1323e-05
[11 empty] | c_DK2_Central | 3972 | 6.9656e-05
[11 empty] | c_DK2_Central | 3973 | 5.9991e-05
[11 empty] | c_DK2_Central | 3974 | 6.3657e-05
[11 empty] | c_DK2_Central | 3975 | 5.8158e-05
[11 empty] | c_DK2_Central | 3976 | 5.8991e-05
[11 empty] | c_DK2_Central | 3977 | 6.0991e-05
[11 empty] | c_DK2_Central | 3978 | 6.2657e-05
[11 empty] | c_DK2_Central | 3979 | 6.6324e-05
[11 empty] | c_DK2_Central | 3980 | 6.8657e-05
[11 empty] | c_DK2_Central | 3981 | 6.5657e-05
[11 empty] | c_DK2_Central | 3982 | 5.2159e-05
[11 empty] | c_DK2_Central | 3983 | 3.4662e-05
[11 empty] | c_DK2_Central | 3984 | 2.9496e-05
[11 empty] | c_DK2_Central | 3985 | 3.3495e-05
[11 empty] | c_DK2_Central | 3986 | 3.4828e-05
[11 empty] | c_DK2_Central | 3987 | 4.3327e-05
[11 empty] | c_DK2_Central | 3988 | 6.3157e-05
[11 empty] | c_DK2_Central | 3989 | 9.5486e-05
[11 empty] | c_DK2_Central | 3990 | 9.9319e-05
[11 empty] | c_DK2_Central | 3991 | 0.00010149
[11 empty] | c_DK2_Central | 3992 | 8.0322e-05
[11 empty] | c_DK2_Central | 3993 | 7.6989e-05
[11 empty] | c_DK2_Central | 3994 | 7.2656e-05
[11 empty] | c_DK2_Central | 3995 | 6.9156e-05
[11 empty] | c_DK2_Central | 3996 | 6.749e-05
[11 empty] | c_DK2_Central | 3997 | 5.9825e-05
[11 empty] | c_DK2_Central | 3998 | 5.8158e-05
[11 empty] | c_DK2_Central | 3999 | 5.3992e-05
[11 empty] | c_DK2_Central | 4000 | 5.6158e-05
[11 empty] | c_DK2_Central | 4001 | 6.1824e-05
[11 empty] | c_DK2_Central | 4002 | 6.4324e-05
[11 empty] | c_DK2_Central | 4003 | 6.8157e-05
[11 empty] | c_DK2_Central | 4004 | 7.1656e-05
[11 empty] | c_DK2_Central | 4005 | 6.899e-05
[11 empty] | c_DK2_Central | 4006 | 5.4492e-05
[11 empty] | c_DK2_Central | 4007 | 3.7828e-05
[11 empty] | c_DK2_Central | 4008 | 2.8496e-05
[11 empty] | c_DK2_Central | 4009 | 3.2162e-05
[11 empty] | c_DK2_Central | 4010 | 3.1495e-05
[11 empty] | c_DK2_Central | 4011 | 3.4495e-05
[11 empty] | c_DK2_Central | 4012 | 5.2992e-05
[11 empty] | c_DK2_Central | 4013 | 9.282e-05
[11 empty] | c_DK2_Central | 4014 | 0.00011032
[11 empty] | c_DK2_Central | 4015 | 0.00010848
[11 empty] | c_DK2_Central | 4016 | 8.6321e-05
[11 empty] | c_DK2_Central | 4017 | 8.2821e-05
[11 empty] | c_DK2_Central | 4018 | 7.7322e-05
[11 empty] | c_DK2_Central | 4019 | 7.4489e-05
[11 empty] | c_DK2_Central | 4020 | 7.2323e-05
[11 empty] | c_DK2_Central | 4021 | 6.1991e-05
[11 empty] | c_DK2_Central | 4022 | 6.0658e-05
[11 empty] | c_DK2_Central | 4023 | 5.6158e-05
[11 empty] | c_DK2_Central | 4024 | 5.7658e-05
[11 empty] | c_DK2_Central | 4025 | 6.3157e-05
[11 empty] | c_DK2_Central | 4026 | 6.4657e-05
[11 empty] | c_DK2_Central | 4027 | 6.9823e-05
[11 empty] | c_DK2_Central | 4028 | 7.3822e-05
[11 empty] | c_DK2_Central | 4029 | 6.799e-05
[11 empty] | c_DK2_Central | 4030 | 5.4992e-05
[11 empty] | c_DK2_Central | 4031 | 3.6995e-05
[11 empty] | c_DK2_Central | 4032 | 2.6329e-05
[11 empty] | c_DK2_Central | 4033 | 2.9829e-05
[11 empty] | c_DK2_Central | 4034 | 2.9829e-05
[11 empty] | c_DK2_Central | 4035 | 3.2662e-05
[11 empty] | c_DK2_Central | 4036 | 4.9993e-05
[11 empty] | c_DK2_Central | 4037 | 8.932e-05
[11 empty] | c_DK2_Central | 4038 | 0.00010582
[11 empty] | c_DK2_Central | 4039 | 0.00010432
[11 empty] | c_DK2_Central | 4040 | 8.4154e-05
[11 empty] | c_DK2_Central | 4041 | 8.1155e-05
[11 empty] | c_DK2_Central | 4042 | 7.5822e-05
[11 empty] | c_DK2_Central | 4043 | 7.2656e-05
[11 empty] | c_DK2_Central | 4044 | 7.049e-05
[11 empty] | c_DK2_Central | 4045 | 6.0324e-05
[11 empty] | c_DK2_Central | 4046 | 5.7825e-05
[11 empty] | c_DK2_Central | 4047 | 5.3659e-05
[11 empty] | c_DK2_Central | 4048 | 5.4492e-05
[11 empty] | c_DK2_Central | 4049 | 5.9658e-05
[11 empty] | c_DK2_Central | 4050 | 6.1324e-05
[11 empty] | c_DK2_Central | 4051 | 6.5824e-05
[11 empty] | c_DK2_Central | 4052 | 6.9156e-05
[11 empty] | c_DK2_Central | 4053 | 6.3824e-05
[11 empty] | c_DK2_Central | 4054 | 5.1659e-05
[11 empty] | c_DK2_Central | 4055 | 3.4328e-05
[11 empty] | c_DK2_Central | 4056 | 2.583e-05
[11 empty] | c_DK2_Central | 4057 | 2.9162e-05
[11 empty] | c_DK2_Central | 4058 | 2.9162e-05
[11 empty] | c_DK2_Central | 4059 | 3.1329e-05
[11 empty] | c_DK2_Central | 4060 | 4.9159e-05
[11 empty] | c_DK2_Central | 4061 | 8.732e-05
[11 empty] | c_DK2_Central | 4062 | 0.00010348
[11 empty] | c_DK2_Central | 4063 | 0.00010198
[11 empty] | c_DK2_Central | 4064 | 8.2155e-05
[11 empty] | c_DK2_Central | 4065 | 7.9155e-05
[11 empty] | c_DK2_Central | 4066 | 7.3822e-05
[11 empty] | c_DK2_Central | 4067 | 7.1156e-05
[11 empty] | c_DK2_Central | 4068 | 6.899e-05
[11 empty] | c_DK2_Central | 4069 | 5.8825e-05
[11 empty] | c_DK2_Central | 4070 | 5.6658e-05
[11 empty] | c_DK2_Central | 4071 | 5.2159e-05
[11 empty] | c_DK2_Central | 4072 | 5.2826e-05
[11 empty] | c_DK2_Central | 4073 | 5.8158e-05
[11 empty] | c_DK2_Central | 4074 | 5.9825e-05
[11 empty] | c_DK2_Central | 4075 | 6.4491e-05
[11 empty] | c_DK2_Central | 4076 | 6.7657e-05
[11 empty] | c_DK2_Central | 4077 | 6.2158e-05
[11 empty] | c_DK2_Central | 4078 | 5.0326e-05
[11 empty] | c_DK2_Central | 4079 | 3.3495e-05
[11 empty] | c_DK2_Central | 4080 | 2.6496e-05
[11 empty] | c_DK2_Central | 4081 | 2.9996e-05
[11 empty] | c_DK2_Central | 4082 | 2.9829e-05
[11 empty] | c_DK2_Central | 4083 | 3.2662e-05
[11 empty] | c_DK2_Central | 4084 | 5.0326e-05
[11 empty] | c_DK2_Central | 4085 | 8.9487e-05
[11 empty] | c_DK2_Central | 4086 | 0.00010632
[11 empty] | c_DK2_Central | 4087 | 0.00010465
[11 empty] | c_DK2_Central | 4088 | 8.4488e-05
[11 empty] | c_DK2_Central | 4089 | 8.1155e-05
[11 empty] | c_DK2_Central | 4090 | 7.5822e-05
[11 empty] | c_DK2_Central | 4091 | 7.2823e-05
[11 empty] | c_DK2_Central | 4092 | 7.0656e-05
[11 empty] | c_DK2_Central | 4093 | 6.0491e-05
[11 empty] | c_DK2_Central | 4094 | 5.7991e-05
[11 empty] | c_DK2_Central | 4095 | 5.3492e-05
[11 empty] | c_DK2_Central | 4096 | 5.4492e-05
[11 empty] | c_DK2_Central | 4097 | 5.9658e-05
[11 empty] | c_DK2_Central | 4098 | 6.1658e-05
[11 empty] | c_DK2_Central | 4099 | 6.6157e-05
[11 empty] | c_DK2_Central | 4100 | 6.9656e-05
[11 empty] | c_DK2_Central | 4101 | 6.4157e-05
[11 empty] | c_DK2_Central | 4102 | 5.1826e-05
[11 empty] | c_DK2_Central | 4103 | 3.4662e-05
[11 empty] | c_DK2_Central | 4104 | 2.9496e-05
[11 empty] | c_DK2_Central | 4105 | 3.2495e-05
[11 empty] | c_DK2_Central | 4106 | 3.1662e-05
[11 empty] | c_DK2_Central | 4107 | 3.4495e-05
[11 empty] | c_DK2_Central | 4108 | 5.2492e-05
[11 empty] | c_DK2_Central | 4109 | 9.2153e-05
[11 empty] | c_DK2_Central | 4110 | 0.00011015
[11 empty] | c_DK2_Central | 4111 | 0.00011065
[11 empty] | c_DK2_Central | 4112 | 9.1153e-05
[11 empty] | c_DK2_Central | 4113 | 8.7654e-05
[11 empty] | c_DK2_Central | 4114 | 8.0322e-05
[11 empty] | c_DK2_Central | 4115 | 7.6989e-05
[11 empty] | c_DK2_Central | 4116 | 7.4489e-05
[11 empty] | c_DK2_Central | 4117 | 6.549e-05
[11 empty] | c_DK2_Central | 4118 | 6.1824e-05
[11 empty] | c_DK2_Central | 4119 | 5.7492e-05
[11 empty] | c_DK2_Central | 4120 | 5.8325e-05
[11 empty] | c_DK2_Central | 4121 | 6.4657e-05
[11 empty] | c_DK2_Central | 4122 | 6.7157e-05
[11 empty] | c_DK2_Central | 4123 | 7.2989e-05
[11 empty] | c_DK2_Central | 4124 | 7.5322e-05
[11 empty] | c_DK2_Central | 4125 | 7.0323e-05
[11 empty] | c_DK2_Central | 4126 | 5.5658e-05
[11 empty] | c_DK2_Central | 4127 | 3.7161e-05
[11 empty] | c_DK2_Central | 4128 | 3.4328e-05
[11 empty] | c_DK2_Central | 4129 | 3.5161e-05
[11 empty] | c_DK2_Central | 4130 | 3.1995e-05
[11 empty] | c_DK2_Central | 4131 | 3.6661e-05
[11 empty] | c_DK2_Central | 4132 | 5.5159e-05
[11 empty] | c_DK2_Central | 4133 | 8.982e-05
[11 empty] | c_DK2_Central | 4134 | 0.00011465
[11 empty] | c_DK2_Central | 4135 | 0.00011415
[11 empty] | c_DK2_Central | 4136 | 9.4486e-05
[11 empty] | c_DK2_Central | 4137 | 8.932e-05
[11 empty] | c_DK2_Central | 4138 | 8.5987e-05
[11 empty] | c_DK2_Central | 4139 | 7.8655e-05
[11 empty] | c_DK2_Central | 4140 | 7.6489e-05
[11 empty] | c_DK2_Central | 4141 | 6.6657e-05
[11 empty] | c_DK2_Central | 4142 | 7.0323e-05
[11 empty] | c_DK2_Central | 4143 | 6.499e-05
[11 empty] | c_DK2_Central | 4144 | 6.599e-05
[11 empty] | c_DK2_Central | 4145 | 6.8323e-05
[11 empty] | c_DK2_Central | 4146 | 7.1156e-05
[11 empty] | c_DK2_Central | 4147 | 7.4989e-05
[11 empty] | c_DK2_Central | 4148 | 7.7155e-05
[11 empty] | c_DK2_Central | 4149 | 7.3489e-05
[11 empty] | c_DK2_Central | 4150 | 5.8158e-05
[11 empty] | c_DK2_Central | 4151 | 3.9161e-05
[11 empty] | c_DK2_Central | 4152 | 3.2162e-05
[11 empty] | c_DK2_Central | 4153 | 3.6328e-05
[11 empty] | c_DK2_Central | 4154 | 3.7661e-05
[11 empty] | c_DK2_Central | 4155 | 4.6327e-05
[11 empty] | c_DK2_Central | 4156 | 6.7823e-05
[11 empty] | c_DK2_Central | 4157 | 0.00010215
[11 empty] | c_DK2_Central | 4158 | 0.00010698
[11 empty] | c_DK2_Central | 4159 | 0.00010915
[11 empty] | c_DK2_Central | 4160 | 8.7654e-05
[11 empty] | c_DK2_Central | 4161 | 8.3154e-05
[11 empty] | c_DK2_Central | 4162 | 7.8655e-05
[11 empty] | c_DK2_Central | 4163 | 7.4822e-05
[11 empty] | c_DK2_Central | 4164 | 7.2989e-05
[11 empty] | c_DK2_Central | 4165 | 6.5157e-05
[11 empty] | c_DK2_Central | 4166 | 6.3324e-05
[11 empty] | c_DK2_Central | 4167 | 5.9491e-05
[11 empty] | c_DK2_Central | 4168 | 6.2158e-05
[11 empty] | c_DK2_Central | 4169 | 6.749e-05
[11 empty] | c_DK2_Central | 4170 | 7.0823e-05
[11 empty] | c_DK2_Central | 4171 | 7.5156e-05
[11 empty] | c_DK2_Central | 4172 | 7.8322e-05
[11 empty] | c_DK2_Central | 4173 | 7.5156e-05
[11 empty] | c_DK2_Central | 4174 | 5.9325e-05
[11 empty] | c_DK2_Central | 4175 | 4.1161e-05
[11 empty] | c_DK2_Central | 4176 | 2.8996e-05
[11 empty] | c_DK2_Central | 4177 | 3.2662e-05
[11 empty] | c_DK2_Central | 4178 | 3.2162e-05
[11 empty] | c_DK2_Central | 4179 | 3.5161e-05
[11 empty] | c_DK2_Central | 4180 | 5.3825e-05
[11 empty] | c_DK2_Central | 4181 | 9.4319e-05
[11 empty] | c_DK2_Central | 4182 | 0.00011232
[11 empty] | c_DK2_Central | 4183 | 0.00011065
[11 empty] | c_DK2_Central | 4184 | 8.8154e-05
[11 empty] | c_DK2_Central | 4185 | 8.4987e-05
[11 empty] | c_DK2_Central | 4186 | 7.8988e-05
[11 empty] | c_DK2_Central | 4187 | 7.5989e-05
[11 empty] | c_DK2_Central | 4188 | 7.3822e-05
[11 empty] | c_DK2_Central | 4189 | 6.3491e-05
[11 empty] | c_DK2_Central | 4190 | 6.1824e-05
[11 empty] | c_DK2_Central | 4191 | 5.7325e-05
[11 empty] | c_DK2_Central | 4192 | 5.8991e-05
[11 empty] | c_DK2_Central | 4193 | 6.4157e-05
[11 empty] | c_DK2_Central | 4194 | 6.599e-05
[11 empty] | c_DK2_Central | 4195 | 7.1323e-05
[11 empty] | c_DK2_Central | 4196 | 7.5489e-05
[11 empty] | c_DK2_Central | 4197 | 6.949e-05
[11 empty] | c_DK2_Central | 4198 | 5.6325e-05
[11 empty] | c_DK2_Central | 4199 | 3.7661e-05
[11 empty] | c_DK2_Central | 4200 | 2.583e-05
[11 empty] | c_DK2_Central | 4201 | 2.9162e-05
[11 empty] | c_DK2_Central | 4202 | 2.8829e-05
[11 empty] | c_DK2_Central | 4203 | 3.1162e-05
[11 empty] | c_DK2_Central | 4204 | 4.8993e-05
[11 empty] | c_DK2_Central | 4205 | 8.6987e-05
[11 empty] | c_DK2_Central | 4206 | 0.00010348
[11 empty] | c_DK2_Central | 4207 | 0.00010182
[11 empty] | c_DK2_Central | 4208 | 8.1988e-05
[11 empty] | c_DK2_Central | 4209 | 7.8988e-05
[11 empty] | c_DK2_Central | 4210 | 7.3822e-05
[11 empty] | c_DK2_Central | 4211 | 7.099e-05
[11 empty] | c_DK2_Central | 4212 | 6.8657e-05
[11 empty] | c_DK2_Central | 4213 | 5.8658e-05
[11 empty] | c_DK2_Central | 4214 | 5.6492e-05
[11 empty] | c_DK2_Central | 4215 | 5.1992e-05
[11 empty] | c_DK2_Central | 4216 | 5.2992e-05
[11 empty] | c_DK2_Central | 4217 | 5.7991e-05
[11 empty] | c_DK2_Central | 4218 | 5.9825e-05
[11 empty] | c_DK2_Central | 4219 | 6.4324e-05
[11 empty] | c_DK2_Central | 4220 | 6.749e-05
[11 empty] | c_DK2_Central | 4221 | 6.1824e-05
[11 empty] | c_DK2_Central | 4222 | 5.0159e-05
[11 empty] | c_DK2_Central | 4223 | 3.3495e-05
[11 empty] | c_DK2_Central | 4224 | 2.5496e-05
[11 empty] | c_DK2_Central | 4225 | 2.8829e-05
[11 empty] | c_DK2_Central | 4226 | 2.8329e-05
[11 empty] | c_DK2_Central | 4227 | 3.0662e-05
[11 empty] | c_DK2_Central | 4228 | 4.7993e-05
[11 empty] | c_DK2_Central | 4229 | 8.5821e-05
[11 empty] | c_DK2_Central | 4230 | 0.00010198
[11 empty] | c_DK2_Central | 4231 | 0.00010065
[11 empty] | c_DK2_Central | 4232 | 8.0655e-05
[11 empty] | c_DK2_Central | 4233 | 7.7989e-05
[11 empty] | c_DK2_Central | 4234 | 7.2989e-05
[11 empty] | c_DK2_Central | 4235 | 7.0323e-05
[11 empty] | c_DK2_Central | 4236 | 6.8323e-05
[11 empty] | c_DK2_Central | 4237 | 5.7991e-05
[11 empty] | c_DK2_Central | 4238 | 5.5658e-05
[11 empty] | c_DK2_Central | 4239 | 5.1326e-05
[11 empty] | c_DK2_Central | 4240 | 5.1992e-05
[11 empty] | c_DK2_Central | 4241 | 5.7325e-05
[11 empty] | c_DK2_Central | 4242 | 5.8658e-05
[11 empty] | c_DK2_Central | 4243 | 6.3157e-05
[11 empty] | c_DK2_Central | 4244 | 6.6324e-05
[11 empty] | c_DK2_Central | 4245 | 6.0824e-05
[11 empty] | c_DK2_Central | 4246 | 4.9493e-05
[11 empty] | c_DK2_Central | 4247 | 3.2829e-05
[11 empty] | c_DK2_Central | 4248 | 2.6996e-05
[11 empty] | c_DK2_Central | 4249 | 3.0662e-05
[11 empty] | c_DK2_Central | 4250 | 3.0162e-05
[11 empty] | c_DK2_Central | 4251 | 3.2829e-05
[11 empty] | c_DK2_Central | 4252 | 5.1159e-05
[11 empty] | c_DK2_Central | 4253 | 9.0653e-05
[11 empty] | c_DK2_Central | 4254 | 0.00010748
[11 empty] | c_DK2_Central | 4255 | 0.00010582
[11 empty] | c_DK2_Central | 4256 | 8.5487e-05
[11 empty] | c_DK2_Central | 4257 | 8.2321e-05
[11 empty] | c_DK2_Central | 4258 | 7.6989e-05
[11 empty] | c_DK2_Central | 4259 | 7.3656e-05
[11 empty] | c_DK2_Central | 4260 | 7.1489e-05
[11 empty] | c_DK2_Central | 4261 | 6.1324e-05
[11 empty] | c_DK2_Central | 4262 | 5.8991e-05
[11 empty] | c_DK2_Central | 4263 | 5.4492e-05
[11 empty] | c_DK2_Central | 4264 | 5.5325e-05
[11 empty] | c_DK2_Central | 4265 | 6.0324e-05
[11 empty] | c_DK2_Central | 4266 | 6.2158e-05
[11 empty] | c_DK2_Central | 4267 | 6.7157e-05
[11 empty] | c_DK2_Central | 4268 | 7.0656e-05
[11 empty] | c_DK2_Central | 4269 | 6.4824e-05
[11 empty] | c_DK2_Central | 4270 | 5.2326e-05
[11 empty] | c_DK2_Central | 4271 | 3.4995e-05
[11 empty] | c_DK2_Central | 4272 | 2.8163e-05
[11 empty] | c_DK2_Central | 4273 | 3.0995e-05
[11 empty] | c_DK2_Central | 4274 | 3.0496e-05
[11 empty] | c_DK2_Central | 4275 | 3.2662e-05
[11 empty] | c_DK2_Central | 4276 | 5.0493e-05
[11 empty] | c_DK2_Central | 4277 | 8.8987e-05
[11 empty] | c_DK2_Central | 4278 | 0.00010582
[11 empty] | c_DK2_Central | 4279 | 0.00010665
[11 empty] | c_DK2_Central | 4280 | 8.7487e-05
[11 empty] | c_DK2_Central | 4281 | 8.3988e-05
[11 empty] | c_DK2_Central | 4282 | 7.7322e-05
[11 empty] | c_DK2_Central | 4283 | 7.3822e-05
[11 empty] | c_DK2_Central | 4284 | 7.1823e-05
[11 empty] | c_DK2_Central | 4285 | 6.2657e-05
[11 empty] | c_DK2_Central | 4286 | 5.9158e-05
[11 empty] | c_DK2_Central | 4287 | 5.4659e-05
[11 empty] | c_DK2_Central | 4288 | 5.5492e-05
[11 empty] | c_DK2_Central | 4289 | 6.1658e-05
[11 empty] | c_DK2_Central | 4290 | 6.3991e-05
[11 empty] | c_DK2_Central | 4291 | 6.949e-05
[11 empty] | c_DK2_Central | 4292 | 7.1989e-05
[11 empty] | c_DK2_Central | 4293 | 6.699e-05
[11 empty] | c_DK2_Central | 4294 | 5.3325e-05
[11 empty] | c_DK2_Central | 4295 | 3.5328e-05
[11 empty] | c_DK2_Central | 4296 | 3.0162e-05
[11 empty] | c_DK2_Central | 4297 | 3.0995e-05
[11 empty] | c_DK2_Central | 4298 | 2.7663e-05
[11 empty] | c_DK2_Central | 4299 | 3.2162e-05
[11 empty] | c_DK2_Central | 4300 | 4.8826e-05
[11 empty] | c_DK2_Central | 4301 | 8.0155e-05
[11 empty] | c_DK2_Central | 4302 | 0.00010298
[11 empty] | c_DK2_Central | 4303 | 0.00010282
[11 empty] | c_DK2_Central | 4304 | 8.3821e-05
[11 empty] | c_DK2_Central | 4305 | 7.9322e-05
[11 empty] | c_DK2_Central | 4306 | 7.6989e-05
[11 empty] | c_DK2_Central | 4307 | 7.0156e-05
[11 empty] | c_DK2_Central | 4308 | 6.8657e-05
[11 empty] | c_DK2_Central | 4309 | 5.8991e-05
[11 empty] | c_DK2_Central | 4310 | 6.2824e-05
[11 empty] | c_DK2_Central | 4311 | 5.7325e-05
[11 empty] | c_DK2_Central | 4312 | 5.7991e-05
[11 empty] | c_DK2_Central | 4313 | 6.0158e-05
[11 empty] | c_DK2_Central | 4314 | 6.1824e-05
[11 empty] | c_DK2_Central | 4315 | 6.5324e-05
[11 empty] | c_DK2_Central | 4316 | 6.749e-05
[11 empty] | c_DK2_Central | 4317 | 6.4324e-05
[11 empty] | c_DK2_Central | 4318 | 5.1326e-05
[11 empty] | c_DK2_Central | 4319 | 3.4162e-05
[11 empty] | c_DK2_Central | 4320 | 2.7163e-05
[11 empty] | c_DK2_Central | 4321 | 3.1162e-05
[11 empty] | c_DK2_Central | 4322 | 3.2829e-05
[11 empty] | c_DK2_Central | 4323 | 4.0827e-05
[11 empty] | c_DK2_Central | 4324 | 5.8991e-05
[11 empty] | c_DK2_Central | 4325 | 8.8154e-05
[11 empty] | c_DK2_Central | 4326 | 9.1653e-05
[11 empty] | c_DK2_Central | 4327 | 9.4486e-05
[11 empty] | c_DK2_Central | 4328 | 7.4322e-05
[11 empty] | c_DK2_Central | 4329 | 7.0823e-05
[11 empty] | c_DK2_Central | 4330 | 6.7157e-05
[11 empty] | c_DK2_Central | 4331 | 6.3824e-05
[11 empty] | c_DK2_Central | 4332 | 6.3157e-05
[11 empty] | c_DK2_Central | 4333 | 5.5159e-05
[11 empty] | c_DK2_Central | 4334 | 5.3825e-05
[11 empty] | c_DK2_Central | 4335 | 4.9826e-05
[11 empty] | c_DK2_Central | 4336 | 5.1659e-05
[11 empty] | c_DK2_Central | 4337 | 5.6992e-05
[11 empty] | c_DK2_Central | 4338 | 5.9491e-05
[11 empty] | c_DK2_Central | 4339 | 6.2991e-05
[11 empty] | c_DK2_Central | 4340 | 6.5824e-05
[11 empty] | c_DK2_Central | 4341 | 6.3657e-05
[11 empty] | c_DK2_Central | 4342 | 5.0159e-05
[11 empty] | c_DK2_Central | 4343 | 3.4995e-05
[11 empty] | c_DK2_Central | 4344 | 2.7496e-05
[11 empty] | c_DK2_Central | 4345 | 3.1329e-05
[11 empty] | c_DK2_Central | 4346 | 3.0662e-05
[11 empty] | c_DK2_Central | 4347 | 3.3162e-05
[11 empty] | c_DK2_Central | 4348 | 5.1159e-05
[11 empty] | c_DK2_Central | 4349 | 9.082e-05
[11 empty] | c_DK2_Central | 4350 | 0.00010665
[11 empty] | c_DK2_Central | 4351 | 0.00010498
[11 empty] | c_DK2_Central | 4352 | 8.3488e-05
[11 empty] | c_DK2_Central | 4353 | 8.0322e-05
[11 empty] | c_DK2_Central | 4354 | 7.4822e-05
[11 empty] | c_DK2_Central | 4355 | 7.1989e-05
[11 empty] | c_DK2_Central | 4356 | 6.999e-05
[11 empty] | c_DK2_Central | 4357 | 5.9825e-05
[11 empty] | c_DK2_Central | 4358 | 5.8491e-05
[11 empty] | c_DK2_Central | 4359 | 5.4159e-05
[11 empty] | c_DK2_Central | 4360 | 5.5658e-05
[11 empty] | c_DK2_Central | 4361 | 6.0658e-05
[11 empty] | c_DK2_Central | 4362 | 6.2491e-05
[11 empty] | c_DK2_Central | 4363 | 6.7657e-05
[11 empty] | c_DK2_Central | 4364 | 7.1323e-05
[11 empty] | c_DK2_Central | 4365 | 6.549e-05
[11 empty] | c_DK2_Central | 4366 | 5.3159e-05
[11 empty] | c_DK2_Central | 4367 | 3.5828e-05
[11 empty] | c_DK2_Central | 4368 | 3.0662e-05
[11 empty] | c_DK2_Central | 4369 | 3.4328e-05
[11 empty] | c_DK2_Central | 4370 | 3.3995e-05
[11 empty] | c_DK2_Central | 4371 | 3.7161e-05
[11 empty] | c_DK2_Central | 4372 | 5.6825e-05
[11 empty] | c_DK2_Central | 4373 | 9.7819e-05
[11 empty] | c_DK2_Central | 4374 | 0.00011815
[11 empty] | c_DK2_Central | 4375 | 0.00011582
[11 empty] | c_DK2_Central | 4376 | 9.4986e-05
[11 empty] | c_DK2_Central | 4377 | 9.082e-05
[11 empty] | c_DK2_Central | 4378 | 8.4654e-05
[11 empty] | c_DK2_Central | 4379 | 8.1321e-05
[11 empty] | c_DK2_Central | 4380 | 7.8488e-05
[11 empty] | c_DK2_Central | 4381 | 6.8157e-05
[11 empty] | c_DK2_Central | 4382 | 6.5657e-05
[11 empty] | c_DK2_Central | 4383 | 6.1491e-05
[11 empty] | c_DK2_Central | 4384 | 6.2824e-05
[11 empty] | c_DK2_Central | 4385 | 6.8323e-05
[11 empty] | c_DK2_Central | 4386 | 7.049e-05
[11 empty] | c_DK2_Central | 4387 | 7.5822e-05
[11 empty] | c_DK2_Central | 4388 | 7.8988e-05
[11 empty] | c_DK2_Central | 4389 | 7.2823e-05
[11 empty] | c_DK2_Central | 4390 | 5.8491e-05
[11 empty] | c_DK2_Central | 4391 | 3.9328e-05
[11 empty] | c_DK2_Central | 4392 | 3.4495e-05
[11 empty] | c_DK2_Central | 4393 | 3.7994e-05
[11 empty] | c_DK2_Central | 4394 | 3.8161e-05
[11 empty] | c_DK2_Central | 4395 | 4.1827e-05
[11 empty] | c_DK2_Central | 4396 | 6.2657e-05
[11 empty] | c_DK2_Central | 4397 | 0.00010582
[11 empty] | c_DK2_Central | 4398 | 0.00012831
[11 empty] | c_DK2_Central | 4399 | 0.00012565
[11 empty] | c_DK2_Central | 4400 | 0.00010482
[11 empty] | c_DK2_Central | 4401 | 9.9652e-05
[11 empty] | c_DK2_Central | 4402 | 9.282e-05
[11 empty] | c_DK2_Central | 4403 | 8.8654e-05
[11 empty] | c_DK2_Central | 4404 | 8.5487e-05
[11 empty] | c_DK2_Central | 4405 | 7.5489e-05
[11 empty] | c_DK2_Central | 4406 | 7.2656e-05
[11 empty] | c_DK2_Central | 4407 | 6.899e-05
[11 empty] | c_DK2_Central | 4408 | 7.0323e-05
[11 empty] | c_DK2_Central | 4409 | 7.6322e-05
[11 empty] | c_DK2_Central | 4410 | 7.9322e-05
[11 empty] | c_DK2_Central | 4411 | 8.5154e-05
[11 empty] | c_DK2_Central | 4412 | 8.782e-05
[11 empty] | c_DK2_Central | 4413 | 8.0988e-05
[11 empty] | c_DK2_Central | 4414 | 6.4657e-05
[11 empty] | c_DK2_Central | 4415 | 4.3494e-05
[11 empty] | c_DK2_Central | 4416 | 3.7161e-05
[11 empty] | c_DK2_Central | 4417 | 4.0827e-05
[11 empty] | c_DK2_Central | 4418 | 4.1161e-05
[11 empty] | c_DK2_Central | 4419 | 4.4827e-05
[11 empty] | c_DK2_Central | 4420 | 6.649e-05
[11 empty] | c_DK2_Central | 4421 | 0.00011115
[11 empty] | c_DK2_Central | 4422 | 0.00013465
[11 empty] | c_DK2_Central | 4423 | 0.00013215
[11 empty] | c_DK2_Central | 4424 | 0.00011082
[11 empty] | c_DK2_Central | 4425 | 0.00010515
[11 empty] | c_DK2_Central | 4426 | 9.7986e-05
[11 empty] | c_DK2_Central | 4427 | 9.332e-05
[11 empty] | c_DK2_Central | 4428 | 8.9653e-05
[11 empty] | c_DK2_Central | 4429 | 8.0322e-05
[11 empty] | c_DK2_Central | 4430 | 7.7155e-05
[11 empty] | c_DK2_Central | 4431 | 7.3822e-05
[11 empty] | c_DK2_Central | 4432 | 7.5489e-05
[11 empty] | c_DK2_Central | 4433 | 8.1655e-05
[11 empty] | c_DK2_Central | 4434 | 8.4654e-05
[11 empty] | c_DK2_Central | 4435 | 9.082e-05
[11 empty] | c_DK2_Central | 4436 | 9.3153e-05
[11 empty] | c_DK2_Central | 4437 | 8.5987e-05
[11 empty] | c_DK2_Central | 4438 | 6.8323e-05
[11 empty] | c_DK2_Central | 4439 | 4.6327e-05
[11 empty] | c_DK2_Central | 4440 | 3.6161e-05
[11 empty] | c_DK2_Central | 4441 | 3.8994e-05
[11 empty] | c_DK2_Central | 4442 | 3.8661e-05
[11 empty] | c_DK2_Central | 4443 | 4.1827e-05
[11 empty] | c_DK2_Central | 4444 | 6.1824e-05
[11 empty] | c_DK2_Central | 4445 | 0.00010465
[11 empty] | c_DK2_Central | 4446 | 0.00012681
[11 empty] | c_DK2_Central | 4447 | 0.00012681
[11 empty] | c_DK2_Central | 4448 | 0.00010698
[11 empty] | c_DK2_Central | 4449 | 0.00010149
[11 empty] | c_DK2_Central | 4450 | 9.382e-05
[11 empty] | c_DK2_Central | 4451 | 8.8987e-05
[11 empty] | c_DK2_Central | 4452 | 8.6321e-05
[11 empty] | c_DK2_Central | 4453 | 7.7322e-05
[11 empty] | c_DK2_Central | 4454 | 7.3489e-05
[11 empty] | c_DK2_Central | 4455 | 6.999e-05
[11 empty] | c_DK2_Central | 4456 | 7.1489e-05
[11 empty] | c_DK2_Central | 4457 | 7.8322e-05
[11 empty] | c_DK2_Central | 4458 | 8.1488e-05
[11 empty] | c_DK2_Central | 4459 | 8.7987e-05
[11 empty] | c_DK2_Central | 4460 | 8.9987e-05
[11 empty] | c_DK2_Central | 4461 | 8.3821e-05
[11 empty] | c_DK2_Central | 4462 | 6.5824e-05
[11 empty] | c_DK2_Central | 4463 | 4.4493e-05
[11 empty] | c_DK2_Central | 4464 | 3.9161e-05
[11 empty] | c_DK2_Central | 4465 | 3.9494e-05
[11 empty] | c_DK2_Central | 4466 | 3.6661e-05
[11 empty] | c_DK2_Central | 4467 | 4.1661e-05
[11 empty] | c_DK2_Central | 4468 | 6.1491e-05
[11 empty] | c_DK2_Central | 4469 | 9.7986e-05
[11 empty] | c_DK2_Central | 4470 | 0.00012448
[11 empty] | c_DK2_Central | 4471 | 0.00012415
[11 empty] | c_DK2_Central | 4472 | 0.00010432
[11 empty] | c_DK2_Central | 4473 | 9.7652e-05
[11 empty] | c_DK2_Central | 4474 | 9.4153e-05
[11 empty] | c_DK2_Central | 4475 | 8.6321e-05
[11 empty] | c_DK2_Central | 4476 | 8.3654e-05
[11 empty] | c_DK2_Central | 4477 | 7.3989e-05
[11 empty] | c_DK2_Central | 4478 | 7.7322e-05
[11 empty] | c_DK2_Central | 4479 | 7.2823e-05
[11 empty] | c_DK2_Central | 4480 | 7.3822e-05
[11 empty] | c_DK2_Central | 4481 | 7.6822e-05
[11 empty] | c_DK2_Central | 4482 | 8.0488e-05
[11 empty] | c_DK2_Central | 4483 | 8.4654e-05
[11 empty] | c_DK2_Central | 4484 | 8.6321e-05
[11 empty] | c_DK2_Central | 4485 | 8.2321e-05
[11 empty] | c_DK2_Central | 4486 | 6.4824e-05
[11 empty] | c_DK2_Central | 4487 | 4.3994e-05
[11 empty] | c_DK2_Central | 4488 | 3.6995e-05
[11 empty] | c_DK2_Central | 4489 | 4.1327e-05
[11 empty] | c_DK2_Central | 4490 | 4.2494e-05
[11 empty] | c_DK2_Central | 4491 | 5.2159e-05
[11 empty] | c_DK2_Central | 4492 | 7.5489e-05
[11 empty] | c_DK2_Central | 4493 | 0.00011215
[11 empty] | c_DK2_Central | 4494 | 0.00011798
[11 empty] | c_DK2_Central | 4495 | 0.00012015
[11 empty] | c_DK2_Central | 4496 | 9.8486e-05
[11 empty] | c_DK2_Central | 4497 | 9.2486e-05
[11 empty] | c_DK2_Central | 4498 | 8.7654e-05
[11 empty] | c_DK2_Central | 4499 | 8.3154e-05
[11 empty] | c_DK2_Central | 4500 | 8.1155e-05
[11 empty] | c_DK2_Central | 4501 | 7.3323e-05
[11 empty] | c_DK2_Central | 4502 | 7.1656e-05
[11 empty] | c_DK2_Central | 4503 | 6.8657e-05
[11 empty] | c_DK2_Central | 4504 | 7.1489e-05
[11 empty] | c_DK2_Central | 4505 | 7.7489e-05
[11 empty] | c_DK2_Central | 4506 | 8.1488e-05
[11 empty] | c_DK2_Central | 4507 | 8.6654e-05
[11 empty] | c_DK2_Central | 4508 | 8.882e-05
[11 empty] | c_DK2_Central | 4509 | 8.4654e-05
[11 empty] | c_DK2_Central | 4510 | 6.649e-05
[11 empty] | c_DK2_Central | 4511 | 4.6493e-05
[11 empty] | c_DK2_Central | 4512 | 3.5495e-05
[11 empty] | c_DK2_Central | 4513 | 3.9161e-05
[11 empty] | c_DK2_Central | 4514 | 3.9494e-05
[11 empty] | c_DK2_Central | 4515 | 4.2994e-05
[11 empty] | c_DK2_Central | 4516 | 6.3491e-05
[11 empty] | c_DK2_Central | 4517 | 0.00010698
[11 empty] | c_DK2_Central | 4518 | 0.00012848
[11 empty] | c_DK2_Central | 4519 | 0.00012631
[11 empty] | c_DK2_Central | 4520 | 0.00010382
[11 empty] | c_DK2_Central | 4521 | 9.8652e-05
[11 empty] | c_DK2_Central | 4522 | 9.1986e-05
[11 empty] | c_DK2_Central | 4523 | 8.7987e-05
[11 empty] | c_DK2_Central | 4524 | 8.4654e-05
[11 empty] | c_DK2_Central | 4525 | 7.5489e-05
[11 empty] | c_DK2_Central | 4526 | 7.3323e-05
[11 empty] | c_DK2_Central | 4527 | 7.0323e-05
[11 empty] | c_DK2_Central | 4528 | 7.1989e-05
[11 empty] | c_DK2_Central | 4529 | 7.8155e-05
[11 empty] | c_DK2_Central | 4530 | 8.0821e-05
[11 empty] | c_DK2_Central | 4531 | 8.6821e-05
[11 empty] | c_DK2_Central | 4532 | 9.0153e-05
[11 empty] | c_DK2_Central | 4533 | 8.3321e-05
[11 empty] | c_DK2_Central | 4534 | 6.649e-05
[11 empty] | c_DK2_Central | 4535 | 4.516e-05
[11 empty] | c_DK2_Central | 4536 | 3.3162e-05
[11 empty] | c_DK2_Central | 4537 | 3.6661e-05
[11 empty] | c_DK2_Central | 4538 | 3.6661e-05
[11 empty] | c_DK2_Central | 4539 | 3.9994e-05
[11 empty] | c_DK2_Central | 4540 | 6.0824e-05
[11 empty] | c_DK2_Central | 4541 | 0.00010348
[11 empty] | c_DK2_Central | 4542 | 0.00012498
[11 empty] | c_DK2_Central | 4543 | 0.00012248
[11 empty] | c_DK2_Central | 4544 | 0.00010149
[11 empty] | c_DK2_Central | 4545 | 9.6986e-05
[11 empty] | c_DK2_Central | 4546 | 9.032e-05
[11 empty] | c_DK2_Central | 4547 | 8.6321e-05
[11 empty] | c_DK2_Central | 4548 | 8.3321e-05
[11 empty] | c_DK2_Central | 4549 | 7.3156e-05
[11 empty] | c_DK2_Central | 4550 | 7.0323e-05
[11 empty] | c_DK2_Central | 4551 | 6.649e-05
[11 empty] | c_DK2_Central | 4552 | 6.7823e-05
[11 empty] | c_DK2_Central | 4553 | 7.3822e-05
[11 empty] | c_DK2_Central | 4554 | 7.6322e-05
[11 empty] | c_DK2_Central | 4555 | 8.1988e-05
[11 empty] | c_DK2_Central | 4556 | 8.4821e-05
[11 empty] | c_DK2_Central | 4557 | 7.8322e-05
[11 empty] | c_DK2_Central | 4558 | 6.2491e-05
[11 empty] | c_DK2_Central | 4559 | 4.2327e-05
[11 empty] | c_DK2_Central | 4560 | 3.1662e-05
[11 empty] | c_DK2_Central | 4561 | 3.5161e-05
[11 empty] | c_DK2_Central | 4562 | 3.4995e-05
[11 empty] | c_DK2_Central | 4563 | 3.8161e-05
[11 empty] | c_DK2_Central | 4564 | 5.8658e-05
[11 empty] | c_DK2_Central | 4565 | 0.00010032
[11 empty] | c_DK2_Central | 4566 | 0.00012115
[11 empty] | c_DK2_Central | 4567 | 0.00011882
[11 empty] | c_DK2_Central | 4568 | 9.7986e-05
[11 empty] | c_DK2_Central | 4569 | 9.382e-05
[11 empty] | c_DK2_Central | 4570 | 8.732e-05
[11 empty] | c_DK2_Central | 4571 | 8.3488e-05
[11 empty] | c_DK2_Central | 4572 | 8.0655e-05
[11 empty] | c_DK2_Central | 4573 | 7.0323e-05
[11 empty] | c_DK2_Central | 4574 | 6.7823e-05
[11 empty] | c_DK2_Central | 4575 | 6.3491e-05
[11 empty] | c_DK2_Central | 4576 | 6.4824e-05
[11 empty] | c_DK2_Central | 4577 | 7.049e-05
[11 empty] | c_DK2_Central | 4578 | 7.3323e-05
[11 empty] | c_DK2_Central | 4579 | 7.8488e-05
[11 empty] | c_DK2_Central | 4580 | 8.1488e-05
[11 empty] | c_DK2_Central | 4581 | 7.5322e-05
[11 empty] | c_DK2_Central | 4582 | 6.0491e-05
[11 empty] | c_DK2_Central | 4583 | 4.0661e-05
[11 empty] | c_DK2_Central | 4584 | 3.1162e-05
[11 empty] | c_DK2_Central | 4585 | 3.4495e-05
[11 empty] | c_DK2_Central | 4586 | 3.4495e-05
[11 empty] | c_DK2_Central | 4587 | 3.7494e-05
[11 empty] | c_DK2_Central | 4588 | 5.7492e-05
[11 empty] | c_DK2_Central | 4589 | 9.8652e-05
[11 empty] | c_DK2_Central | 4590 | 0.00011932
[11 empty] | c_DK2_Central | 4591 | 0.00011682
[11 empty] | c_DK2_Central | 4592 | 9.6319e-05
[11 empty] | c_DK2_Central | 4593 | 9.182e-05
[11 empty] | c_DK2_Central | 4594 | 8.5654e-05
[11 empty] | c_DK2_Central | 4595 | 8.1988e-05
[11 empty] | c_DK2_Central | 4596 | 7.9322e-05
[11 empty] | c_DK2_Central | 4597 | 6.9323e-05
[11 empty] | c_DK2_Central | 4598 | 6.6657e-05
[11 empty] | c_DK2_Central | 4599 | 6.2324e-05
[11 empty] | c_DK2_Central | 4600 | 6.3657e-05
[11 empty] | c_DK2_Central | 4601 | 6.9323e-05
[11 empty] | c_DK2_Central | 4602 | 7.1323e-05
[11 empty] | c_DK2_Central | 4603 | 7.6989e-05
[11 empty] | c_DK2_Central | 4604 | 7.9988e-05
[11 empty] | c_DK2_Central | 4605 | 7.3656e-05
[11 empty] | c_DK2_Central | 4606 | 5.9325e-05
[11 empty] | c_DK2_Central | 4607 | 3.9994e-05
[11 empty] | c_DK2_Central | 4608 | 2.8996e-05
[11 empty] | c_DK2_Central | 4609 | 3.1829e-05
[11 empty] | c_DK2_Central | 4610 | 3.1329e-05
[11 empty] | c_DK2_Central | 4611 | 3.3995e-05
[11 empty] | c_DK2_Central | 4612 | 5.2159e-05
[11 empty] | c_DK2_Central | 4613 | 9.1653e-05
[11 empty] | c_DK2_Central | 4614 | 0.00010948
[11 empty] | c_DK2_Central | 4615 | 0.00011015
[11 empty] | c_DK2_Central | 4616 | 9.0487e-05
[11 empty] | c_DK2_Central | 4617 | 8.6987e-05
[11 empty] | c_DK2_Central | 4618 | 8.0155e-05
[11 empty] | c_DK2_Central | 4619 | 7.6322e-05
[11 empty] | c_DK2_Central | 4620 | 7.3989e-05
[11 empty] | c_DK2_Central | 4621 | 6.4657e-05
[11 empty] | c_DK2_Central | 4622 | 6.1158e-05
[11 empty] | c_DK2_Central | 4623 | 5.6658e-05
[11 empty] | c_DK2_Central | 4624 | 5.7492e-05
[11 empty] | c_DK2_Central | 4625 | 6.3824e-05
[11 empty] | c_DK2_Central | 4626 | 6.6324e-05
[11 empty] | c_DK2_Central | 4627 | 7.1989e-05
[11 empty] | c_DK2_Central | 4628 | 7.4822e-05
[11 empty] | c_DK2_Central | 4629 | 6.9656e-05
[11 empty] | c_DK2_Central | 4630 | 5.5492e-05
[11 empty] | c_DK2_Central | 4631 | 3.6828e-05
[11 empty] | c_DK2_Central | 4632 | 3.0829e-05
[11 empty] | c_DK2_Central | 4633 | 3.1662e-05
[11 empty] | c_DK2_Central | 4634 | 2.8329e-05
[11 empty] | c_DK2_Central | 4635 | 3.3162e-05
[11 empty] | c_DK2_Central | 4636 | 5.0326e-05
[11 empty] | c_DK2_Central | 4637 | 8.2988e-05
[11 empty] | c_DK2_Central | 4638 | 0.00010615
[11 empty] | c_DK2_Central | 4639 | 0.00010582
[11 empty] | c_DK2_Central | 4640 | 8.6487e-05
[11 empty] | c_DK2_Central | 4641 | 8.2155e-05
[11 empty] | c_DK2_Central | 4642 | 7.9322e-05
[11 empty] | c_DK2_Central | 4643 | 7.2323e-05
[11 empty] | c_DK2_Central | 4644 | 7.0656e-05
[11 empty] | c_DK2_Central | 4645 | 6.0658e-05
[11 empty] | c_DK2_Central | 4646 | 6.4491e-05
[11 empty] | c_DK2_Central | 4647 | 5.9325e-05
[11 empty] | c_DK2_Central | 4648 | 5.9991e-05
[11 empty] | c_DK2_Central | 4649 | 6.1991e-05
[11 empty] | c_DK2_Central | 4650 | 6.3824e-05
[11 empty] | c_DK2_Central | 4651 | 6.7323e-05
[11 empty] | c_DK2_Central | 4652 | 6.9656e-05
[11 empty] | c_DK2_Central | 4653 | 6.6657e-05
[11 empty] | c_DK2_Central | 4654 | 5.2992e-05
[11 empty] | c_DK2_Central | 4655 | 3.5161e-05
[11 empty] | c_DK2_Central | 4656 | 3.0329e-05
[11 empty] | c_DK2_Central | 4657 | 3.4662e-05
[11 empty] | c_DK2_Central | 4658 | 3.5995e-05
[11 empty] | c_DK2_Central | 4659 | 4.4327e-05
[11 empty] | c_DK2_Central | 4660 | 6.4824e-05
[11 empty] | c_DK2_Central | 4661 | 9.7652e-05
[11 empty] | c_DK2_Central | 4662 | 0.00010198
[11 empty] | c_DK2_Central | 4663 | 0.00010415
[11 empty] | c_DK2_Central | 4664 | 8.2988e-05
[11 empty] | c_DK2_Central | 4665 | 7.9155e-05
[11 empty] | c_DK2_Central | 4666 | 7.4656e-05
[11 empty] | c_DK2_Central | 4667 | 7.0823e-05
[11 empty] | c_DK2_Central | 4668 | 6.9656e-05
[11 empty] | c_DK2_Central | 4669 | 6.1658e-05
[11 empty] | c_DK2_Central | 4670 | 5.9825e-05
[11 empty] | c_DK2_Central | 4671 | 5.5992e-05
[11 empty] | c_DK2_Central | 4672 | 5.8325e-05
[11 empty] | c_DK2_Central | 4673 | 6.3824e-05
[11 empty] | c_DK2_Central | 4674 | 6.6657e-05
[11 empty] | c_DK2_Central | 4675 | 7.0656e-05
[11 empty] | c_DK2_Central | 4676 | 7.3989e-05
[11 empty] | c_DK2_Central | 4677 | 7.1323e-05
[11 empty] | c_DK2_Central | 4678 | 5.6158e-05
[11 empty] | c_DK2_Central | 4679 | 3.8994e-05
[11 empty] | c_DK2_Central | 4680 | 3.0662e-05
[11 empty] | c_DK2_Central | 4681 | 3.4328e-05
[11 empty] | c_DK2_Central | 4682 | 3.3995e-05
[11 empty] | c_DK2_Central | 4683 | 3.6995e-05
[11 empty] | c_DK2_Central | 4684 | 5.6325e-05
[11 empty] | c_DK2_Central | 4685 | 9.7652e-05
[11 empty] | c_DK2_Central | 4686 | 0.00011698
[11 empty] | c_DK2_Central | 4687 | 0.00011482
[11 empty] | c_DK2_Central | 4688 | 9.232e-05
[11 empty] | c_DK2_Central | 4689 | 8.8487e-05
[11 empty] | c_DK2_Central | 4690 | 8.2321e-05
[11 empty] | c_DK2_Central | 4691 | 7.8988e-05
[11 empty] | c_DK2_Central | 4692 | 7.6822e-05
[11 empty] | c_DK2_Central | 4693 | 6.6657e-05
[11 empty] | c_DK2_Central | 4694 | 6.4824e-05
[11 empty] | c_DK2_Central | 4695 | 6.0491e-05
[11 empty] | c_DK2_Central | 4696 | 6.2324e-05
[11 empty] | c_DK2_Central | 4697 | 6.7657e-05
[11 empty] | c_DK2_Central | 4698 | 6.9823e-05
[11 empty] | c_DK2_Central | 4699 | 7.5322e-05
[11 empty] | c_DK2_Central | 4700 | 7.9655e-05
[11 empty] | c_DK2_Central | 4701 | 7.3156e-05
[11 empty] | c_DK2_Central | 4702 | 5.8991e-05
[11 empty] | c_DK2_Central | 4703 | 3.9661e-05
[11 empty] | c_DK2_Central | 4704 | 2.9329e-05
[11 empty] | c_DK2_Central | 4705 | 3.3162e-05
[11 empty] | c_DK2_Central | 4706 | 3.2662e-05
[11 empty] | c_DK2_Central | 4707 | 3.5828e-05
[11 empty] | c_DK2_Central | 4708 | 5.5492e-05
[11 empty] | c_DK2_Central | 4709 | 9.6153e-05
[11 empty] | c_DK2_Central | 4710 | 0.00011615
[11 empty] | c_DK2_Central | 4711 | 0.00011398
[11 empty] | c_DK2_Central | 4712 | 9.282e-05
[11 empty] | c_DK2_Central | 4713 | 8.9154e-05
[11 empty] | c_DK2_Central | 4714 | 8.3154e-05
[11 empty] | c_DK2_Central | 4715 | 7.9822e-05
[11 empty] | c_DK2_Central | 4716 | 7.7155e-05
[11 empty] | c_DK2_Central | 4717 | 6.6657e-05
[11 empty] | c_DK2_Central | 4718 | 6.4157e-05
[11 empty] | c_DK2_Central | 4719 | 5.9325e-05
[11 empty] | c_DK2_Central | 4720 | 6.0491e-05
[11 empty] | c_DK2_Central | 4721 | 6.599e-05
[11 empty] | c_DK2_Central | 4722 | 6.8157e-05
[11 empty] | c_DK2_Central | 4723 | 7.3489e-05
[11 empty] | c_DK2_Central | 4724 | 7.6822e-05
[11 empty] | c_DK2_Central | 4725 | 7.0823e-05
[11 empty] | c_DK2_Central | 4726 | 5.7158e-05
[11 empty] | c_DK2_Central | 4727 | 3.8328e-05
[11 empty] | c_DK2_Central | 4728 | 2.8496e-05
[11 empty] | c_DK2_Central | 4729 | 3.2495e-05
[11 empty] | c_DK2_Central | 4730 | 3.1995e-05
[11 empty] | c_DK2_Central | 4731 | 3.4995e-05
[11 empty] | c_DK2_Central | 4732 | 5.4325e-05
[11 empty] | c_DK2_Central | 4733 | 9.4653e-05
[11 empty] | c_DK2_Central | 4734 | 0.00011415
[11 empty] | c_DK2_Central | 4735 | 0.00011198
[11 empty] | c_DK2_Central | 4736 | 9.0987e-05
[11 empty] | c_DK2_Central | 4737 | 8.7487e-05
[11 empty] | c_DK2_Central | 4738 | 8.1488e-05
[11 empty] | c_DK2_Central | 4739 | 7.7989e-05
[11 empty] | c_DK2_Central | 4740 | 7.5989e-05
[11 empty] | c_DK2_Central | 4741 | 6.5324e-05
[11 empty] | c_DK2_Central | 4742 | 6.2657e-05
[11 empty] | c_DK2_Central | 4743 | 5.8158e-05
[11 empty] | c_DK2_Central | 4744 | 5.9158e-05
[11 empty] | c_DK2_Central | 4745 | 6.4657e-05
[11 empty] | c_DK2_Central | 4746 | 6.649e-05
[11 empty] | c_DK2_Central | 4747 | 7.1823e-05
[11 empty] | c_DK2_Central | 4748 | 7.5322e-05
[11 empty] | c_DK2_Central | 4749 | 6.9156e-05
[11 empty] | c_DK2_Central | 4750 | 5.6158e-05
[11 empty] | c_DK2_Central | 4751 | 3.7494e-05
[11 empty] | c_DK2_Central | 4752 | 2.7663e-05
[11 empty] | c_DK2_Central | 4753 | 3.1329e-05
[11 empty] | c_DK2_Central | 4754 | 3.0829e-05
[11 empty] | c_DK2_Central | 4755 | 3.3828e-05
[11 empty] | c_DK2_Central | 4756 | 5.2492e-05
[11 empty] | c_DK2_Central | 4757 | 9.1986e-05
[11 empty] | c_DK2_Central | 4758 | 0.00011015
[11 empty] | c_DK2_Central | 4759 | 0.00010832
[11 empty] | c_DK2_Central | 4760 | 8.782e-05
[11 empty] | c_DK2_Central | 4761 | 8.4488e-05
[11 empty] | c_DK2_Central | 4762 | 7.8655e-05
[11 empty] | c_DK2_Central | 4763 | 7.5489e-05
[11 empty] | c_DK2_Central | 4764 | 7.3323e-05
[11 empty] | c_DK2_Central | 4765 | 6.2491e-05
[11 empty] | c_DK2_Central | 4766 | 6.0324e-05
[11 empty] | c_DK2_Central | 4767 | 5.5658e-05
[11 empty] | c_DK2_Central | 4768 | 5.6992e-05
[11 empty] | c_DK2_Central | 4769 | 6.1991e-05
[11 empty] | c_DK2_Central | 4770 | 6.3824e-05
[11 empty] | c_DK2_Central | 4771 | 6.899e-05
[11 empty] | c_DK2_Central | 4772 | 7.2323e-05
[11 empty] | c_DK2_Central | 4773 | 6.6657e-05
[11 empty] | c_DK2_Central | 4774 | 5.3825e-05
[11 empty] | c_DK2_Central | 4775 | 3.5995e-05
[11 empty] | c_DK2_Central | 4776 | 2.7829e-05
[11 empty] | c_DK2_Central | 4777 | 3.0496e-05
[11 empty] | c_DK2_Central | 4778 | 2.9829e-05
[11 empty] | c_DK2_Central | 4779 | 3.2162e-05
[11 empty] | c_DK2_Central | 4780 | 4.9659e-05
[11 empty] | c_DK2_Central | 4781 | 8.7654e-05
[11 empty] | c_DK2_Central | 4782 | 0.00010432
[11 empty] | c_DK2_Central | 4783 | 0.00010515
[11 empty] | c_DK2_Central | 4784 | 8.6321e-05
[11 empty] | c_DK2_Central | 4785 | 8.2821e-05
[11 empty] | c_DK2_Central | 4786 | 7.6155e-05
[11 empty] | c_DK2_Central | 4787 | 7.2823e-05
[11 empty] | c_DK2_Central | 4788 | 7.0823e-05
[11 empty] | c_DK2_Central | 4789 | 6.1658e-05
[11 empty] | c_DK2_Central | 4790 | 5.8158e-05
[11 empty] | c_DK2_Central | 4791 | 5.4159e-05
[11 empty] | c_DK2_Central | 4792 | 5.4825e-05
[11 empty] | c_DK2_Central | 4793 | 6.0658e-05
[11 empty] | c_DK2_Central | 4794 | 6.3157e-05
[11 empty] | c_DK2_Central | 4795 | 6.849e-05
[11 empty] | c_DK2_Central | 4796 | 7.1156e-05
[11 empty] | c_DK2_Central | 4797 | 6.599e-05
[11 empty] | c_DK2_Central | 4798 | 5.2659e-05
[11 empty] | c_DK2_Central | 4799 | 3.4995e-05
[11 empty] | c_DK2_Central | 4800 | 2.9496e-05
[11 empty] | c_DK2_Central | 4801 | 3.0162e-05
[11 empty] | c_DK2_Central | 4802 | 2.6829e-05
[11 empty] | c_DK2_Central | 4803 | 3.1495e-05
[11 empty] | c_DK2_Central | 4804 | 4.7326e-05
[11 empty] | c_DK2_Central | 4805 | 7.8155e-05
[11 empty] | c_DK2_Central | 4806 | 0.00010032
[11 empty] | c_DK2_Central | 4807 | 0.00010032
[11 empty] | c_DK2_Central | 4808 | 8.1488e-05
[11 empty] | c_DK2_Central | 4809 | 7.7489e-05
[11 empty] | c_DK2_Central | 4810 | 7.4989e-05
[11 empty] | c_DK2_Central | 4811 | 6.8323e-05
[11 empty] | c_DK2_Central | 4812 | 6.6823e-05
[11 empty] | c_DK2_Central | 4813 | 5.7158e-05
[11 empty] | c_DK2_Central | 4814 | 6.0991e-05
[11 empty] | c_DK2_Central | 4815 | 5.5825e-05
[11 empty] | c_DK2_Central | 4816 | 5.6325e-05
[11 empty] | c_DK2_Central | 4817 | 5.8491e-05
[11 empty] | c_DK2_Central | 4818 | 5.9991e-05
[11 empty] | c_DK2_Central | 4819 | 6.3157e-05
[11 empty] | c_DK2_Central | 4820 | 6.549e-05
[11 empty] | c_DK2_Central | 4821 | 6.2657e-05
[11 empty] | c_DK2_Central | 4822 | 4.9993e-05
[11 empty] | c_DK2_Central | 4823 | 3.3162e-05
[11 empty] | c_DK2_Central | 4824 | 2.7996e-05
[11 empty] | c_DK2_Central | 4825 | 3.2162e-05
[11 empty] | c_DK2_Central | 4826 | 3.3828e-05
[11 empty] | c_DK2_Central | 4827 | 4.216e-05
[11 empty] | c_DK2_Central | 4828 | 6.0824e-05
[11 empty] | c_DK2_Central | 4829 | 9.1653e-05
[11 empty] | c_DK2_Central | 4830 | 9.4986e-05
[11 empty] | c_DK2_Central | 4831 | 9.7486e-05
[11 empty] | c_DK2_Central | 4832 | 7.6989e-05
[11 empty] | c_DK2_Central | 4833 | 7.3489e-05
[11 empty] | c_DK2_Central | 4834 | 6.9323e-05
[11 empty] | c_DK2_Central | 4835 | 6.599e-05
[11 empty] | c_DK2_Central | 4836 | 6.4824e-05
[11 empty] | c_DK2_Central | 4837 | 5.7158e-05
[11 empty] | c_DK2_Central | 4838 | 5.5825e-05
[11 empty] | c_DK2_Central | 4839 | 5.1826e-05
[11 empty] | c_DK2_Central | 4840 | 5.3825e-05
[11 empty] | c_DK2_Central | 4841 | 5.8991e-05
[11 empty] | c_DK2_Central | 4842 | 6.1491e-05
[11 empty] | c_DK2_Central | 4843 | 6.5324e-05
[11 empty] | c_DK2_Central | 4844 | 6.8657e-05
[11 empty] | c_DK2_Central | 4845 | 6.6157e-05
[11 empty] | c_DK2_Central | 4846 | 5.2159e-05
[11 empty] | c_DK2_Central | 4847 | 3.6328e-05
[11 empty] | c_DK2_Central | 4848 | 2.8496e-05
[11 empty] | c_DK2_Central | 4849 | 3.2329e-05
[11 empty] | c_DK2_Central | 4850 | 3.1662e-05
[11 empty] | c_DK2_Central | 4851 | 3.4495e-05
[11 empty] | c_DK2_Central | 4852 | 5.3159e-05
[11 empty] | c_DK2_Central | 4853 | 9.3153e-05
[11 empty] | c_DK2_Central | 4854 | 0.00011082
[11 empty] | c_DK2_Central | 4855 | 0.00010932
[11 empty] | c_DK2_Central | 4856 | 8.6821e-05
[11 empty] | c_DK2_Central | 4857 | 8.3488e-05
[11 empty] | c_DK2_Central | 4858 | 7.7489e-05
[11 empty] | c_DK2_Central | 4859 | 7.4989e-05
[11 empty] | c_DK2_Central | 4860 | 7.2656e-05
[11 empty] | c_DK2_Central | 4861 | 6.2324e-05
[11 empty] | c_DK2_Central | 4862 | 6.0991e-05
[11 empty] | c_DK2_Central | 4863 | 5.6325e-05
[11 empty] | c_DK2_Central | 4864 | 5.7825e-05
[11 empty] | c_DK2_Central | 4865 | 6.3324e-05
[11 empty] | c_DK2_Central | 4866 | 6.5157e-05
[11 empty] | c_DK2_Central | 4867 | 7.0323e-05
[11 empty] | c_DK2_Central | 4868 | 7.4156e-05
[11 empty] | c_DK2_Central | 4869 | 6.8323e-05
[11 empty] | c_DK2_Central | 4870 | 5.5325e-05
[11 empty] | c_DK2_Central | 4871 | 3.7161e-05
[11 empty] | c_DK2_Central | 4872 | 2.5996e-05
[11 empty] | c_DK2_Central | 4873 | 2.9496e-05
[11 empty] | c_DK2_Central | 4874 | 2.9496e-05
[11 empty] | c_DK2_Central | 4875 | 3.2162e-05
[11 empty] | c_DK2_Central | 4876 | 4.9659e-05
[11 empty] | c_DK2_Central | 4877 | 8.8154e-05
[11 empty] | c_DK2_Central | 4878 | 0.00010448
[11 empty] | c_DK2_Central | 4879 | 0.00010298
[11 empty] | c_DK2_Central | 4880 | 8.3154e-05
[11 empty] | c_DK2_Central | 4881 | 7.9988e-05
[11 empty] | c_DK2_Central | 4882 | 7.4656e-05
[11 empty] | c_DK2_Central | 4883 | 7.1823e-05
[11 empty] | c_DK2_Central | 4884 | 6.949e-05
[11 empty] | c_DK2_Central | 4885 | 5.9491e-05
[11 empty] | c_DK2_Central | 4886 | 5.7158e-05
[11 empty] | c_DK2_Central | 4887 | 5.2826e-05
[11 empty] | c_DK2_Central | 4888 | 5.3659e-05
[11 empty] | c_DK2_Central | 4889 | 5.8825e-05
[11 empty] | c_DK2_Central | 4890 | 6.0491e-05
[11 empty] | c_DK2_Central | 4891 | 6.5157e-05
[11 empty] | c_DK2_Central | 4892 | 6.849e-05
[11 empty] | c_DK2_Central | 4893 | 6.2824e-05
[11 empty] | c_DK2_Central | 4894 | 5.0992e-05
[11 empty] | c_DK2_Central | 4895 | 3.3995e-05
[11 empty] | c_DK2_Central | 4896 | 2.5163e-05
[11 empty] | c_DK2_Central | 4897 | 2.8496e-05
[11 empty] | c_DK2_Central | 4898 | 2.8163e-05
[11 empty] | c_DK2_Central | 4899 | 3.0662e-05
[11 empty] | c_DK2_Central | 4900 | 4.7493e-05
[11 empty] | c_DK2_Central | 4901 | 8.4987e-05
[11 empty] | c_DK2_Central | 4902 | 0.00010099
[11 empty] | c_DK2_Central | 4903 | 9.9985e-05
[11 empty] | c_DK2_Central | 4904 | 7.9988e-05
[11 empty] | c_DK2_Central | 4905 | 7.6989e-05
[11 empty] | c_DK2_Central | 4906 | 7.2489e-05
[11 empty] | c_DK2_Central | 4907 | 6.9656e-05
[11 empty] | c_DK2_Central | 4908 | 6.7657e-05
[11 empty] | c_DK2_Central | 4909 | 5.7492e-05
[11 empty] | c_DK2_Central | 4910 | 5.5325e-05
[11 empty] | c_DK2_Central | 4911 | 5.1159e-05
[11 empty] | c_DK2_Central | 4912 | 5.1659e-05
[11 empty] | c_DK2_Central | 4913 | 5.6825e-05
[11 empty] | c_DK2_Central | 4914 | 5.8491e-05
[11 empty] | c_DK2_Central | 4915 | 6.2491e-05
[11 empty] | c_DK2_Central | 4916 | 6.599e-05
[11 empty] | c_DK2_Central | 4917 | 6.0491e-05
[11 empty] | c_DK2_Central | 4918 | 4.8993e-05
[11 empty] | c_DK2_Central | 4919 | 3.2495e-05
[11 empty] | c_DK2_Central | 4920 | 2.4496e-05
[11 empty] | c_DK2_Central | 4921 | 2.7996e-05
[11 empty] | c_DK2_Central | 4922 | 2.7663e-05
[11 empty] | c_DK2_Central | 4923 | 2.9329e-05
[11 empty] | c_DK2_Central | 4924 | 4.5827e-05
[11 empty] | c_DK2_Central | 4925 | 8.2488e-05
[11 empty] | c_DK2_Central | 4926 | 9.8152e-05
[11 empty] | c_DK2_Central | 4927 | 9.7486e-05
[11 empty] | c_DK2_Central | 4928 | 7.7489e-05
[11 empty] | c_DK2_Central | 4929 | 7.4656e-05
[11 empty] | c_DK2_Central | 4930 | 7.049e-05
[11 empty] | c_DK2_Central | 4931 | 6.8323e-05
[11 empty] | c_DK2_Central | 4932 | 6.649e-05
[11 empty] | c_DK2_Central | 4933 | 5.5825e-05
[11 empty] | c_DK2_Central | 4934 | 5.3825e-05
[11 empty] | c_DK2_Central | 4935 | 4.9493e-05
[11 empty] | c_DK2_Central | 4936 | 4.9993e-05
[11 empty] | c_DK2_Central | 4937 | 5.5492e-05
[11 empty] | c_DK2_Central | 4938 | 5.6325e-05
[11 empty] | c_DK2_Central | 4939 | 6.0491e-05
[11 empty] | c_DK2_Central | 4940 | 6.3824e-05
[11 empty] | c_DK2_Central | 4941 | 5.8658e-05
[11 empty] | c_DK2_Central | 4942 | 4.7326e-05
[11 empty] | c_DK2_Central | 4943 | 3.1662e-05
[11 empty] | c_DK2_Central | 4944 | 2.483e-05
[11 empty] | c_DK2_Central | 4945 | 2.7496e-05
[11 empty] | c_DK2_Central | 4946 | 2.6996e-05
[11 empty] | c_DK2_Central | 4947 | 2.8163e-05
[11 empty] | c_DK2_Central | 4948 | 4.3327e-05
[11 empty] | c_DK2_Central | 4949 | 7.8822e-05
[11 empty] | c_DK2_Central | 4950 | 9.3153e-05
[11 empty] | c_DK2_Central | 4951 | 9.4653e-05
[11 empty] | c_DK2_Central | 4952 | 7.6489e-05
[11 empty] | c_DK2_Central | 4953 | 7.3656e-05
[11 empty] | c_DK2_Central | 4954 | 6.8323e-05
[11 empty] | c_DK2_Central | 4955 | 6.599e-05
[11 empty] | c_DK2_Central | 4956 | 6.4157e-05
[11 empty] | c_DK2_Central | 4957 | 5.5159e-05
[11 empty] | c_DK2_Central | 4958 | 5.1826e-05
[11 empty] | c_DK2_Central | 4959 | 4.7826e-05
[11 empty] | c_DK2_Central | 4960 | 4.816e-05
[11 empty] | c_DK2_Central | 4961 | 5.4492e-05
[11 empty] | c_DK2_Central | 4962 | 5.5492e-05
[11 empty] | c_DK2_Central | 4963 | 6.0491e-05
[11 empty] | c_DK2_Central | 4964 | 6.3157e-05
[11 empty] | c_DK2_Central | 4965 | 5.8491e-05
[11 empty] | c_DK2_Central | 4966 | 4.6327e-05
[11 empty] | c_DK2_Central | 4967 | 3.0829e-05
[11 empty] | c_DK2_Central | 4968 | 2.7663e-05
[11 empty] | c_DK2_Central | 4969 | 2.8496e-05
[11 empty] | c_DK2_Central | 4970 | 2.433e-05
[11 empty] | c_DK2_Central | 4971 | 2.8829e-05
[11 empty] | c_DK2_Central | 4972 | 4.3494e-05
[11 empty] | c_DK2_Central | 4973 | 7.0656e-05
[11 empty] | c_DK2_Central | 4974 | 9.2486e-05
[11 empty] | c_DK2_Central | 4975 | 9.3653e-05
[11 empty] | c_DK2_Central | 4976 | 7.4156e-05
[11 empty] | c_DK2_Central | 4977 | 6.9823e-05
[11 empty] | c_DK2_Central | 4978 | 6.899e-05
[11 empty] | c_DK2_Central | 4979 | 6.1991e-05
[11 empty] | c_DK2_Central | 4980 | 6.1324e-05
[11 empty] | c_DK2_Central | 4981 | 5.2326e-05
[11 empty] | c_DK2_Central | 4982 | 5.7158e-05
[11 empty] | c_DK2_Central | 4983 | 5.1659e-05
[11 empty] | c_DK2_Central | 4984 | 5.1826e-05
[11 empty] | c_DK2_Central | 4985 | 5.3492e-05
[11 empty] | c_DK2_Central | 4986 | 5.3992e-05
[11 empty] | c_DK2_Central | 4987 | 5.6992e-05
[11 empty] | c_DK2_Central | 4988 | 5.9325e-05
[11 empty] | c_DK2_Central | 4989 | 5.6658e-05
[11 empty] | c_DK2_Central | 4990 | 4.4993e-05
[11 empty] | c_DK2_Central | 4991 | 2.9662e-05
[11 empty] | c_DK2_Central | 4992 | 2.6163e-05
[11 empty] | c_DK2_Central | 4993 | 2.9996e-05
[11 empty] | c_DK2_Central | 4994 | 3.1162e-05
[11 empty] | c_DK2_Central | 4995 | 3.9494e-05
[11 empty] | c_DK2_Central | 4996 | 5.6325e-05
[11 empty] | c_DK2_Central | 4997 | 8.2821e-05
[11 empty] | c_DK2_Central | 4998 | 8.5487e-05
[11 empty] | c_DK2_Central | 4999 | 8.9653e-05
[11 empty] | c_DK2_Central | 5000 | 6.949e-05
[11 empty] | c_DK2_Central | 5001 | 6.6324e-05
[11 empty] | c_DK2_Central | 5002 | 6.3491e-05
[11 empty] | c_DK2_Central | 5003 | 6.0491e-05
[11 empty] | c_DK2_Central | 5004 | 5.9991e-05
[11 empty] | c_DK2_Central | 5005 | 5.2326e-05
[11 empty] | c_DK2_Central | 5006 | 5.0826e-05
[11 empty] | c_DK2_Central | 5007 | 4.716e-05
[11 empty] | c_DK2_Central | 5008 | 4.8493e-05
[11 empty] | c_DK2_Central | 5009 | 5.3992e-05
[11 empty] | c_DK2_Central | 5010 | 5.5825e-05
[11 empty] | c_DK2_Central | 5011 | 5.8991e-05
[11 empty] | c_DK2_Central | 5012 | 6.1824e-05
[11 empty] | c_DK2_Central | 5013 | 5.9658e-05
[11 empty] | c_DK2_Central | 5014 | 4.716e-05
[11 empty] | c_DK2_Central | 5015 | 3.2829e-05
[11 empty] | c_DK2_Central | 5016 | 2.4496e-05
[11 empty] | c_DK2_Central | 5017 | 2.8496e-05
[11 empty] | c_DK2_Central | 5018 | 2.7829e-05
[11 empty] | c_DK2_Central | 5019 | 2.9329e-05
[11 empty] | c_DK2_Central | 5020 | 4.566e-05
[11 empty] | c_DK2_Central | 5021 | 8.1988e-05
[11 empty] | c_DK2_Central | 5022 | 9.6819e-05
[11 empty] | c_DK2_Central | 5023 | 9.6486e-05
[11 empty] | c_DK2_Central | 5024 | 7.4489e-05
[11 empty] | c_DK2_Central | 5025 | 7.1989e-05
[11 empty] | c_DK2_Central | 5026 | 6.8157e-05
[11 empty] | c_DK2_Central | 5027 | 6.6157e-05
[11 empty] | c_DK2_Central | 5028 | 6.4491e-05
[11 empty] | c_DK2_Central | 5029 | 5.4325e-05
[11 empty] | c_DK2_Central | 5030 | 5.2992e-05
[11 empty] | c_DK2_Central | 5031 | 4.8993e-05
[11 empty] | c_DK2_Central | 5032 | 5.0159e-05
[11 empty] | c_DK2_Central | 5033 | 5.4992e-05
[11 empty] | c_DK2_Central | 5034 | 5.5992e-05
[11 empty] | c_DK2_Central | 5035 | 6.0158e-05
[11 empty] | c_DK2_Central | 5036 | 6.4491e-05
[11 empty] | c_DK2_Central | 5037 | 5.8825e-05
[11 empty] | c_DK2_Central | 5038 | 4.766e-05
[11 empty] | c_DK2_Central | 5039 | 3.1829e-05
[11 empty] | c_DK2_Central | 5040 | 2.4496e-05
[11 empty] | c_DK2_Central | 5041 | 2.7996e-05
[11 empty] | c_DK2_Central | 5042 | 2.7663e-05
[11 empty] | c_DK2_Central | 5043 | 2.9662e-05
[11 empty] | c_DK2_Central | 5044 | 4.616e-05
[11 empty] | c_DK2_Central | 5045 | 8.3321e-05
[11 empty] | c_DK2_Central | 5046 | 9.9319e-05
[11 empty] | c_DK2_Central | 5047 | 9.8319e-05
[11 empty] | c_DK2_Central | 5048 | 7.8155e-05
[11 empty] | c_DK2_Central | 5049 | 7.5322e-05
[11 empty] | c_DK2_Central | 5050 | 7.1323e-05
[11 empty] | c_DK2_Central | 5051 | 6.899e-05
[11 empty] | c_DK2_Central | 5052 | 6.6823e-05
[11 empty] | c_DK2_Central | 5053 | 5.6658e-05
[11 empty] | c_DK2_Central | 5054 | 5.4159e-05
[11 empty] | c_DK2_Central | 5055 | 4.9826e-05
[11 empty] | c_DK2_Central | 5056 | 5.0493e-05
[11 empty] | c_DK2_Central | 5057 | 5.5825e-05
[11 empty] | c_DK2_Central | 5058 | 5.6992e-05
[11 empty] | c_DK2_Central | 5059 | 6.0991e-05
[11 empty] | c_DK2_Central | 5060 | 6.4324e-05
[11 empty] | c_DK2_Central | 5061 | 5.8825e-05
[11 empty] | c_DK2_Central | 5062 | 4.7993e-05
[11 empty] | c_DK2_Central | 5063 | 3.1995e-05
[11 empty] | c_DK2_Central | 5064 | 2.583e-05
[11 empty] | c_DK2_Central | 5065 | 2.8996e-05
[11 empty] | c_DK2_Central | 5066 | 2.8829e-05
[11 empty] | c_DK2_Central | 5067 | 3.1495e-05
[11 empty] | c_DK2_Central | 5068 | 4.8826e-05
[11 empty] | c_DK2_Central | 5069 | 8.6654e-05
[11 empty] | c_DK2_Central | 5070 | 0.00010298
[11 empty] | c_DK2_Central | 5071 | 0.00010165
[11 empty] | c_DK2_Central | 5072 | 8.1988e-05
[11 empty] | c_DK2_Central | 5073 | 7.8822e-05
[11 empty] | c_DK2_Central | 5074 | 7.3489e-05
[11 empty] | c_DK2_Central | 5075 | 7.0656e-05
[11 empty] | c_DK2_Central | 5076 | 6.849e-05
[11 empty] | c_DK2_Central | 5077 | 5.8491e-05
[11 empty] | c_DK2_Central | 5078 | 5.6325e-05
[11 empty] | c_DK2_Central | 5079 | 5.1992e-05
[11 empty] | c_DK2_Central | 5080 | 5.2826e-05
[11 empty] | c_DK2_Central | 5081 | 5.7825e-05
[11 empty] | c_DK2_Central | 5082 | 5.9658e-05
[11 empty] | c_DK2_Central | 5083 | 6.4157e-05
[11 empty] | c_DK2_Central | 5084 | 6.7323e-05
[11 empty] | c_DK2_Central | 5085 | 6.1824e-05
[11 empty] | c_DK2_Central | 5086 | 4.9993e-05
[11 empty] | c_DK2_Central | 5087 | 3.3495e-05
[11 empty] | c_DK2_Central | 5088 | 2.6996e-05
[11 empty] | c_DK2_Central | 5089 | 3.0496e-05
[11 empty] | c_DK2_Central | 5090 | 2.9996e-05
[11 empty] | c_DK2_Central | 5091 | 3.2662e-05
[11 empty] | c_DK2_Central | 5092 | 5.0992e-05
[11 empty] | c_DK2_Central | 5093 | 9.032e-05
[11 empty] | c_DK2_Central | 5094 | 0.00010715
[11 empty] | c_DK2_Central | 5095 | 0.00010532
[11 empty] | c_DK2_Central | 5096 | 8.5321e-05
[11 empty] | c_DK2_Central | 5097 | 8.1821e-05
[11 empty] | c_DK2_Central | 5098 | 7.6489e-05
[11 empty] | c_DK2_Central | 5099 | 7.3323e-05
[11 empty] | c_DK2_Central | 5100 | 7.1489e-05
[11 empty] | c_DK2_Central | 5101 | 6.0824e-05
[11 empty] | c_DK2_Central | 5102 | 5.8658e-05
[11 empty] | c_DK2_Central | 5103 | 5.4159e-05
[11 empty] | c_DK2_Central | 5104 | 5.4992e-05
[11 empty] | c_DK2_Central | 5105 | 6.0324e-05
[11 empty] | c_DK2_Central | 5106 | 6.2158e-05
[11 empty] | c_DK2_Central | 5107 | 6.6823e-05
[11 empty] | c_DK2_Central | 5108 | 6.999e-05
[11 empty] | c_DK2_Central | 5109 | 6.4324e-05
[11 empty] | c_DK2_Central | 5110 | 5.2159e-05
[11 empty] | c_DK2_Central | 5111 | 3.4995e-05
[11 empty] | c_DK2_Central | 5112 | 2.7663e-05
[11 empty] | c_DK2_Central | 5113 | 3.0329e-05
[11 empty] | c_DK2_Central | 5114 | 2.9829e-05
[11 empty] | c_DK2_Central | 5115 | 3.2162e-05
[11 empty] | c_DK2_Central | 5116 | 4.9493e-05
[11 empty] | c_DK2_Central | 5117 | 8.8487e-05
[11 empty] | c_DK2_Central | 5118 | 0.00010432
[11 empty] | c_DK2_Central | 5119 | 0.00010515
[11 empty] | c_DK2_Central | 5120 | 8.5987e-05
[11 empty] | c_DK2_Central | 5121 | 8.2821e-05
[11 empty] | c_DK2_Central | 5122 | 7.5989e-05
[11 empty] | c_DK2_Central | 5123 | 7.2656e-05
[11 empty] | c_DK2_Central | 5124 | 7.049e-05
[11 empty] | c_DK2_Central | 5125 | 6.1658e-05
[11 empty] | c_DK2_Central | 5126 | 5.7991e-05
[11 empty] | c_DK2_Central | 5127 | 5.3992e-05
[11 empty] | c_DK2_Central | 5128 | 5.4492e-05
[11 empty] | c_DK2_Central | 5129 | 6.0658e-05
[11 empty] | c_DK2_Central | 5130 | 6.2824e-05
[11 empty] | c_DK2_Central | 5131 | 6.8323e-05
[11 empty] | c_DK2_Central | 5132 | 7.099e-05
[11 empty] | c_DK2_Central | 5133 | 6.5657e-05
[11 empty] | c_DK2_Central | 5134 | 5.2159e-05
[11 empty] | c_DK2_Central | 5135 | 3.4828e-05
[11 empty] | c_DK2_Central | 5136 | 2.9496e-05
[11 empty] | c_DK2_Central | 5137 | 3.0162e-05
[11 empty] | c_DK2_Central | 5138 | 2.7163e-05
[11 empty] | c_DK2_Central | 5139 | 3.1495e-05
[11 empty] | c_DK2_Central | 5140 | 4.7326e-05
[11 empty] | c_DK2_Central | 5141 | 7.8155e-05
[11 empty] | c_DK2_Central | 5142 | 0.00010082
[11 empty] | c_DK2_Central | 5143 | 0.00010049
[11 empty] | c_DK2_Central | 5144 | 8.1821e-05
[11 empty] | c_DK2_Central | 5145 | 7.7489e-05
[11 empty] | c_DK2_Central | 5146 | 7.5322e-05
[11 empty] | c_DK2_Central | 5147 | 6.8657e-05
[11 empty] | c_DK2_Central | 5148 | 6.6823e-05
[11 empty] | c_DK2_Central | 5149 | 5.7325e-05
[11 empty] | c_DK2_Central | 5150 | 6.0991e-05
[11 empty] | c_DK2_Central | 5151 | 5.5992e-05
[11 empty] | c_DK2_Central | 5152 | 5.6658e-05
[11 empty] | c_DK2_Central | 5153 | 5.8491e-05
[11 empty] | c_DK2_Central | 5154 | 6.0158e-05
[11 empty] | c_DK2_Central | 5155 | 6.3491e-05
[11 empty] | c_DK2_Central | 5156 | 6.5657e-05
[11 empty] | c_DK2_Central | 5157 | 6.2824e-05
[11 empty] | c_DK2_Central | 5158 | 4.9826e-05
[11 empty] | c_DK2_Central | 5159 | 3.3162e-05
[11 empty] | c_DK2_Central | 5160 | 2.8496e-05
[11 empty] | c_DK2_Central | 5161 | 3.2495e-05
[11 empty] | c_DK2_Central | 5162 | 3.3828e-05
[11 empty] | c_DK2_Central | 5163 | 4.216e-05
[11 empty] | c_DK2_Central | 5164 | 6.1158e-05
[11 empty] | c_DK2_Central | 5165 | 9.232e-05
[11 empty] | c_DK2_Central | 5166 | 9.5653e-05
[11 empty] | c_DK2_Central | 5167 | 9.8152e-05
[11 empty] | c_DK2_Central | 5168 | 7.7155e-05
[11 empty] | c_DK2_Central | 5169 | 7.4322e-05
[11 empty] | c_DK2_Central | 5170 | 6.9823e-05
[11 empty] | c_DK2_Central | 5171 | 6.6657e-05
[11 empty] | c_DK2_Central | 5172 | 6.5157e-05
[11 empty] | c_DK2_Central | 5173 | 5.7658e-05
[11 empty] | c_DK2_Central | 5174 | 5.5992e-05
[11 empty] | c_DK2_Central | 5175 | 5.1992e-05
[11 empty] | c_DK2_Central | 5176 | 5.3992e-05
[11 empty] | c_DK2_Central | 5177 | 5.9325e-05
[11 empty] | c_DK2_Central | 5178 | 6.1658e-05
[11 empty] | c_DK2_Central | 5179 | 6.549e-05
[11 empty] | c_DK2_Central | 5180 | 6.899e-05
[11 empty] | c_DK2_Central | 5181 | 6.6657e-05
[11 empty] | c_DK2_Central | 5182 | 5.2492e-05
[11 empty] | c_DK2_Central | 5183 | 3.6495e-05
[11 empty] | c_DK2_Central | 5184 | 2.7663e-05
[11 empty] | c_DK2_Central | 5185 | 3.1329e-05
[11 empty] | c_DK2_Central | 5186 | 3.0829e-05
[11 empty] | c_DK2_Central | 5187 | 3.3495e-05
[11 empty] | c_DK2_Central | 5188 | 5.1326e-05
[11 empty] | c_DK2_Central | 5189 | 9.0987e-05
[11 empty] | c_DK2_Central | 5190 | 0.00010715
[11 empty] | c_DK2_Central | 5191 | 0.00010582
[11 empty] | c_DK2_Central | 5192 | 8.3821e-05
[11 empty] | c_DK2_Central | 5193 | 8.0655e-05
[11 empty] | c_DK2_Central | 5194 | 7.4989e-05
[11 empty] | c_DK2_Central | 5195 | 7.2323e-05
[11 empty] | c_DK2_Central | 5196 | 7.0156e-05
[11 empty] | c_DK2_Central | 5197 | 5.9991e-05
[11 empty] | c_DK2_Central | 5198 | 5.8825e-05
[11 empty] | c_DK2_Central | 5199 | 5.4325e-05
[11 empty] | c_DK2_Central | 5200 | 5.5992e-05
[11 empty] | c_DK2_Central | 5201 | 6.1158e-05
[11 empty] | c_DK2_Central | 5202 | 6.2824e-05
[11 empty] | c_DK2_Central | 5203 | 6.7657e-05
[11 empty] | c_DK2_Central | 5204 | 7.1489e-05
[11 empty] | c_DK2_Central | 5205 | 6.5657e-05
[11 empty] | c_DK2_Central | 5206 | 5.3325e-05
[11 empty] | c_DK2_Central | 5207 | 3.5828e-05
[11 empty] | c_DK2_Central | 5208 | 2.6163e-05
[11 empty] | c_DK2_Central | 5209 | 2.9662e-05
[11 empty] | c_DK2_Central | 5210 | 2.9496e-05
[11 empty] | c_DK2_Central | 5211 | 3.2162e-05
[11 empty] | c_DK2_Central | 5212 | 4.9993e-05
[11 empty] | c_DK2_Central | 5213 | 8.8654e-05
[11 empty] | c_DK2_Central | 5214 | 0.00010515
[11 empty] | c_DK2_Central | 5215 | 0.00010382
[11 empty] | c_DK2_Central | 5216 | 8.3654e-05
[11 empty] | c_DK2_Central | 5217 | 8.0322e-05
[11 empty] | c_DK2_Central | 5218 | 7.5156e-05
[11 empty] | c_DK2_Central | 5219 | 7.2323e-05
[11 empty] | c_DK2_Central | 5220 | 6.999e-05
[11 empty] | c_DK2_Central | 5221 | 5.9991e-05
[11 empty] | c_DK2_Central | 5222 | 5.7492e-05
[11 empty] | c_DK2_Central | 5223 | 5.2992e-05
[11 empty] | c_DK2_Central | 5224 | 5.3992e-05
[11 empty] | c_DK2_Central | 5225 | 5.9158e-05
[11 empty] | c_DK2_Central | 5226 | 6.0824e-05
[11 empty] | c_DK2_Central | 5227 | 6.549e-05
[11 empty] | c_DK2_Central | 5228 | 6.8823e-05
[11 empty] | c_DK2_Central | 5229 | 6.3324e-05
[11 empty] | c_DK2_Central | 5230 | 5.0992e-05
[11 empty] | c_DK2_Central | 5231 | 3.4162e-05
[11 empty] | c_DK2_Central | 5232 | 2.6663e-05
[11 empty] | c_DK2_Central | 5233 | 3.0329e-05
[11 empty] | c_DK2_Central | 5234 | 2.9829e-05
[11 empty] | c_DK2_Central | 5235 | 3.2495e-05
[11 empty] | c_DK2_Central | 5236 | 5.0326e-05
[11 empty] | c_DK2_Central | 5237 | 8.9653e-05
[11 empty] | c_DK2_Central | 5238 | 0.00010632
[11 empty] | c_DK2_Central | 5239 | 0.00010465
[11 empty] | c_DK2_Central | 5240 | 8.4654e-05
[11 empty] | c_DK2_Central | 5241 | 8.1488e-05
[11 empty] | c_DK2_Central | 5242 | 7.5989e-05
[11 empty] | c_DK2_Central | 5243 | 7.3156e-05
[11 empty] | c_DK2_Central | 5244 | 7.099e-05
[11 empty] | c_DK2_Central | 5245 | 6.0658e-05
[11 empty] | c_DK2_Central | 5246 | 5.8158e-05
[11 empty] | c_DK2_Central | 5247 | 5.3825e-05
[11 empty] | c_DK2_Central | 5248 | 5.4825e-05
[11 empty] | c_DK2_Central | 5249 | 5.9991e-05
[11 empty] | c_DK2_Central | 5250 | 6.1658e-05
[11 empty] | c_DK2_Central | 5251 | 6.649e-05
[11 empty] | c_DK2_Central | 5252 | 6.999e-05
[11 empty] | c_DK2_Central | 5253 | 6.4157e-05
[11 empty] | c_DK2_Central | 5254 | 5.1992e-05
[11 empty] | c_DK2_Central | 5255 | 3.4662e-05
[11 empty] | c_DK2_Central | 5256 | 2.7163e-05
[11 empty] | c_DK2_Central | 5257 | 3.0662e-05
[11 empty] | c_DK2_Central | 5258 | 3.0496e-05
[11 empty] | c_DK2_Central | 5259 | 3.3162e-05
[11 empty] | c_DK2_Central | 5260 | 5.1826e-05
[11 empty] | c_DK2_Central | 5261 | 9.1653e-05
[11 empty] | c_DK2_Central | 5262 | 0.00010848
[11 empty] | c_DK2_Central | 5263 | 0.00010682
[11 empty] | c_DK2_Central | 5264 | 8.6487e-05
[11 empty] | c_DK2_Central | 5265 | 8.3154e-05
[11 empty] | c_DK2_Central | 5266 | 7.7822e-05
[11 empty] | c_DK2_Central | 5267 | 7.4489e-05
[11 empty] | c_DK2_Central | 5268 | 7.2489e-05
[11 empty] | c_DK2_Central | 5269 | 6.1824e-05
[11 empty] | c_DK2_Central | 5270 | 5.9491e-05
[11 empty] | c_DK2_Central | 5271 | 5.4992e-05
[11 empty] | c_DK2_Central | 5272 | 5.5658e-05
[11 empty] | c_DK2_Central | 5273 | 6.1158e-05
[11 empty] | c_DK2_Central | 5274 | 6.2991e-05
[11 empty] | c_DK2_Central | 5275 | 6.8157e-05
[11 empty] | c_DK2_Central | 5276 | 7.1489e-05
[11 empty] | c_DK2_Central | 5277 | 6.549e-05
[11 empty] | c_DK2_Central | 5278 | 5.2992e-05
[11 empty] | c_DK2_Central | 5279 | 3.5661e-05
[11 empty] | c_DK2_Central | 5280 | 2.7663e-05
[11 empty] | c_DK2_Central | 5281 | 3.0329e-05
[11 empty] | c_DK2_Central | 5282 | 2.9662e-05
[11 empty] | c_DK2_Central | 5283 | 3.1995e-05
[11 empty] | c_DK2_Central | 5284 | 4.9493e-05
[11 empty] | c_DK2_Central | 5285 | 8.7987e-05
[11 empty] | c_DK2_Central | 5286 | 0.00010365
[11 empty] | c_DK2_Central | 5287 | 0.00010448
[11 empty] | c_DK2_Central | 5288 | 8.5821e-05
[11 empty] | c_DK2_Central | 5289 | 8.1988e-05
[11 empty] | c_DK2_Central | 5290 | 7.5656e-05
[11 empty] | c_DK2_Central | 5291 | 7.2156e-05
[11 empty] | c_DK2_Central | 5292 | 7.049e-05
[11 empty] | c_DK2_Central | 5293 | 6.1158e-05
[11 empty] | c_DK2_Central | 5294 | 5.7825e-05
[11 empty] | c_DK2_Central | 5295 | 5.3492e-05
[11 empty] | c_DK2_Central | 5296 | 5.4159e-05
[11 empty] | c_DK2_Central | 5297 | 6.0324e-05
[11 empty] | c_DK2_Central | 5298 | 6.2657e-05
[11 empty] | c_DK2_Central | 5299 | 6.799e-05
[11 empty] | c_DK2_Central | 5300 | 7.049e-05
[11 empty] | c_DK2_Central | 5301 | 6.5324e-05
[11 empty] | c_DK2_Central | 5302 | 5.2159e-05
[11 empty] | c_DK2_Central | 5303 | 3.4662e-05
[11 empty] | c_DK2_Central | 5304 | 2.9162e-05
[11 empty] | c_DK2_Central | 5305 | 2.9662e-05
[11 empty] | c_DK2_Central | 5306 | 2.6496e-05
[11 empty] | c_DK2_Central | 5307 | 3.0829e-05
[11 empty] | c_DK2_Central | 5308 | 4.6826e-05
[11 empty] | c_DK2_Central | 5309 | 7.6822e-05
[11 empty] | c_DK2_Central | 5310 | 9.8985e-05
[11 empty] | c_DK2_Central | 5311 | 9.8985e-05
[11 empty] | c_DK2_Central | 5312 | 8.0488e-05
[11 empty] | c_DK2_Central | 5313 | 7.6489e-05
[11 empty] | c_DK2_Central | 5314 | 7.3989e-05
[11 empty] | c_DK2_Central | 5315 | 6.7657e-05
[11 empty] | c_DK2_Central | 5316 | 6.5657e-05
[11 empty] | c_DK2_Central | 5317 | 5.6492e-05
[11 empty] | c_DK2_Central | 5318 | 6.0491e-05
[11 empty] | c_DK2_Central | 5319 | 5.4992e-05
[11 empty] | c_DK2_Central | 5320 | 5.5825e-05
[11 empty] | c_DK2_Central | 5321 | 5.7658e-05
[11 empty] | c_DK2_Central | 5322 | 5.9158e-05
[11 empty] | c_DK2_Central | 5323 | 6.2491e-05
[11 empty] | c_DK2_Central | 5324 | 6.4657e-05
[11 empty] | c_DK2_Central | 5325 | 6.1658e-05
[11 empty] | c_DK2_Central | 5326 | 4.9159e-05
[11 empty] | c_DK2_Central | 5327 | 3.2662e-05
[11 empty] | c_DK2_Central | 5328 | 2.7329e-05
[11 empty] | c_DK2_Central | 5329 | 3.0995e-05
[11 empty] | c_DK2_Central | 5330 | 3.2662e-05
[11 empty] | c_DK2_Central | 5331 | 4.1327e-05
[11 empty] | c_DK2_Central | 5332 | 5.9325e-05
[11 empty] | c_DK2_Central | 5333 | 8.882e-05
[11 empty] | c_DK2_Central | 5334 | 9.2153e-05
[11 empty] | c_DK2_Central | 5335 | 9.4486e-05
[11 empty] | c_DK2_Central | 5336 | 7.4656e-05
[11 empty] | c_DK2_Central | 5337 | 7.1156e-05
[11 empty] | c_DK2_Central | 5338 | 6.7323e-05
[11 empty] | c_DK2_Central | 5339 | 6.3991e-05
[11 empty] | c_DK2_Central | 5340 | 6.3157e-05
[11 empty] | c_DK2_Central | 5341 | 5.5325e-05
[11 empty] | c_DK2_Central | 5342 | 5.3825e-05
[11 empty] | c_DK2_Central | 5343 | 4.9993e-05
[11 empty] | c_DK2_Central | 5344 | 5.1992e-05
[11 empty] | c_DK2_Central | 5345 | 5.6992e-05
[11 empty] | c_DK2_Central | 5346 | 5.9325e-05
[11 empty] | c_DK2_Central | 5347 | 6.3324e-05
[11 empty] | c_DK2_Central | 5348 | 6.6157e-05
[11 empty] | c_DK2_Central | 5349 | 6.4324e-05
[11 empty] | c_DK2_Central | 5350 | 5.0659e-05
[11 empty] | c_DK2_Central | 5351 | 3.4995e-05
[11 empty] | c_DK2_Central | 5352 | 2.7163e-05
[11 empty] | c_DK2_Central | 5353 | 3.0496e-05
[11 empty] | c_DK2_Central | 5354 | 2.9996e-05
[11 empty] | c_DK2_Central | 5355 | 3.2662e-05
[11 empty] | c_DK2_Central | 5356 | 5.0326e-05
[11 empty] | c_DK2_Central | 5357 | 8.932e-05
[11 empty] | c_DK2_Central | 5358 | 0.00010532
[11 empty] | c_DK2_Central | 5359 | 0.00010365
[11 empty] | c_DK2_Central | 5360 | 8.2155e-05
[11 empty] | c_DK2_Central | 5361 | 7.9155e-05
[11 empty] | c_DK2_Central | 5362 | 7.3656e-05
[11 empty] | c_DK2_Central | 5363 | 7.1156e-05
[11 empty] | c_DK2_Central | 5364 | 6.899e-05
[11 empty] | c_DK2_Central | 5365 | 5.8991e-05
[11 empty] | c_DK2_Central | 5366 | 5.7492e-05
[11 empty] | c_DK2_Central | 5367 | 5.3159e-05
[11 empty] | c_DK2_Central | 5368 | 5.4659e-05
[11 empty] | c_DK2_Central | 5369 | 5.9658e-05
[11 empty] | c_DK2_Central | 5370 | 6.1491e-05
[11 empty] | c_DK2_Central | 5371 | 6.6157e-05
[11 empty] | c_DK2_Central | 5372 | 7.0156e-05
[11 empty] | c_DK2_Central | 5373 | 6.4491e-05
[11 empty] | c_DK2_Central | 5374 | 5.2159e-05
[11 empty] | c_DK2_Central | 5375 | 3.5328e-05
[11 empty] | c_DK2_Central | 5376 | 2.8496e-05
[11 empty] | c_DK2_Central | 5377 | 3.2329e-05
[11 empty] | c_DK2_Central | 5378 | 3.1995e-05
[11 empty] | c_DK2_Central | 5379 | 3.4662e-05
[11 empty] | c_DK2_Central | 5380 | 5.3992e-05
[11 empty] | c_DK2_Central | 5381 | 9.4486e-05
[11 empty] | c_DK2_Central | 5382 | 0.00011382
[11 empty] | c_DK2_Central | 5383 | 0.00011182
[11 empty] | c_DK2_Central | 5384 | 9.0487e-05
[11 empty] | c_DK2_Central | 5385 | 8.6987e-05
[11 empty] | c_DK2_Central | 5386 | 8.1155e-05
[11 empty] | c_DK2_Central | 5387 | 7.7822e-05
[11 empty] | c_DK2_Central | 5388 | 7.5822e-05
[11 empty] | c_DK2_Central | 5389 | 6.4824e-05
[11 empty] | c_DK2_Central | 5390 | 6.2324e-05
[11 empty] | c_DK2_Central | 5391 | 5.7658e-05
[11 empty] | c_DK2_Central | 5392 | 5.8825e-05
[11 empty] | c_DK2_Central | 5393 | 6.4157e-05
[11 empty] | c_DK2_Central | 5394 | 6.6157e-05
[11 empty] | c_DK2_Central | 5395 | 7.1323e-05
[11 empty] | c_DK2_Central | 5396 | 7.4822e-05
[11 empty] | c_DK2_Central | 5397 | 6.8823e-05
[11 empty] | c_DK2_Central | 5398 | 5.5658e-05
[11 empty] | c_DK2_Central | 5399 | 3.7328e-05
[11 empty] | c_DK2_Central | 5400 | 3.0829e-05
[11 empty] | c_DK2_Central | 5401 | 3.4328e-05
[11 empty] | c_DK2_Central | 5402 | 3.3995e-05
[11 empty] | c_DK2_Central | 5403 | 3.7161e-05
[11 empty] | c_DK2_Central | 5404 | 5.7492e-05
[11 empty] | c_DK2_Central | 5405 | 9.8985e-05
[11 empty] | c_DK2_Central | 5406 | 0.00011932
[11 empty] | c_DK2_Central | 5407 | 0.00011748
[11 empty] | c_DK2_Central | 5408 | 9.5986e-05
[11 empty] | c_DK2_Central | 5409 | 9.232e-05
[11 empty] | c_DK2_Central | 5410 | 8.5821e-05
[11 empty] | c_DK2_Central | 5411 | 8.2155e-05
[11 empty] | c_DK2_Central | 5412 | 7.9655e-05
[11 empty] | c_DK2_Central | 5413 | 6.9156e-05
[11 empty] | c_DK2_Central | 5414 | 6.6324e-05
[11 empty] | c_DK2_Central | 5415 | 6.1824e-05
[11 empty] | c_DK2_Central | 5416 | 6.3324e-05
[11 empty] | c_DK2_Central | 5417 | 6.8823e-05
[11 empty] | c_DK2_Central | 5418 | 7.1323e-05
[11 empty] | c_DK2_Central | 5419 | 7.6655e-05
[11 empty] | c_DK2_Central | 5420 | 7.9988e-05
[11 empty] | c_DK2_Central | 5421 | 7.3489e-05
[11 empty] | c_DK2_Central | 5422 | 5.9325e-05
[11 empty] | c_DK2_Central | 5423 | 3.9661e-05
[11 empty] | c_DK2_Central | 5424 | 3.0496e-05
[11 empty] | c_DK2_Central | 5425 | 3.4162e-05
[11 empty] | c_DK2_Central | 5426 | 3.3828e-05
[11 empty] | c_DK2_Central | 5427 | 3.6995e-05
[11 empty] | c_DK2_Central | 5428 | 5.7158e-05
[11 empty] | c_DK2_Central | 5429 | 9.8652e-05
[11 empty] | c_DK2_Central | 5430 | 0.00011898
[11 empty] | c_DK2_Central | 5431 | 0.00011698
[11 empty] | c_DK2_Central | 5432 | 9.5319e-05
[11 empty] | c_DK2_Central | 5433 | 9.1653e-05
[11 empty] | c_DK2_Central | 5434 | 8.5321e-05
[11 empty] | c_DK2_Central | 5435 | 8.1821e-05
[11 empty] | c_DK2_Central | 5436 | 7.8988e-05
[11 empty] | c_DK2_Central | 5437 | 6.8657e-05
[11 empty] | c_DK2_Central | 5438 | 6.6157e-05
[11 empty] | c_DK2_Central | 5439 | 6.1491e-05
[11 empty] | c_DK2_Central | 5440 | 6.2824e-05
[11 empty] | c_DK2_Central | 5441 | 6.8157e-05
[11 empty] | c_DK2_Central | 5442 | 7.0656e-05
[11 empty] | c_DK2_Central | 5443 | 7.5822e-05
[11 empty] | c_DK2_Central | 5444 | 7.9488e-05
[11 empty] | c_DK2_Central | 5445 | 7.2989e-05
[11 empty] | c_DK2_Central | 5446 | 5.8658e-05
[11 empty] | c_DK2_Central | 5447 | 3.9494e-05
[11 empty] | c_DK2_Central | 5448 | 2.9996e-05
[11 empty] | c_DK2_Central | 5449 | 3.2662e-05
[11 empty] | c_DK2_Central | 5450 | 3.2162e-05
[11 empty] | c_DK2_Central | 5451 | 3.4662e-05
[11 empty] | c_DK2_Central | 5452 | 5.3492e-05
[11 empty] | c_DK2_Central | 5453 | 9.3986e-05
[11 empty] | c_DK2_Central | 5454 | 0.00011232
[11 empty] | c_DK2_Central | 5455 | 0.00011282
[11 empty] | c_DK2_Central | 5456 | 9.282e-05
[11 empty] | c_DK2_Central | 5457 | 8.9154e-05
[11 empty] | c_DK2_Central | 5458 | 8.1821e-05
[11 empty] | c_DK2_Central | 5459 | 7.8322e-05
[11 empty] | c_DK2_Central | 5460 | 7.6155e-05
[11 empty] | c_DK2_Central | 5461 | 6.649e-05
[11 empty] | c_DK2_Central | 5462 | 6.2657e-05
[11 empty] | c_DK2_Central | 5463 | 5.7991e-05
[11 empty] | c_DK2_Central | 5464 | 5.9158e-05
[11 empty] | c_DK2_Central | 5465 | 6.5324e-05
[11 empty] | c_DK2_Central | 5466 | 6.7657e-05
[11 empty] | c_DK2_Central | 5467 | 7.4156e-05
[11 empty] | c_DK2_Central | 5468 | 7.6655e-05
[11 empty] | c_DK2_Central | 5469 | 7.1489e-05
[11 empty] | c_DK2_Central | 5470 | 5.6658e-05
[11 empty] | c_DK2_Central | 5471 | 3.7994e-05
[11 empty] | c_DK2_Central | 5472 | 3.0995e-05
[11 empty] | c_DK2_Central | 5473 | 3.1829e-05
[11 empty] | c_DK2_Central | 5474 | 2.8662e-05
[11 empty] | c_DK2_Central | 5475 | 3.3162e-05
[11 empty] | c_DK2_Central | 5476 | 5.0493e-05
[11 empty] | c_DK2_Central | 5477 | 8.2988e-05
[11 empty] | c_DK2_Central | 5478 | 0.00010648
[11 empty] | c_DK2_Central | 5479 | 0.00010615
[11 empty] | c_DK2_Central | 5480 | 8.6987e-05
[11 empty] | c_DK2_Central | 5481 | 8.2488e-05
[11 empty] | c_DK2_Central | 5482 | 7.9988e-05
[11 empty] | c_DK2_Central | 5483 | 7.2656e-05
[11 empty] | c_DK2_Central | 5484 | 7.099e-05
[11 empty] | c_DK2_Central | 5485 | 6.0824e-05
[11 empty] | c_DK2_Central | 5486 | 6.4657e-05
[11 empty] | c_DK2_Central | 5487 | 5.9158e-05
[11 empty] | c_DK2_Central | 5488 | 5.9991e-05
[11 empty] | c_DK2_Central | 5489 | 6.1991e-05
[11 empty] | c_DK2_Central | 5490 | 6.3824e-05
[11 empty] | c_DK2_Central | 5491 | 6.749e-05
[11 empty] | c_DK2_Central | 5492 | 6.999e-05
[11 empty] | c_DK2_Central | 5493 | 6.699e-05
[11 empty] | c_DK2_Central | 5494 | 5.3325e-05
[11 empty] | c_DK2_Central | 5495 | 3.5495e-05
[11 empty] | c_DK2_Central | 5496 | 3.0162e-05
[11 empty] | c_DK2_Central | 5497 | 3.4162e-05
[11 empty] | c_DK2_Central | 5498 | 3.5661e-05
[11 empty] | c_DK2_Central | 5499 | 4.416e-05
[11 empty] | c_DK2_Central | 5500 | 6.4491e-05
[11 empty] | c_DK2_Central | 5501 | 9.7486e-05
[11 empty] | c_DK2_Central | 5502 | 0.00010165
[11 empty] | c_DK2_Central | 5503 | 0.00010365
[11 empty] | c_DK2_Central | 5504 | 8.2155e-05
[11 empty] | c_DK2_Central | 5505 | 7.8988e-05
[11 empty] | c_DK2_Central | 5506 | 7.4156e-05
[11 empty] | c_DK2_Central | 5507 | 7.049e-05
[11 empty] | c_DK2_Central | 5508 | 6.949e-05
[11 empty] | c_DK2_Central | 5509 | 6.1158e-05
[11 empty] | c_DK2_Central | 5510 | 5.9325e-05
[11 empty] | c_DK2_Central | 5511 | 5.5492e-05
[11 empty] | c_DK2_Central | 5512 | 5.7658e-05
[11 empty] | c_DK2_Central | 5513 | 6.2991e-05
[11 empty] | c_DK2_Central | 5514 | 6.5824e-05
[11 empty] | c_DK2_Central | 5515 | 6.999e-05
[11 empty] | c_DK2_Central | 5516 | 7.3656e-05
[11 empty] | c_DK2_Central | 5517 | 7.099e-05
[11 empty] | c_DK2_Central | 5518 | 5.5825e-05
[11 empty] | c_DK2_Central | 5519 | 3.8661e-05
[11 empty] | c_DK2_Central | 5520 | 2.9496e-05
[11 empty] | c_DK2_Central | 5521 | 3.3162e-05
[11 empty] | c_DK2_Central | 5522 | 3.2662e-05
[11 empty] | c_DK2_Central | 5523 | 3.5661e-05
[11 empty] | c_DK2_Central | 5524 | 5.4659e-05
[11 empty] | c_DK2_Central | 5525 | 9.5653e-05
[11 empty] | c_DK2_Central | 5526 | 0.00011382
[11 empty] | c_DK2_Central | 5527 | 0.00011232
[11 empty] | c_DK2_Central | 5528 | 8.932e-05
[11 empty] | c_DK2_Central | 5529 | 8.6154e-05
[11 empty] | c_DK2_Central | 5530 | 8.0155e-05
[11 empty] | c_DK2_Central | 5531 | 7.6822e-05
[11 empty] | c_DK2_Central | 5532 | 7.4989e-05
[11 empty] | c_DK2_Central | 5533 | 6.4324e-05
[11 empty] | c_DK2_Central | 5534 | 6.2657e-05
[11 empty] | c_DK2_Central | 5535 | 5.8325e-05
[11 empty] | c_DK2_Central | 5536 | 5.9825e-05
[11 empty] | c_DK2_Central | 5537 | 6.499e-05
[11 empty] | c_DK2_Central | 5538 | 6.7157e-05
[11 empty] | c_DK2_Central | 5539 | 7.2489e-05
[11 empty] | c_DK2_Central | 5540 | 7.6655e-05
[11 empty] | c_DK2_Central | 5541 | 7.049e-05
[11 empty] | c_DK2_Central | 5542 | 5.7158e-05
[11 empty] | c_DK2_Central | 5543 | 3.8328e-05
[11 empty] | c_DK2_Central | 5544 | 2.8996e-05
[11 empty] | c_DK2_Central | 5545 | 3.2662e-05
[11 empty] | c_DK2_Central | 5546 | 3.2329e-05
[11 empty] | c_DK2_Central | 5547 | 3.5328e-05
[11 empty] | c_DK2_Central | 5548 | 5.5159e-05
[11 empty] | c_DK2_Central | 5549 | 9.5653e-05
[11 empty] | c_DK2_Central | 5550 | 0.00011548
[11 empty] | c_DK2_Central | 5551 | 0.00011315
[11 empty] | c_DK2_Central | 5552 | 9.1986e-05
[11 empty] | c_DK2_Central | 5553 | 8.8487e-05
[11 empty] | c_DK2_Central | 5554 | 8.2488e-05
[11 empty] | c_DK2_Central | 5555 | 7.8988e-05
[11 empty] | c_DK2_Central | 5556 | 7.6655e-05
[11 empty] | c_DK2_Central | 5557 | 6.5824e-05
[11 empty] | c_DK2_Central | 5558 | 6.3491e-05
[11 empty] | c_DK2_Central | 5559 | 5.8658e-05
[11 empty] | c_DK2_Central | 5560 | 5.9991e-05
[11 empty] | c_DK2_Central | 5561 | 6.5324e-05
[11 empty] | c_DK2_Central | 5562 | 6.7323e-05
[11 empty] | c_DK2_Central | 5563 | 7.2489e-05
[11 empty] | c_DK2_Central | 5564 | 7.5989e-05
[11 empty] | c_DK2_Central | 5565 | 6.999e-05
[11 empty] | c_DK2_Central | 5566 | 5.6658e-05
[11 empty] | c_DK2_Central | 5567 | 3.7994e-05
[11 empty] | c_DK2_Central | 5568 | 3.0162e-05
[11 empty] | c_DK2_Central | 5569 | 3.3828e-05
[11 empty] | c_DK2_Central | 5570 | 3.3495e-05
[11 empty] | c_DK2_Central | 5571 | 3.6495e-05
[11 empty] | c_DK2_Central | 5572 | 5.6658e-05
[11 empty] | c_DK2_Central | 5573 | 9.7986e-05
[11 empty] | c_DK2_Central | 5574 | 0.00011798
[11 empty] | c_DK2_Central | 5575 | 0.00011582
[11 empty] | c_DK2_Central | 5576 | 9.4486e-05
[11 empty] | c_DK2_Central | 5577 | 9.082e-05
[11 empty] | c_DK2_Central | 5578 | 8.4654e-05
[11 empty] | c_DK2_Central | 5579 | 8.0988e-05
[11 empty] | c_DK2_Central | 5580 | 7.8655e-05
[11 empty] | c_DK2_Central | 5581 | 6.7823e-05
[11 empty] | c_DK2_Central | 5582 | 6.549e-05
[11 empty] | c_DK2_Central | 5583 | 6.0658e-05
[11 empty] | c_DK2_Central | 5584 | 6.1991e-05
[11 empty] | c_DK2_Central | 5585 | 6.749e-05
[11 empty] | c_DK2_Central | 5586 | 6.9823e-05
[11 empty] | c_DK2_Central | 5587 | 7.5322e-05
[11 empty] | c_DK2_Central | 5588 | 7.8488e-05
[11 empty] | c_DK2_Central | 5589 | 7.2323e-05
[11 empty] | c_DK2_Central | 5590 | 5.8491e-05
[11 empty] | c_DK2_Central | 5591 | 3.9161e-05
[11 empty] | c_DK2_Central | 5592 | 2.8496e-05
[11 empty] | c_DK2_Central | 5593 | 3.2329e-05
[11 empty] | c_DK2_Central | 5594 | 3.1995e-05
[11 empty] | c_DK2_Central | 5595 | 3.4828e-05
[11 empty] | c_DK2_Central | 5596 | 5.4325e-05
[11 empty] | c_DK2_Central | 5597 | 9.4653e-05
[11 empty] | c_DK2_Central | 5598 | 0.00011398
[11 empty] | c_DK2_Central | 5599 | 0.00011198
[11 empty] | c_DK2_Central | 5600 | 9.0653e-05
[11 empty] | c_DK2_Central | 5601 | 8.732e-05
[11 empty] | c_DK2_Central | 5602 | 8.1321e-05
[11 empty] | c_DK2_Central | 5603 | 7.7989e-05
[11 empty] | c_DK2_Central | 5604 | 7.5822e-05
[11 empty] | c_DK2_Central | 5605 | 6.4824e-05
[11 empty] | c_DK2_Central | 5606 | 6.2324e-05
[11 empty] | c_DK2_Central | 5607 | 5.7658e-05
[11 empty] | c_DK2_Central | 5608 | 5.8825e-05
[11 empty] | c_DK2_Central | 5609 | 6.4157e-05
[11 empty] | c_DK2_Central | 5610 | 6.6157e-05
[11 empty] | c_DK2_Central | 5611 | 7.1489e-05
[11 empty] | c_DK2_Central | 5612 | 7.4989e-05
[11 empty] | c_DK2_Central | 5613 | 6.8823e-05
[11 empty] | c_DK2_Central | 5614 | 5.5992e-05
[11 empty] | c_DK2_Central | 5615 | 3.7328e-05
[11 empty] | c_DK2_Central | 5616 | 2.7829e-05
[11 empty] | c_DK2_Central | 5617 | 3.0496e-05
[11 empty] | c_DK2_Central | 5618 | 2.9829e-05
[11 empty] | c_DK2_Central | 5619 | 3.2329e-05
[11 empty] | c_DK2_Central | 5620 | 4.9659e-05
[11 empty] | c_DK2_Central | 5621 | 8.882e-05
[11 empty] | c_DK2_Central | 5622 | 0.00010448
[11 empty] | c_DK2_Central | 5623 | 0.00010515
[11 empty] | c_DK2_Central | 5624 | 8.6154e-05
[11 empty] | c_DK2_Central | 5625 | 8.2988e-05
[11 empty] | c_DK2_Central | 5626 | 7.6322e-05
[11 empty] | c_DK2_Central | 5627 | 7.2989e-05
[11 empty] | c_DK2_Central | 5628 | 7.0656e-05
[11 empty] | c_DK2_Central | 5629 | 6.1824e-05
[11 empty] | c_DK2_Central | 5630 | 5.8158e-05
[11 empty] | c_DK2_Central | 5631 | 5.3992e-05
[11 empty] | c_DK2_Central | 5632 | 5.4825e-05
[11 empty] | c_DK2_Central | 5633 | 6.0658e-05
[11 empty] | c_DK2_Central | 5634 | 6.2991e-05
[11 empty] | c_DK2_Central | 5635 | 6.849e-05
[11 empty] | c_DK2_Central | 5636 | 7.099e-05
[11 empty] | c_DK2_Central | 5637 | 6.6157e-05
[11 empty] | c_DK2_Central | 5638 | 5.2659e-05
[11 empty] | c_DK2_Central | 5639 | 3.4995e-05
[11 empty] | c_DK2_Central | 5640 | 2.9496e-05
[11 empty] | c_DK2_Central | 5641 | 3.0329e-05
[11 empty] | c_DK2_Central | 5642 | 2.7163e-05
[11 empty] | c_DK2_Central | 5643 | 3.1495e-05
[11 empty] | c_DK2_Central | 5644 | 4.7493e-05
[11 empty] | c_DK2_Central | 5645 | 7.8155e-05
[11 empty] | c_DK2_Central | 5646 | 0.00010082
[11 empty] | c_DK2_Central | 5647 | 0.00010049
[11 empty] | c_DK2_Central | 5648 | 8.1821e-05
[11 empty] | c_DK2_Central | 5649 | 7.7655e-05
[11 empty] | c_DK2_Central | 5650 | 7.5322e-05
[11 empty] | c_DK2_Central | 5651 | 6.8657e-05
[11 empty] | c_DK2_Central | 5652 | 6.699e-05
[11 empty] | c_DK2_Central | 5653 | 5.7325e-05
[11 empty] | c_DK2_Central | 5654 | 6.0991e-05
[11 empty] | c_DK2_Central | 5655 | 5.5992e-05
[11 empty] | c_DK2_Central | 5656 | 5.6658e-05
[11 empty] | c_DK2_Central | 5657 | 5.8491e-05
[11 empty] | c_DK2_Central | 5658 | 6.0324e-05
[11 empty] | c_DK2_Central | 5659 | 6.3491e-05
[11 empty] | c_DK2_Central | 5660 | 6.5657e-05
[11 empty] | c_DK2_Central | 5661 | 6.2824e-05
[11 empty] | c_DK2_Central | 5662 | 5.0159e-05
[11 empty] | c_DK2_Central | 5663 | 3.3162e-05
[11 empty] | c_DK2_Central | 5664 | 2.6829e-05
[11 empty] | c_DK2_Central | 5665 | 3.0995e-05
[11 empty] | c_DK2_Central | 5666 | 3.2495e-05
[11 empty] | c_DK2_Central | 5667 | 4.1327e-05
[11 empty] | c_DK2_Central | 5668 | 5.9158e-05
[11 empty] | c_DK2_Central | 5669 | 8.7487e-05
[11 empty] | c_DK2_Central | 5670 | 9.082e-05
[11 empty] | c_DK2_Central | 5671 | 9.3153e-05
[11 empty] | c_DK2_Central | 5672 | 7.3323e-05
[11 empty] | c_DK2_Central | 5673 | 7.0156e-05
[11 empty] | c_DK2_Central | 5674 | 6.6324e-05
[11 empty] | c_DK2_Central | 5675 | 6.3157e-05
[11 empty] | c_DK2_Central | 5676 | 6.1991e-05
[11 empty] | c_DK2_Central | 5677 | 5.4492e-05
[11 empty] | c_DK2_Central | 5678 | 5.3159e-05
[11 empty] | c_DK2_Central | 5679 | 4.9326e-05
[11 empty] | c_DK2_Central | 5680 | 5.1326e-05
[11 empty] | c_DK2_Central | 5681 | 5.6325e-05
[11 empty] | c_DK2_Central | 5682 | 5.8325e-05
[11 empty] | c_DK2_Central | 5683 | 6.2158e-05
[11 empty] | c_DK2_Central | 5684 | 6.5324e-05
[11 empty] | c_DK2_Central | 5685 | 6.3157e-05
[11 empty] | c_DK2_Central | 5686 | 4.9659e-05
[11 empty] | c_DK2_Central | 5687 | 3.4495e-05
[11 empty] | c_DK2_Central | 5688 | 2.5163e-05
[11 empty] | c_DK2_Central | 5689 | 2.9162e-05
[11 empty] | c_DK2_Central | 5690 | 2.8662e-05
[11 empty] | c_DK2_Central | 5691 | 3.0329e-05
[11 empty] | c_DK2_Central | 5692 | 4.716e-05
[11 empty] | c_DK2_Central | 5693 | 8.4488e-05
[11 empty] | c_DK2_Central | 5694 | 9.9652e-05
[11 empty] | c_DK2_Central | 5695 | 9.8985e-05
[11 empty] | c_DK2_Central | 5696 | 7.7155e-05
[11 empty] | c_DK2_Central | 5697 | 7.4489e-05
[11 empty] | c_DK2_Central | 5698 | 6.999e-05
[11 empty] | c_DK2_Central | 5699 | 6.799e-05
[11 empty] | c_DK2_Central | 5700 | 6.6157e-05
[11 empty] | c_DK2_Central | 5701 | 5.5825e-05
[11 empty] | c_DK2_Central | 5702 | 5.4659e-05
[11 empty] | c_DK2_Central | 5703 | 5.0493e-05
[11 empty] | c_DK2_Central | 5704 | 5.1826e-05
[11 empty] | c_DK2_Central | 5705 | 5.6825e-05
[11 empty] | c_DK2_Central | 5706 | 5.7825e-05
[11 empty] | c_DK2_Central | 5707 | 6.2158e-05
[11 empty] | c_DK2_Central | 5708 | 6.649e-05
[11 empty] | c_DK2_Central | 5709 | 6.0491e-05
[11 empty] | c_DK2_Central | 5710 | 4.8993e-05
[11 empty] | c_DK2_Central | 5711 | 3.2995e-05
[11 empty] | c_DK2_Central | 5712 | 2.4496e-05
[11 empty] | c_DK2_Central | 5713 | 2.7996e-05
[11 empty] | c_DK2_Central | 5714 | 2.7663e-05
[11 empty] | c_DK2_Central | 5715 | 2.9496e-05
[11 empty] | c_DK2_Central | 5716 | 4.616e-05
[11 empty] | c_DK2_Central | 5717 | 8.2988e-05
[11 empty] | c_DK2_Central | 5718 | 9.8486e-05
[11 empty] | c_DK2_Central | 5719 | 9.7819e-05
[11 empty] | c_DK2_Central | 5720 | 7.7822e-05
[11 empty] | c_DK2_Central | 5721 | 7.4989e-05
[11 empty] | c_DK2_Central | 5722 | 7.0656e-05
[11 empty] | c_DK2_Central | 5723 | 6.8823e-05
[11 empty] | c_DK2_Central | 5724 | 6.649e-05
[11 empty] | c_DK2_Central | 5725 | 5.5825e-05
[11 empty] | c_DK2_Central | 5726 | 5.3825e-05
[11 empty] | c_DK2_Central | 5727 | 4.9659e-05
[11 empty] | c_DK2_Central | 5728 | 5.0159e-05
[11 empty] | c_DK2_Central | 5729 | 5.5492e-05
[11 empty] | c_DK2_Central | 5730 | 5.6492e-05
[11 empty] | c_DK2_Central | 5731 | 6.0824e-05
[11 empty] | c_DK2_Central | 5732 | 6.4157e-05
[11 empty] | c_DK2_Central | 5733 | 5.8658e-05
[11 empty] | c_DK2_Central | 5734 | 4.766e-05
[11 empty] | c_DK2_Central | 5735 | 3.1995e-05
[11 empty] | c_DK2_Central | 5736 | 2.3996e-05
[11 empty] | c_DK2_Central | 5737 | 2.7829e-05
[11 empty] | c_DK2_Central | 5738 | 2.7163e-05
[11 empty] | c_DK2_Central | 5739 | 2.8829e-05
[11 empty] | c_DK2_Central | 5740 | 4.5327e-05
[11 empty] | c_DK2_Central | 5741 | 8.1655e-05
[11 empty] | c_DK2_Central | 5742 | 9.6986e-05
[11 empty] | c_DK2_Central | 5743 | 9.6319e-05
[11 empty] | c_DK2_Central | 5744 | 7.6489e-05
[11 empty] | c_DK2_Central | 5745 | 7.3489e-05
[11 empty] | c_DK2_Central | 5746 | 6.9656e-05
[11 empty] | c_DK2_Central | 5747 | 6.7657e-05
[11 empty] | c_DK2_Central | 5748 | 6.5657e-05
[11 empty] | c_DK2_Central | 5749 | 5.5159e-05
[11 empty] | c_DK2_Central | 5750 | 5.3159e-05
[11 empty] | c_DK2_Central | 5751 | 4.866e-05
[11 empty] | c_DK2_Central | 5752 | 4.9493e-05
[11 empty] | c_DK2_Central | 5753 | 5.4492e-05
[11 empty] | c_DK2_Central | 5754 | 5.5658e-05
[11 empty] | c_DK2_Central | 5755 | 5.9825e-05
[11 empty] | c_DK2_Central | 5756 | 6.3157e-05
[11 empty] | c_DK2_Central | 5757 | 5.7658e-05
[11 empty] | c_DK2_Central | 5758 | 4.716e-05
[11 empty] | c_DK2_Central | 5759 | 3.1329e-05
[11 empty] | c_DK2_Central | 5760 | 2.483e-05
[11 empty] | c_DK2_Central | 5761 | 2.8496e-05
[11 empty] | c_DK2_Central | 5762 | 2.7996e-05
[11 empty] | c_DK2_Central | 5763 | 2.9829e-05
[11 empty] | c_DK2_Central | 5764 | 4.666e-05
[11 empty] | c_DK2_Central | 5765 | 8.3988e-05
[11 empty] | c_DK2_Central | 5766 | 9.9652e-05
[11 empty] | c_DK2_Central | 5767 | 9.8652e-05
[11 empty] | c_DK2_Central | 5768 | 7.8822e-05
[11 empty] | c_DK2_Central | 5769 | 7.5989e-05
[11 empty] | c_DK2_Central | 5770 | 7.1323e-05
[11 empty] | c_DK2_Central | 5771 | 6.9156e-05
[11 empty] | c_DK2_Central | 5772 | 6.7157e-05
[11 empty] | c_DK2_Central | 5773 | 5.6658e-05
[11 empty] | c_DK2_Central | 5774 | 5.4659e-05
[11 empty] | c_DK2_Central | 5775 | 5.0159e-05
[11 empty] | c_DK2_Central | 5776 | 5.0992e-05
[11 empty] | c_DK2_Central | 5777 | 5.6158e-05
[11 empty] | c_DK2_Central | 5778 | 5.7492e-05
[11 empty] | c_DK2_Central | 5779 | 6.1491e-05
[11 empty] | c_DK2_Central | 5780 | 6.5324e-05
[11 empty] | c_DK2_Central | 5781 | 5.9658e-05
[11 empty] | c_DK2_Central | 5782 | 4.816e-05
[11 empty] | c_DK2_Central | 5783 | 3.2162e-05
[11 empty] | c_DK2_Central | 5784 | 2.6829e-05
[11 empty] | c_DK2_Central | 5785 | 2.8996e-05
[11 empty] | c_DK2_Central | 5786 | 2.8829e-05
[11 empty] | c_DK2_Central | 5787 | 3.0829e-05
[11 empty] | c_DK2_Central | 5788 | 4.7326e-05
[11 empty] | c_DK2_Central | 5789 | 8.4488e-05
[11 empty] | c_DK2_Central | 5790 | 9.9985e-05
[11 empty] | c_DK2_Central | 5791 | 0.00010099
[11 empty] | c_DK2_Central | 5792 | 8.2655e-05
[11 empty] | c_DK2_Central | 5793 | 7.9322e-05
[11 empty] | c_DK2_Central | 5794 | 7.2823e-05
[11 empty] | c_DK2_Central | 5795 | 6.9823e-05
[11 empty] | c_DK2_Central | 5796 | 6.7657e-05
[11 empty] | c_DK2_Central | 5797 | 5.9158e-05
[11 empty] | c_DK2_Central | 5798 | 5.5492e-05
[11 empty] | c_DK2_Central | 5799 | 5.1492e-05
[11 empty] | c_DK2_Central | 5800 | 5.2159e-05
[11 empty] | c_DK2_Central | 5801 | 5.7991e-05
[11 empty] | c_DK2_Central | 5802 | 6.0158e-05
[11 empty] | c_DK2_Central | 5803 | 6.549e-05
[11 empty] | c_DK2_Central | 5804 | 6.799e-05
[11 empty] | c_DK2_Central | 5805 | 6.2991e-05
[11 empty] | c_DK2_Central | 5806 | 4.9993e-05
[11 empty] | c_DK2_Central | 5807 | 3.3495e-05
[11 empty] | c_DK2_Central | 5808 | 2.9162e-05
[11 empty] | c_DK2_Central | 5809 | 2.9829e-05
[11 empty] | c_DK2_Central | 5810 | 2.5663e-05
[11 empty] | c_DK2_Central | 5811 | 2.9662e-05
[11 empty] | c_DK2_Central | 5812 | 4.4827e-05
[11 empty] | c_DK2_Central | 5813 | 7.3989e-05
[11 empty] | c_DK2_Central | 5814 | 9.5986e-05
[11 empty] | c_DK2_Central | 5815 | 9.6652e-05
[11 empty] | c_DK2_Central | 5816 | 7.7989e-05
[11 empty] | c_DK2_Central | 5817 | 7.3989e-05
[11 empty] | c_DK2_Central | 5818 | 7.2156e-05
[11 empty] | c_DK2_Central | 5819 | 6.5324e-05
[11 empty] | c_DK2_Central | 5820 | 6.4157e-05
[11 empty] | c_DK2_Central | 5821 | 5.4825e-05
[11 empty] | c_DK2_Central | 5822 | 5.9325e-05
[11 empty] | c_DK2_Central | 5823 | 5.4159e-05
[11 empty] | c_DK2_Central | 5824 | 5.4159e-05
[11 empty] | c_DK2_Central | 5825 | 5.5992e-05
[11 empty] | c_DK2_Central | 5826 | 5.7325e-05
[11 empty] | c_DK2_Central | 5827 | 6.0158e-05
[11 empty] | c_DK2_Central | 5828 | 6.2324e-05
[11 empty] | c_DK2_Central | 5829 | 5.9825e-05
[11 empty] | c_DK2_Central | 5830 | 4.7326e-05
[11 empty] | c_DK2_Central | 5831 | 3.1495e-05
[11 empty] | c_DK2_Central | 5832 | 2.7663e-05
[11 empty] | c_DK2_Central | 5833 | 3.1495e-05
[11 empty] | c_DK2_Central | 5834 | 3.3162e-05
[11 empty] | c_DK2_Central | 5835 | 4.1661e-05
[11 empty] | c_DK2_Central | 5836 | 5.9825e-05
[11 empty] | c_DK2_Central | 5837 | 8.9653e-05
[11 empty] | c_DK2_Central | 5838 | 9.3153e-05
[11 empty] | c_DK2_Central | 5839 | 9.5819e-05
[11 empty] | c_DK2_Central | 5840 | 7.5322e-05
[11 empty] | c_DK2_Central | 5841 | 7.1989e-05
[11 empty] | c_DK2_Central | 5842 | 6.8157e-05
[11 empty] | c_DK2_Central | 5843 | 6.499e-05
[11 empty] | c_DK2_Central | 5844 | 6.3657e-05
[11 empty] | c_DK2_Central | 5845 | 5.5992e-05
[11 empty] | c_DK2_Central | 5846 | 5.4659e-05
[11 empty] | c_DK2_Central | 5847 | 5.0826e-05
[11 empty] | c_DK2_Central | 5848 | 5.2659e-05
[11 empty] | c_DK2_Central | 5849 | 5.7825e-05
[11 empty] | c_DK2_Central | 5850 | 5.9991e-05
[11 empty] | c_DK2_Central | 5851 | 6.3991e-05
[11 empty] | c_DK2_Central | 5852 | 6.7323e-05
[11 empty] | c_DK2_Central | 5853 | 6.499e-05
[11 empty] | c_DK2_Central | 5854 | 5.0992e-05
[11 empty] | c_DK2_Central | 5855 | 3.5495e-05
[11 empty] | c_DK2_Central | 5856 | 2.9829e-05
[11 empty] | c_DK2_Central | 5857 | 3.3662e-05
[11 empty] | c_DK2_Central | 5858 | 3.3328e-05
[11 empty] | c_DK2_Central | 5859 | 3.6161e-05
[11 empty] | c_DK2_Central | 5860 | 5.5159e-05
[11 empty] | c_DK2_Central | 5861 | 9.5819e-05
[11 empty] | c_DK2_Central | 5862 | 0.00011432
[11 empty] | c_DK2_Central | 5863 | 0.00011265
[11 empty] | c_DK2_Central | 5864 | 9.0153e-05
[11 empty] | c_DK2_Central | 5865 | 8.6821e-05
[11 empty] | c_DK2_Central | 5866 | 8.0655e-05
[11 empty] | c_DK2_Central | 5867 | 7.7322e-05
[11 empty] | c_DK2_Central | 5868 | 7.5322e-05
[11 empty] | c_DK2_Central | 5869 | 6.5157e-05
[11 empty] | c_DK2_Central | 5870 | 6.3324e-05
[11 empty] | c_DK2_Central | 5871 | 5.9158e-05
[11 empty] | c_DK2_Central | 5872 | 6.0824e-05
[11 empty] | c_DK2_Central | 5873 | 6.6157e-05
[11 empty] | c_DK2_Central | 5874 | 6.8323e-05
[11 empty] | c_DK2_Central | 5875 | 7.3489e-05
[11 empty] | c_DK2_Central | 5876 | 7.7655e-05
[11 empty] | c_DK2_Central | 5877 | 7.1323e-05
[11 empty] | c_DK2_Central | 5878 | 5.7658e-05
[11 empty] | c_DK2_Central | 5879 | 3.8661e-05
[11 empty] | c_DK2_Central | 5880 | 3.0329e-05
[11 empty] | c_DK2_Central | 5881 | 3.3828e-05
[11 empty] | c_DK2_Central | 5882 | 3.3495e-05
[11 empty] | c_DK2_Central | 5883 | 3.6661e-05
[11 empty] | c_DK2_Central | 5884 | 5.6492e-05
[11 empty] | c_DK2_Central | 5885 | 9.7486e-05
[11 empty] | c_DK2_Central | 5886 | 0.00011782
[11 empty] | c_DK2_Central | 5887 | 0.00011548
[11 empty] | c_DK2_Central | 5888 | 9.4319e-05
[11 empty] | c_DK2_Central | 5889 | 9.0487e-05
[11 empty] | c_DK2_Central | 5890 | 8.4321e-05
[11 empty] | c_DK2_Central | 5891 | 8.1155e-05
[11 empty] | c_DK2_Central | 5892 | 7.8488e-05
[11 empty] | c_DK2_Central | 5893 | 6.799e-05
[11 empty] | c_DK2_Central | 5894 | 6.5324e-05
[11 empty] | c_DK2_Central | 5895 | 6.0491e-05
[11 empty] | c_DK2_Central | 5896 | 6.1991e-05
[11 empty] | c_DK2_Central | 5897 | 6.7657e-05
[11 empty] | c_DK2_Central | 5898 | 6.949e-05
[11 empty] | c_DK2_Central | 5899 | 7.5156e-05
[11 empty] | c_DK2_Central | 5900 | 7.8322e-05
[11 empty] | c_DK2_Central | 5901 | 7.2323e-05
[11 empty] | c_DK2_Central | 5902 | 5.8158e-05
[11 empty] | c_DK2_Central | 5903 | 3.9161e-05
[11 empty] | c_DK2_Central | 5904 | 3.0162e-05
[11 empty] | c_DK2_Central | 5905 | 3.3828e-05
[11 empty] | c_DK2_Central | 5906 | 3.3495e-05
[11 empty] | c_DK2_Central | 5907 | 3.6661e-05
[11 empty] | c_DK2_Central | 5908 | 5.6325e-05
[11 empty] | c_DK2_Central | 5909 | 9.7652e-05
[11 empty] | c_DK2_Central | 5910 | 0.00011782
[11 empty] | c_DK2_Central | 5911 | 0.00011548
[11 empty] | c_DK2_Central | 5912 | 9.4653e-05
[11 empty] | c_DK2_Central | 5913 | 9.0487e-05
[11 empty] | c_DK2_Central | 5914 | 8.4488e-05
[11 empty] | c_DK2_Central | 5915 | 8.0821e-05
[11 empty] | c_DK2_Central | 5916 | 7.8322e-05
[11 empty] | c_DK2_Central | 5917 | 6.7823e-05
[11 empty] | c_DK2_Central | 5918 | 6.549e-05
[11 empty] | c_DK2_Central | 5919 | 6.0824e-05
[11 empty] | c_DK2_Central | 5920 | 6.2158e-05
[11 empty] | c_DK2_Central | 5921 | 6.7657e-05
[11 empty] | c_DK2_Central | 5922 | 6.9656e-05
[11 empty] | c_DK2_Central | 5923 | 7.5322e-05
[11 empty] | c_DK2_Central | 5924 | 7.8488e-05
[11 empty] | c_DK2_Central | 5925 | 7.2489e-05
[11 empty] | c_DK2_Central | 5926 | 5.8325e-05
[11 empty] | c_DK2_Central | 5927 | 3.9161e-05
[11 empty] | c_DK2_Central | 5928 | 3.3995e-05
[11 empty] | c_DK2_Central | 5929 | 3.7661e-05
[11 empty] | c_DK2_Central | 5930 | 3.7661e-05
[11 empty] | c_DK2_Central | 5931 | 4.0994e-05
[11 empty] | c_DK2_Central | 5932 | 6.1824e-05
[11 empty] | c_DK2_Central | 5933 | 0.00010465
[11 empty] | c_DK2_Central | 5934 | 0.00012665
[11 empty] | c_DK2_Central | 5935 | 0.00012432
[11 empty] | c_DK2_Central | 5936 | 0.00010332
[11 empty] | c_DK2_Central | 5937 | 9.8486e-05
[11 empty] | c_DK2_Central | 5938 | 9.1653e-05
[11 empty] | c_DK2_Central | 5939 | 8.7654e-05
[11 empty] | c_DK2_Central | 5940 | 8.4321e-05
[11 empty] | c_DK2_Central | 5941 | 7.4489e-05
[11 empty] | c_DK2_Central | 5942 | 7.1823e-05
[11 empty] | c_DK2_Central | 5943 | 6.799e-05
[11 empty] | c_DK2_Central | 5944 | 6.949e-05
[11 empty] | c_DK2_Central | 5945 | 7.5489e-05
[11 empty] | c_DK2_Central | 5946 | 7.7989e-05
[11 empty] | c_DK2_Central | 5947 | 8.3654e-05
[11 empty] | c_DK2_Central | 5948 | 8.6487e-05
[11 empty] | c_DK2_Central | 5949 | 7.9822e-05
[11 empty] | c_DK2_Central | 5950 | 6.3491e-05
[11 empty] | c_DK2_Central | 5951 | 4.2994e-05
[11 empty] | c_DK2_Central | 5952 | 3.6995e-05
[11 empty] | c_DK2_Central | 5953 | 3.9994e-05
[11 empty] | c_DK2_Central | 5954 | 3.9661e-05
[11 empty] | c_DK2_Central | 5955 | 4.2994e-05
[11 empty] | c_DK2_Central | 5956 | 6.3157e-05
[11 empty] | c_DK2_Central | 5957 | 0.00010648
[11 empty] | c_DK2_Central | 5958 | 0.00012898
[11 empty] | c_DK2_Central | 5959 | 0.00012881
[11 empty] | c_DK2_Central | 5960 | 0.00010915
[11 empty] | c_DK2_Central | 5961 | 0.00010332
[11 empty] | c_DK2_Central | 5962 | 9.5486e-05
[11 empty] | c_DK2_Central | 5963 | 9.0653e-05
[11 empty] | c_DK2_Central | 5964 | 8.7987e-05
[11 empty] | c_DK2_Central | 5965 | 7.8822e-05
[11 empty] | c_DK2_Central | 5966 | 7.4822e-05
[11 empty] | c_DK2_Central | 5967 | 7.1489e-05
[11 empty] | c_DK2_Central | 5968 | 7.2989e-05
[11 empty] | c_DK2_Central | 5969 | 7.9988e-05
[11 empty] | c_DK2_Central | 5970 | 8.3154e-05
[11 empty] | c_DK2_Central | 5971 | 8.9987e-05
[11 empty] | c_DK2_Central | 5972 | 9.182e-05
[11 empty] | c_DK2_Central | 5973 | 8.5487e-05
[11 empty] | c_DK2_Central | 5974 | 6.7157e-05
[11 empty] | c_DK2_Central | 5975 | 4.516e-05
[11 empty] | c_DK2_Central | 5976 | 3.9161e-05
[11 empty] | c_DK2_Central | 5977 | 3.9328e-05
[11 empty] | c_DK2_Central | 5978 | 3.6828e-05
[11 empty] | c_DK2_Central | 5979 | 4.1661e-05
[11 empty] | c_DK2_Central | 5980 | 6.1491e-05
[11 empty] | c_DK2_Central | 5981 | 9.7986e-05
[11 empty] | c_DK2_Central | 5982 | 0.00012481
[11 empty] | c_DK2_Central | 5983 | 0.00012432
[11 empty] | c_DK2_Central | 5984 | 0.00010432
[11 empty] | c_DK2_Central | 5985 | 9.7652e-05
[11 empty] | c_DK2_Central | 5986 | 9.4319e-05
[11 empty] | c_DK2_Central | 5987 | 8.6321e-05
[11 empty] | c_DK2_Central | 5988 | 8.3654e-05
[11 empty] | c_DK2_Central | 5989 | 7.3989e-05
[11 empty] | c_DK2_Central | 5990 | 7.7322e-05
[11 empty] | c_DK2_Central | 5991 | 7.2656e-05
[11 empty] | c_DK2_Central | 5992 | 7.3822e-05
[11 empty] | c_DK2_Central | 5993 | 7.6989e-05
[11 empty] | c_DK2_Central | 5994 | 8.0488e-05
[11 empty] | c_DK2_Central | 5995 | 8.4654e-05
[11 empty] | c_DK2_Central | 5996 | 8.6321e-05
[11 empty] | c_DK2_Central | 5997 | 8.2321e-05
[11 empty] | c_DK2_Central | 5998 | 6.4824e-05
[11 empty] | c_DK2_Central | 5999 | 4.3827e-05
[11 empty] | c_DK2_Central | 6000 | 3.7661e-05
[11 empty] | c_DK2_Central | 6001 | 4.1827e-05
[11 empty] | c_DK2_Central | 6002 | 4.2994e-05
[11 empty] | c_DK2_Central | 6003 | 5.2826e-05
[11 empty] | c_DK2_Central | 6004 | 7.6489e-05
[11 empty] | c_DK2_Central | 6005 | 0.00011382
[11 empty] | c_DK2_Central | 6006 | 0.00011932
[11 empty] | c_DK2_Central | 6007 | 0.00012182
[11 empty] | c_DK2_Central | 6008 | 9.9819e-05
[11 empty] | c_DK2_Central | 6009 | 9.3653e-05
[11 empty] | c_DK2_Central | 6010 | 8.8654e-05
[11 empty] | c_DK2_Central | 6011 | 8.4154e-05
[11 empty] | c_DK2_Central | 6012 | 8.2155e-05
[11 empty] | c_DK2_Central | 6013 | 7.4156e-05
[11 empty] | c_DK2_Central | 6014 | 7.2656e-05
[11 empty] | c_DK2_Central | 6015 | 6.949e-05
[11 empty] | c_DK2_Central | 6016 | 7.2323e-05
[11 empty] | c_DK2_Central | 6017 | 7.8155e-05
[11 empty] | c_DK2_Central | 6018 | 8.2321e-05
[11 empty] | c_DK2_Central | 6019 | 8.7487e-05
[11 empty] | c_DK2_Central | 6020 | 8.9987e-05
[11 empty] | c_DK2_Central | 6021 | 8.5821e-05
[11 empty] | c_DK2_Central | 6022 | 6.7323e-05
[11 empty] | c_DK2_Central | 6023 | 4.6993e-05
[11 empty] | c_DK2_Central | 6024 | 3.6161e-05
[11 empty] | c_DK2_Central | 6025 | 3.9994e-05
[11 empty] | c_DK2_Central | 6026 | 4.0161e-05
[11 empty] | c_DK2_Central | 6027 | 4.3994e-05
[11 empty] | c_DK2_Central | 6028 | 6.4824e-05
[11 empty] | c_DK2_Central | 6029 | 0.00010865
[11 empty] | c_DK2_Central | 6030 | 0.00013065
[11 empty] | c_DK2_Central | 6031 | 0.00012848
[11 empty] | c_DK2_Central | 6032 | 0.00010532
[11 empty] | c_DK2_Central | 6033 | 0.00010049
[11 empty] | c_DK2_Central | 6034 | 9.3653e-05
[11 empty] | c_DK2_Central | 6035 | 8.9154e-05
[11 empty] | c_DK2_Central | 6036 | 8.5987e-05
[11 empty] | c_DK2_Central | 6037 | 7.6655e-05
[11 empty] | c_DK2_Central | 6038 | 7.4322e-05
[11 empty] | c_DK2_Central | 6039 | 7.1489e-05
[11 empty] | c_DK2_Central | 6040 | 7.3156e-05
[11 empty] | c_DK2_Central | 6041 | 7.9155e-05
[11 empty] | c_DK2_Central | 6042 | 8.1988e-05
[11 empty] | c_DK2_Central | 6043 | 8.8154e-05
[11 empty] | c_DK2_Central | 6044 | 9.1487e-05
[11 empty] | c_DK2_Central | 6045 | 8.4488e-05
[11 empty] | c_DK2_Central | 6046 | 6.749e-05
[11 empty] | c_DK2_Central | 6047 | 4.5827e-05
[11 empty] | c_DK2_Central | 6048 | 3.3828e-05
[11 empty] | c_DK2_Central | 6049 | 3.7161e-05
[11 empty] | c_DK2_Central | 6050 | 3.7328e-05
[11 empty] | c_DK2_Central | 6051 | 4.0827e-05
[11 empty] | c_DK2_Central | 6052 | 6.1491e-05
[11 empty] | c_DK2_Central | 6053 | 0.00010382
[11 empty] | c_DK2_Central | 6054 | 0.00012565
[11 empty] | c_DK2_Central | 6055 | 0.00012332
[11 empty] | c_DK2_Central | 6056 | 0.00010248
[11 empty] | c_DK2_Central | 6057 | 9.7819e-05
[11 empty] | c_DK2_Central | 6058 | 9.0987e-05
[11 empty] | c_DK2_Central | 6059 | 8.6987e-05
[11 empty] | c_DK2_Central | 6060 | 8.3821e-05
[11 empty] | c_DK2_Central | 6061 | 7.4156e-05
[11 empty] | c_DK2_Central | 6062 | 7.1323e-05
[11 empty] | c_DK2_Central | 6063 | 6.749e-05
[11 empty] | c_DK2_Central | 6064 | 6.899e-05
[11 empty] | c_DK2_Central | 6065 | 7.4822e-05
[11 empty] | c_DK2_Central | 6066 | 7.7489e-05
[11 empty] | c_DK2_Central | 6067 | 8.3154e-05
[11 empty] | c_DK2_Central | 6068 | 8.5821e-05
[11 empty] | c_DK2_Central | 6069 | 7.9155e-05
[11 empty] | c_DK2_Central | 6070 | 6.3324e-05
[11 empty] | c_DK2_Central | 6071 | 4.2827e-05
[11 empty] | c_DK2_Central | 6072 | 3.3162e-05
[11 empty] | c_DK2_Central | 6073 | 3.6828e-05
[11 empty] | c_DK2_Central | 6074 | 3.6828e-05
[11 empty] | c_DK2_Central | 6075 | 4.0161e-05
[11 empty] | c_DK2_Central | 6076 | 6.0991e-05
[11 empty] | c_DK2_Central | 6077 | 0.00010348
[11 empty] | c_DK2_Central | 6078 | 0.00012498
[11 empty] | c_DK2_Central | 6079 | 0.00012265
[11 empty] | c_DK2_Central | 6080 | 0.00010165
[11 empty] | c_DK2_Central | 6081 | 9.6986e-05
[11 empty] | c_DK2_Central | 6082 | 9.032e-05
[11 empty] | c_DK2_Central | 6083 | 8.6321e-05
[11 empty] | c_DK2_Central | 6084 | 8.3321e-05
[11 empty] | c_DK2_Central | 6085 | 7.3323e-05
[11 empty] | c_DK2_Central | 6086 | 7.0656e-05
[11 empty] | c_DK2_Central | 6087 | 6.6657e-05
[11 empty] | c_DK2_Central | 6088 | 6.799e-05
[11 empty] | c_DK2_Central | 6089 | 7.3822e-05
[11 empty] | c_DK2_Central | 6090 | 7.6822e-05
[11 empty] | c_DK2_Central | 6091 | 8.2321e-05
[11 empty] | c_DK2_Central | 6092 | 8.5154e-05
[11 empty] | c_DK2_Central | 6093 | 7.8488e-05
[11 empty] | c_DK2_Central | 6094 | 6.2824e-05
[11 empty] | c_DK2_Central | 6095 | 4.2327e-05
[11 empty] | c_DK2_Central | 6096 | 3.1829e-05
[11 empty] | c_DK2_Central | 6097 | 3.5161e-05
[11 empty] | c_DK2_Central | 6098 | 3.5161e-05
[11 empty] | c_DK2_Central | 6099 | 3.8328e-05
[11 empty] | c_DK2_Central | 6100 | 5.8825e-05
[11 empty] | c_DK2_Central | 6101 | 0.00010082
[11 empty] | c_DK2_Central | 6102 | 0.00012165
[11 empty] | c_DK2_Central | 6103 | 0.00011965
[11 empty] | c_DK2_Central | 6104 | 9.8152e-05
[11 empty] | c_DK2_Central | 6105 | 9.4153e-05
[11 empty] | c_DK2_Central | 6106 | 8.7654e-05
[11 empty] | c_DK2_Central | 6107 | 8.3821e-05
[11 empty] | c_DK2_Central | 6108 | 8.0821e-05
[11 empty] | c_DK2_Central | 6109 | 7.0656e-05
[11 empty] | c_DK2_Central | 6110 | 6.799e-05
[11 empty] | c_DK2_Central | 6111 | 6.3491e-05
[11 empty] | c_DK2_Central | 6112 | 6.499e-05
[11 empty] | c_DK2_Central | 6113 | 7.0656e-05
[11 empty] | c_DK2_Central | 6114 | 7.3156e-05
[11 empty] | c_DK2_Central | 6115 | 7.8655e-05
[11 empty] | c_DK2_Central | 6116 | 8.1655e-05
[11 empty] | c_DK2_Central | 6117 | 7.5489e-05
[11 empty] | c_DK2_Central | 6118 | 6.0491e-05
[11 empty] | c_DK2_Central | 6119 | 4.0827e-05
[11 empty] | c_DK2_Central | 6120 | 3.3328e-05
[11 empty] | c_DK2_Central | 6121 | 3.6328e-05
[11 empty] | c_DK2_Central | 6122 | 3.5828e-05
[11 empty] | c_DK2_Central | 6123 | 3.8661e-05
[11 empty] | c_DK2_Central | 6124 | 5.8325e-05
[11 empty] | c_DK2_Central | 6125 | 0.00010015
[11 empty] | c_DK2_Central | 6126 | 0.00012065
[11 empty] | c_DK2_Central | 6127 | 0.00012065
[11 empty] | c_DK2_Central | 6128 | 0.00010082
[11 empty] | c_DK2_Central | 6129 | 9.6153e-05
[11 empty] | c_DK2_Central | 6130 | 8.8654e-05
[11 empty] | c_DK2_Central | 6131 | 8.4488e-05
[11 empty] | c_DK2_Central | 6132 | 8.1988e-05
[11 empty] | c_DK2_Central | 6133 | 7.2656e-05
[11 empty] | c_DK2_Central | 6134 | 6.8823e-05
[11 empty] | c_DK2_Central | 6135 | 6.499e-05
[11 empty] | c_DK2_Central | 6136 | 6.6157e-05
[11 empty] | c_DK2_Central | 6137 | 7.2823e-05
[11 empty] | c_DK2_Central | 6138 | 7.5822e-05
[11 empty] | c_DK2_Central | 6139 | 8.2155e-05
[11 empty] | c_DK2_Central | 6140 | 8.4321e-05
[11 empty] | c_DK2_Central | 6141 | 7.8488e-05
[11 empty] | c_DK2_Central | 6142 | 6.1991e-05
[11 empty] | c_DK2_Central | 6143 | 4.1661e-05
[11 empty] | c_DK2_Central | 6144 | 3.7828e-05
[11 empty] | c_DK2_Central | 6145 | 3.8328e-05
[11 empty] | c_DK2_Central | 6146 | 3.5495e-05
[11 empty] | c_DK2_Central | 6147 | 4.0494e-05
[11 empty] | c_DK2_Central | 6148 | 5.9825e-05
[11 empty] | c_DK2_Central | 6149 | 9.5486e-05
[11 empty] | c_DK2_Central | 6150 | 0.00012182
[11 empty] | c_DK2_Central | 6151 | 0.00012132
[11 empty] | c_DK2_Central | 6152 | 0.00010149
[11 empty] | c_DK2_Central | 6153 | 9.5319e-05
[11 empty] | c_DK2_Central | 6154 | 9.1986e-05
[11 empty] | c_DK2_Central | 6155 | 8.4321e-05
[11 empty] | c_DK2_Central | 6156 | 8.1655e-05
[11 empty] | c_DK2_Central | 6157 | 7.1989e-05
[11 empty] | c_DK2_Central | 6158 | 7.5489e-05
[11 empty] | c_DK2_Central | 6159 | 7.0823e-05
[11 empty] | c_DK2_Central | 6160 | 7.1989e-05
[11 empty] | c_DK2_Central | 6161 | 7.4822e-05
[11 empty] | c_DK2_Central | 6162 | 7.8322e-05
[11 empty] | c_DK2_Central | 6163 | 8.2155e-05
[11 empty] | c_DK2_Central | 6164 | 8.3988e-05
[11 empty] | c_DK2_Central | 6165 | 8.0155e-05
[11 empty] | c_DK2_Central | 6166 | 6.2991e-05
[11 empty] | c_DK2_Central | 6167 | 4.2827e-05
[11 empty] | c_DK2_Central | 6168 | 3.5995e-05
[11 empty] | c_DK2_Central | 6169 | 4.0161e-05
[11 empty] | c_DK2_Central | 6170 | 4.1327e-05
[11 empty] | c_DK2_Central | 6171 | 5.0659e-05
[11 empty] | c_DK2_Central | 6172 | 7.3489e-05
[11 empty] | c_DK2_Central | 6173 | 0.00010948
[11 empty] | c_DK2_Central | 6174 | 0.00011498
[11 empty] | c_DK2_Central | 6175 | 0.00011748
[11 empty] | c_DK2_Central | 6176 | 9.6153e-05
[11 empty] | c_DK2_Central | 6177 | 9.0153e-05
[11 empty] | c_DK2_Central | 6178 | 8.5321e-05
[11 empty] | c_DK2_Central | 6179 | 8.1155e-05
[11 empty] | c_DK2_Central | 6180 | 7.9155e-05
[11 empty] | c_DK2_Central | 6181 | 7.1489e-05
[11 empty] | c_DK2_Central | 6182 | 6.9656e-05
[11 empty] | c_DK2_Central | 6183 | 6.6657e-05
[11 empty] | c_DK2_Central | 6184 | 6.9323e-05
[11 empty] | c_DK2_Central | 6185 | 7.5156e-05
[11 empty] | c_DK2_Central | 6186 | 7.9155e-05
[11 empty] | c_DK2_Central | 6187 | 8.4154e-05
[11 empty] | c_DK2_Central | 6188 | 8.6487e-05
[11 empty] | c_DK2_Central | 6189 | 8.2488e-05
[11 empty] | c_DK2_Central | 6190 | 6.4657e-05
[11 empty] | c_DK2_Central | 6191 | 4.5327e-05
[11 empty] | c_DK2_Central | 6192 | 3.8328e-05
[11 empty] | c_DK2_Central | 6193 | 4.2327e-05
[11 empty] | c_DK2_Central | 6194 | 4.266e-05
[11 empty] | c_DK2_Central | 6195 | 4.666e-05
[11 empty] | c_DK2_Central | 6196 | 6.799e-05
[11 empty] | c_DK2_Central | 6197 | 0.00011348
[11 empty] | c_DK2_Central | 6198 | 0.00013631
[11 empty] | c_DK2_Central | 6199 | 0.00013398
[11 empty] | c_DK2_Central | 6200 | 0.00011082
[11 empty] | c_DK2_Central | 6201 | 0.00010532
[11 empty] | c_DK2_Central | 6202 | 9.8152e-05
[11 empty] | c_DK2_Central | 6203 | 9.332e-05
[11 empty] | c_DK2_Central | 6204 | 8.9987e-05
[11 empty] | c_DK2_Central | 6205 | 8.0821e-05
[11 empty] | c_DK2_Central | 6206 | 7.8322e-05
[11 empty] | c_DK2_Central | 6207 | 7.5656e-05
[11 empty] | c_DK2_Central | 6208 | 7.7655e-05
[11 empty] | c_DK2_Central | 6209 | 8.3821e-05
[11 empty] | c_DK2_Central | 6210 | 8.6987e-05
[11 empty] | c_DK2_Central | 6211 | 9.332e-05
[11 empty] | c_DK2_Central | 6212 | 9.6319e-05
[11 empty] | c_DK2_Central | 6213 | 8.9154e-05
[11 empty] | c_DK2_Central | 6214 | 7.1156e-05
[11 empty] | c_DK2_Central | 6215 | 4.816e-05
[11 empty] | c_DK2_Central | 6216 | 4.3327e-05
[11 empty] | c_DK2_Central | 6217 | 4.716e-05
[11 empty] | c_DK2_Central | 6218 | 4.7993e-05
[11 empty] | c_DK2_Central | 6219 | 5.2326e-05
[11 empty] | c_DK2_Central | 6220 | 7.6489e-05
[11 empty] | c_DK2_Central | 6221 | 0.00012598
[11 empty] | c_DK2_Central | 6222 | 0.00015264
[11 empty] | c_DK2_Central | 6223 | 0.00014981
[11 empty] | c_DK2_Central | 6224 | 0.00012698
[11 empty] | c_DK2_Central | 6225 | 0.00012015
[11 empty] | c_DK2_Central | 6226 | 0.00011165
[11 empty] | c_DK2_Central | 6227 | 0.00010615
[11 empty] | c_DK2_Central | 6228 | 0.00010165
[11 empty] | c_DK2_Central | 6229 | 9.182e-05
[11 empty] | c_DK2_Central | 6230 | 8.8487e-05
[11 empty] | c_DK2_Central | 6231 | 8.5154e-05
[11 empty] | c_DK2_Central | 6232 | 8.6987e-05
[11 empty] | c_DK2_Central | 6233 | 9.3653e-05
[11 empty] | c_DK2_Central | 6234 | 9.7486e-05
[11 empty] | c_DK2_Central | 6235 | 0.00010448
[11 empty] | c_DK2_Central | 6236 | 0.00010682
[11 empty] | c_DK2_Central | 6237 | 9.8985e-05
[11 empty] | c_DK2_Central | 6238 | 7.8488e-05
[11 empty] | c_DK2_Central | 6239 | 5.3325e-05
[11 empty] | c_DK2_Central | 6240 | 4.516e-05
[11 empty] | c_DK2_Central | 6241 | 4.8993e-05
[11 empty] | c_DK2_Central | 6242 | 4.9993e-05
[11 empty] | c_DK2_Central | 6243 | 5.4492e-05
[11 empty] | c_DK2_Central | 6244 | 7.9822e-05
[11 empty] | c_DK2_Central | 6245 | 0.00013031
[11 empty] | c_DK2_Central | 6246 | 0.00015831
[11 empty] | c_DK2_Central | 6247 | 0.00015531
[11 empty] | c_DK2_Central | 6248 | 0.00013215
[11 empty] | c_DK2_Central | 6249 | 0.00012465
[11 empty] | c_DK2_Central | 6250 | 0.00011598
[11 empty] | c_DK2_Central | 6251 | 0.00010982
[11 empty] | c_DK2_Central | 6252 | 0.00010532
[11 empty] | c_DK2_Central | 6253 | 9.5319e-05
[11 empty] | c_DK2_Central | 6254 | 9.182e-05
[11 empty] | c_DK2_Central | 6255 | 8.8654e-05
[11 empty] | c_DK2_Central | 6256 | 9.0487e-05
[11 empty] | c_DK2_Central | 6257 | 9.7319e-05
[11 empty] | c_DK2_Central | 6258 | 0.00010165
[11 empty] | c_DK2_Central | 6259 | 0.00010865
[11 empty] | c_DK2_Central | 6260 | 0.00011098
[11 empty] | c_DK2_Central | 6261 | 0.00010282
[11 empty] | c_DK2_Central | 6262 | 8.1821e-05
[11 empty] | c_DK2_Central | 6263 | 5.5492e-05
[11 empty] | c_DK2_Central | 6264 | 4.6826e-05
[11 empty] | c_DK2_Central | 6265 | 5.0992e-05
[11 empty] | c_DK2_Central | 6266 | 5.1659e-05
[11 empty] | c_DK2_Central | 6267 | 5.6658e-05
[11 empty] | c_DK2_Central | 6268 | 8.2155e-05
[11 empty] | c_DK2_Central | 6269 | 0.00013415
[11 empty] | c_DK2_Central | 6270 | 0.00016248
[11 empty] | c_DK2_Central | 6271 | 0.00015948
[11 empty] | c_DK2_Central | 6272 | 0.00013598
[11 empty] | c_DK2_Central | 6273 | 0.00012831
[11 empty] | c_DK2_Central | 6274 | 0.00011915
[11 empty] | c_DK2_Central | 6275 | 0.00011298
[11 empty] | c_DK2_Central | 6276 | 0.00010815
[11 empty] | c_DK2_Central | 6277 | 9.8319e-05
[11 empty] | c_DK2_Central | 6278 | 9.4486e-05
[11 empty] | c_DK2_Central | 6279 | 9.1487e-05
[11 empty] | c_DK2_Central | 6280 | 9.3486e-05
[11 empty] | c_DK2_Central | 6281 | 0.00010032
[11 empty] | c_DK2_Central | 6282 | 0.00010448
[11 empty] | c_DK2_Central | 6283 | 0.00011198
[11 empty] | c_DK2_Central | 6284 | 0.00011415
[11 empty] | c_DK2_Central | 6285 | 0.00010598
[11 empty] | c_DK2_Central | 6286 | 8.3821e-05
[11 empty] | c_DK2_Central | 6287 | 5.7158e-05
[11 empty] | c_DK2_Central | 6288 | 4.366e-05
[11 empty] | c_DK2_Central | 6289 | 4.6993e-05
[11 empty] | c_DK2_Central | 6290 | 4.6826e-05
[11 empty] | c_DK2_Central | 6291 | 5.0992e-05
[11 empty] | c_DK2_Central | 6292 | 7.3822e-05
[11 empty] | c_DK2_Central | 6293 | 0.00012182
[11 empty] | c_DK2_Central | 6294 | 0.00014848
[11 empty] | c_DK2_Central | 6295 | 0.00014798
[11 empty] | c_DK2_Central | 6296 | 0.00012665
[11 empty] | c_DK2_Central | 6297 | 0.00011932
[11 empty] | c_DK2_Central | 6298 | 0.00011015
[11 empty] | c_DK2_Central | 6299 | 0.00010432
[11 empty] | c_DK2_Central | 6300 | 0.00010115
[11 empty] | c_DK2_Central | 6301 | 9.1487e-05
[11 empty] | c_DK2_Central | 6302 | 8.7154e-05
[11 empty] | c_DK2_Central | 6303 | 8.3821e-05
[11 empty] | c_DK2_Central | 6304 | 8.5654e-05
[11 empty] | c_DK2_Central | 6305 | 9.3153e-05
[11 empty] | c_DK2_Central | 6306 | 9.7152e-05
[11 empty] | c_DK2_Central | 6307 | 0.00010498
[11 empty] | c_DK2_Central | 6308 | 0.00010665
[11 empty] | c_DK2_Central | 6309 | 9.9485e-05
[11 empty] | c_DK2_Central | 6310 | 7.7989e-05
[11 empty] | c_DK2_Central | 6311 | 5.2826e-05
[11 empty] | c_DK2_Central | 6312 | 4.3327e-05
[11 empty] | c_DK2_Central | 6313 | 4.366e-05
[11 empty] | c_DK2_Central | 6314 | 4.1161e-05
[11 empty] | c_DK2_Central | 6315 | 4.6493e-05
[11 empty] | c_DK2_Central | 6316 | 6.7823e-05
[11 empty] | c_DK2_Central | 6317 | 0.00010698
[11 empty] | c_DK2_Central | 6318 | 0.00013548
[11 empty] | c_DK2_Central | 6319 | 0.00013515
[11 empty] | c_DK2_Central | 6320 | 0.00011448
[11 empty] | c_DK2_Central | 6321 | 0.00010682
[11 empty] | c_DK2_Central | 6322 | 0.00010298
[11 empty] | c_DK2_Central | 6323 | 9.4319e-05
[11 empty] | c_DK2_Central | 6324 | 9.1153e-05
[11 empty] | c_DK2_Central | 6325 | 8.1155e-05
[11 empty] | c_DK2_Central | 6326 | 8.4488e-05
[11 empty] | c_DK2_Central | 6327 | 8.0155e-05
[11 empty] | c_DK2_Central | 6328 | 8.1321e-05
[11 empty] | c_DK2_Central | 6329 | 8.4821e-05
[11 empty] | c_DK2_Central | 6330 | 8.8987e-05
[11 empty] | c_DK2_Central | 6331 | 9.3653e-05
[11 empty] | c_DK2_Central | 6332 | 9.4986e-05
[11 empty] | c_DK2_Central | 6333 | 9.0653e-05
[11 empty] | c_DK2_Central | 6334 | 7.1156e-05
[11 empty] | c_DK2_Central | 6335 | 4.8493e-05
[11 empty] | c_DK2_Central | 6336 | 3.9661e-05
[11 empty] | c_DK2_Central | 6337 | 4.416e-05
[11 empty] | c_DK2_Central | 6338 | 4.5327e-05
[11 empty] | c_DK2_Central | 6339 | 5.5492e-05
[11 empty] | c_DK2_Central | 6340 | 8.0155e-05
[11 empty] | c_DK2_Central | 6341 | 0.00011882
[11 empty] | c_DK2_Central | 6342 | 0.00012465
[11 empty] | c_DK2_Central | 6343 | 0.00012698
[11 empty] | c_DK2_Central | 6344 | 0.00010482
[11 empty] | c_DK2_Central | 6345 | 9.7986e-05
[11 empty] | c_DK2_Central | 6346 | 9.282e-05
[11 empty] | c_DK2_Central | 6347 | 8.8154e-05
[11 empty] | c_DK2_Central | 6348 | 8.5654e-05
[11 empty] | c_DK2_Central | 6349 | 7.7989e-05
[11 empty] | c_DK2_Central | 6350 | 7.6322e-05
[11 empty] | c_DK2_Central | 6351 | 7.3323e-05
[11 empty] | c_DK2_Central | 6352 | 7.6322e-05
[11 empty] | c_DK2_Central | 6353 | 8.2488e-05
[11 empty] | c_DK2_Central | 6354 | 8.6821e-05
[11 empty] | c_DK2_Central | 6355 | 9.232e-05
[11 empty] | c_DK2_Central | 6356 | 9.4486e-05
[11 empty] | c_DK2_Central | 6357 | 9.0153e-05
[11 empty] | c_DK2_Central | 6358 | 7.0823e-05
[11 empty] | c_DK2_Central | 6359 | 4.9493e-05
[11 empty] | c_DK2_Central | 6360 | 3.7661e-05
[11 empty] | c_DK2_Central | 6361 | 4.1661e-05
[11 empty] | c_DK2_Central | 6362 | 4.1994e-05
[11 empty] | c_DK2_Central | 6363 | 4.5827e-05
[11 empty] | c_DK2_Central | 6364 | 6.7157e-05
[11 empty] | c_DK2_Central | 6365 | 0.00011198
[11 empty] | c_DK2_Central | 6366 | 0.00013481
[11 empty] | c_DK2_Central | 6367 | 0.00013248
[11 empty] | c_DK2_Central | 6368 | 0.00010932
[11 empty] | c_DK2_Central | 6369 | 0.00010382
[11 empty] | c_DK2_Central | 6370 | 9.6986e-05
[11 empty] | c_DK2_Central | 6371 | 9.232e-05
[11 empty] | c_DK2_Central | 6372 | 8.8987e-05
[11 empty] | c_DK2_Central | 6373 | 7.9488e-05
[11 empty] | c_DK2_Central | 6374 | 7.7322e-05
[11 empty] | c_DK2_Central | 6375 | 7.4489e-05
[11 empty] | c_DK2_Central | 6376 | 7.6155e-05
[11 empty] | c_DK2_Central | 6377 | 8.2655e-05
[11 empty] | c_DK2_Central | 6378 | 8.5487e-05
[11 empty] | c_DK2_Central | 6379 | 9.182e-05
[11 empty] | c_DK2_Central | 6380 | 9.5153e-05
[11 empty] | c_DK2_Central | 6381 | 8.782e-05
[11 empty] | c_DK2_Central | 6382 | 7.0156e-05
[11 empty] | c_DK2_Central | 6383 | 4.766e-05
[11 empty] | c_DK2_Central | 6384 | 3.7161e-05
[11 empty] | c_DK2_Central | 6385 | 4.0494e-05
[11 empty] | c_DK2_Central | 6386 | 4.0994e-05
[11 empty] | c_DK2_Central | 6387 | 4.4493e-05
[11 empty] | c_DK2_Central | 6388 | 6.6324e-05
[11 empty] | c_DK2_Central | 6389 | 0.00011098
[11 empty] | c_DK2_Central | 6390 | 0.00013415
[11 empty] | c_DK2_Central | 6391 | 0.00013165
[11 empty] | c_DK2_Central | 6392 | 0.00011048
[11 empty] | c_DK2_Central | 6393 | 0.00010498
[11 empty] | c_DK2_Central | 6394 | 9.7652e-05
[11 empty] | c_DK2_Central | 6395 | 9.332e-05
[11 empty] | c_DK2_Central | 6396 | 8.9487e-05
[11 empty] | c_DK2_Central | 6397 | 7.9988e-05
[11 empty] | c_DK2_Central | 6398 | 7.6989e-05
[11 empty] | c_DK2_Central | 6399 | 7.3489e-05
[11 empty] | c_DK2_Central | 6400 | 7.5156e-05
[11 empty] | c_DK2_Central | 6401 | 8.1321e-05
[11 empty] | c_DK2_Central | 6402 | 8.4488e-05
[11 empty] | c_DK2_Central | 6403 | 9.0487e-05
[11 empty] | c_DK2_Central | 6404 | 9.282e-05
[11 empty] | c_DK2_Central | 6405 | 8.5987e-05
[11 empty] | c_DK2_Central | 6406 | 6.8157e-05
[11 empty] | c_DK2_Central | 6407 | 4.6327e-05
[11 empty] | c_DK2_Central | 6408 | 3.6328e-05
[11 empty] | c_DK2_Central | 6409 | 3.9994e-05
[11 empty] | c_DK2_Central | 6410 | 4.0161e-05
[11 empty] | c_DK2_Central | 6411 | 4.3827e-05
[11 empty] | c_DK2_Central | 6412 | 6.5157e-05
[11 empty] | c_DK2_Central | 6413 | 0.00010915
[11 empty] | c_DK2_Central | 6414 | 0.00013215
[11 empty] | c_DK2_Central | 6415 | 0.00012965
[11 empty] | c_DK2_Central | 6416 | 0.00010898
[11 empty] | c_DK2_Central | 6417 | 0.00010332
[11 empty] | c_DK2_Central | 6418 | 9.6153e-05
[11 empty] | c_DK2_Central | 6419 | 9.182e-05
[11 empty] | c_DK2_Central | 6420 | 8.8154e-05
[11 empty] | c_DK2_Central | 6421 | 7.8822e-05
[11 empty] | c_DK2_Central | 6422 | 7.5822e-05
[11 empty] | c_DK2_Central | 6423 | 7.2656e-05
[11 empty] | c_DK2_Central | 6424 | 7.3989e-05
[11 empty] | c_DK2_Central | 6425 | 8.0155e-05
[11 empty] | c_DK2_Central | 6426 | 8.3321e-05
[11 empty] | c_DK2_Central | 6427 | 8.9154e-05
[11 empty] | c_DK2_Central | 6428 | 9.1487e-05
[11 empty] | c_DK2_Central | 6429 | 8.4654e-05
[11 empty] | c_DK2_Central | 6430 | 6.749e-05
[11 empty] | c_DK2_Central | 6431 | 4.5493e-05
[11 empty] | c_DK2_Central | 6432 | 3.5661e-05
[11 empty] | c_DK2_Central | 6433 | 3.9328e-05
[11 empty] | c_DK2_Central | 6434 | 3.9661e-05
[11 empty] | c_DK2_Central | 6435 | 4.316e-05
[11 empty] | c_DK2_Central | 6436 | 6.4157e-05
[11 empty] | c_DK2_Central | 6437 | 0.00010765
[11 empty] | c_DK2_Central | 6438 | 0.00013015
[11 empty] | c_DK2_Central | 6439 | 0.00012781
[11 empty] | c_DK2_Central | 6440 | 0.00010715
[11 empty] | c_DK2_Central | 6441 | 0.00010165
[11 empty] | c_DK2_Central | 6442 | 9.4653e-05
[11 empty] | c_DK2_Central | 6443 | 9.032e-05
[11 empty] | c_DK2_Central | 6444 | 8.6821e-05
[11 empty] | c_DK2_Central | 6445 | 7.7655e-05
[11 empty] | c_DK2_Central | 6446 | 7.4489e-05
[11 empty] | c_DK2_Central | 6447 | 7.1156e-05
[11 empty] | c_DK2_Central | 6448 | 7.2989e-05
[11 empty] | c_DK2_Central | 6449 | 7.8988e-05
[11 empty] | c_DK2_Central | 6450 | 8.1821e-05
[11 empty] | c_DK2_Central | 6451 | 8.7654e-05
[11 empty] | c_DK2_Central | 6452 | 9.0153e-05
[11 empty] | c_DK2_Central | 6453 | 8.3154e-05
[11 empty] | c_DK2_Central | 6454 | 6.599e-05
[11 empty] | c_DK2_Central | 6455 | 4.4827e-05
[11 empty] | c_DK2_Central | 6456 | 3.4995e-05
[11 empty] | c_DK2_Central | 6457 | 3.7661e-05
[11 empty] | c_DK2_Central | 6458 | 3.7494e-05
[11 empty] | c_DK2_Central | 6459 | 4.0661e-05
[11 empty] | c_DK2_Central | 6460 | 5.9825e-05
[11 empty] | c_DK2_Central | 6461 | 0.00010165
[11 empty] | c_DK2_Central | 6462 | 0.00012298
[11 empty] | c_DK2_Central | 6463 | 0.00012298
[11 empty] | c_DK2_Central | 6464 | 0.00010365
[11 empty] | c_DK2_Central | 6465 | 9.8486e-05
[11 empty] | c_DK2_Central | 6466 | 9.082e-05
[11 empty] | c_DK2_Central | 6467 | 8.6487e-05
[11 empty] | c_DK2_Central | 6468 | 8.3821e-05
[11 empty] | c_DK2_Central | 6469 | 7.5156e-05
[11 empty] | c_DK2_Central | 6470 | 7.1323e-05
[11 empty] | c_DK2_Central | 6471 | 6.799e-05
[11 empty] | c_DK2_Central | 6472 | 6.9323e-05
[11 empty] | c_DK2_Central | 6473 | 7.5989e-05
[11 empty] | c_DK2_Central | 6474 | 7.8988e-05
[11 empty] | c_DK2_Central | 6475 | 8.5321e-05
[11 empty] | c_DK2_Central | 6476 | 8.7154e-05
[11 empty] | c_DK2_Central | 6477 | 8.1155e-05
[11 empty] | c_DK2_Central | 6478 | 6.3824e-05
[11 empty] | c_DK2_Central | 6479 | 4.2994e-05
[11 empty] | c_DK2_Central | 6480 | 3.8494e-05
[11 empty] | c_DK2_Central | 6481 | 3.8828e-05
[11 empty] | c_DK2_Central | 6482 | 3.6161e-05
[11 empty] | c_DK2_Central | 6483 | 4.0994e-05
[11 empty] | c_DK2_Central | 6484 | 6.0491e-05
[11 empty] | c_DK2_Central | 6485 | 9.6153e-05
[11 empty] | c_DK2_Central | 6486 | 0.00012232
[11 empty] | c_DK2_Central | 6487 | 0.00012198
[11 empty] | c_DK2_Central | 6488 | 0.00010248
[11 empty] | c_DK2_Central | 6489 | 9.5819e-05
[11 empty] | c_DK2_Central | 6490 | 9.2653e-05
[11 empty] | c_DK2_Central | 6491 | 8.4821e-05
[11 empty] | c_DK2_Central | 6492 | 8.2321e-05
[11 empty] | c_DK2_Central | 6493 | 7.2656e-05
[11 empty] | c_DK2_Central | 6494 | 7.6155e-05
[11 empty] | c_DK2_Central | 6495 | 7.1823e-05
[11 empty] | c_DK2_Central | 6496 | 7.2656e-05
[11 empty] | c_DK2_Central | 6497 | 7.5822e-05
[11 empty] | c_DK2_Central | 6498 | 7.9322e-05
[11 empty] | c_DK2_Central | 6499 | 8.3488e-05
[11 empty] | c_DK2_Central | 6500 | 8.4987e-05
[11 empty] | c_DK2_Central | 6501 | 8.0821e-05
[11 empty] | c_DK2_Central | 6502 | 6.3491e-05
[11 empty] | c_DK2_Central | 6503 | 4.3327e-05
[11 empty] | c_DK2_Central | 6504 | 3.7828e-05
[11 empty] | c_DK2_Central | 6505 | 4.1994e-05
[11 empty] | c_DK2_Central | 6506 | 4.3327e-05
[11 empty] | c_DK2_Central | 6507 | 5.2992e-05
[11 empty] | c_DK2_Central | 6508 | 7.6655e-05
[11 empty] | c_DK2_Central | 6509 | 0.00011348
[11 empty] | c_DK2_Central | 6510 | 0.00011932
[11 empty] | c_DK2_Central | 6511 | 0.00012182
[11 empty] | c_DK2_Central | 6512 | 0.00010015
[11 empty] | c_DK2_Central | 6513 | 9.382e-05
[11 empty] | c_DK2_Central | 6514 | 8.882e-05
[11 empty] | c_DK2_Central | 6515 | 8.4321e-05
[11 empty] | c_DK2_Central | 6516 | 8.2155e-05
[11 empty] | c_DK2_Central | 6517 | 7.4656e-05
[11 empty] | c_DK2_Central | 6518 | 7.2823e-05
[11 empty] | c_DK2_Central | 6519 | 6.999e-05
[11 empty] | c_DK2_Central | 6520 | 7.2989e-05
[11 empty] | c_DK2_Central | 6521 | 7.8822e-05
[11 empty] | c_DK2_Central | 6522 | 8.2988e-05
[11 empty] | c_DK2_Central | 6523 | 8.8154e-05
[11 empty] | c_DK2_Central | 6524 | 9.032e-05
[11 empty] | c_DK2_Central | 6525 | 8.6154e-05
[11 empty] | c_DK2_Central | 6526 | 6.749e-05
[11 empty] | c_DK2_Central | 6527 | 4.716e-05
[11 empty] | c_DK2_Central | 6528 | 4.0494e-05
[11 empty] | c_DK2_Central | 6529 | 4.4493e-05
[11 empty] | c_DK2_Central | 6530 | 4.516e-05
[11 empty] | c_DK2_Central | 6531 | 4.9326e-05
[11 empty] | c_DK2_Central | 6532 | 7.1823e-05
[11 empty] | c_DK2_Central | 6533 | 0.00011865
[11 empty] | c_DK2_Central | 6534 | 0.00014281
[11 empty] | c_DK2_Central | 6535 | 0.00014031
[11 empty] | c_DK2_Central | 6536 | 0.00011665
[11 empty] | c_DK2_Central | 6537 | 0.00011048
[11 empty] | c_DK2_Central | 6538 | 0.00010298
[11 empty] | c_DK2_Central | 6539 | 9.7819e-05
[11 empty] | c_DK2_Central | 6540 | 9.4153e-05
[11 empty] | c_DK2_Central | 6541 | 8.4654e-05
[11 empty] | c_DK2_Central | 6542 | 8.2155e-05
[11 empty] | c_DK2_Central | 6543 | 7.9655e-05
[11 empty] | c_DK2_Central | 6544 | 8.1488e-05
[11 empty] | c_DK2_Central | 6545 | 8.8154e-05
[11 empty] | c_DK2_Central | 6546 | 9.1487e-05
[11 empty] | c_DK2_Central | 6547 | 9.7986e-05
[11 empty] | c_DK2_Central | 6548 | 0.00010132
[11 empty] | c_DK2_Central | 6549 | 9.3653e-05
[11 empty] | c_DK2_Central | 6550 | 7.4656e-05
[11 empty] | c_DK2_Central | 6551 | 5.0992e-05
[11 empty] | c_DK2_Central | 6552 | 4.766e-05
[11 empty] | c_DK2_Central | 6553 | 5.1826e-05
[11 empty] | c_DK2_Central | 6554 | 5.2659e-05
[11 empty] | c_DK2_Central | 6555 | 5.7658e-05
[11 empty] | c_DK2_Central | 6556 | 8.3488e-05
[11 empty] | c_DK2_Central | 6557 | 0.00013581
[11 empty] | c_DK2_Central | 6558 | 0.00016448
[11 empty] | c_DK2_Central | 6559 | 0.00016148
[11 empty] | c_DK2_Central | 6560 | 0.00013781
[11 empty] | c_DK2_Central | 6561 | 0.00013015
[11 empty] | c_DK2_Central | 6562 | 0.00012082
[11 empty] | c_DK2_Central | 6563 | 0.00011465
[11 empty] | c_DK2_Central | 6564 | 0.00010982
[11 empty] | c_DK2_Central | 6565 | 9.9819e-05
[11 empty] | c_DK2_Central | 6566 | 9.6153e-05
[11 empty] | c_DK2_Central | 6567 | 9.2986e-05
[11 empty] | c_DK2_Central | 6568 | 9.4986e-05
[11 empty] | c_DK2_Central | 6569 | 0.00010215
[11 empty] | c_DK2_Central | 6570 | 0.00010632
[11 empty] | c_DK2_Central | 6571 | 0.00011365
[11 empty] | c_DK2_Central | 6572 | 0.00011565
[11 empty] | c_DK2_Central | 6573 | 0.00010748
[11 empty] | c_DK2_Central | 6574 | 8.4987e-05
[11 empty] | c_DK2_Central | 6575 | 5.8158e-05
[11 empty] | c_DK2_Central | 6576 | 5.3659e-05
[11 empty] | c_DK2_Central | 6577 | 5.8491e-05
[11 empty] | c_DK2_Central | 6578 | 5.8991e-05
[11 empty] | c_DK2_Central | 6579 | 6.4657e-05
[11 empty] | c_DK2_Central | 6580 | 9.032e-05
[11 empty] | c_DK2_Central | 6581 | 0.00014181
[11 empty] | c_DK2_Central | 6582 | 0.00016881
[11 empty] | c_DK2_Central | 6583 | 0.00016614
[11 empty] | c_DK2_Central | 6584 | 0.00014548
[11 empty] | c_DK2_Central | 6585 | 0.00013715
[11 empty] | c_DK2_Central | 6586 | 0.00012831
[11 empty] | c_DK2_Central | 6587 | 0.00012248
[11 empty] | c_DK2_Central | 6588 | 0.00011815
[11 empty] | c_DK2_Central | 6589 | 0.00010848
[11 empty] | c_DK2_Central | 6590 | 0.00010615
[11 empty] | c_DK2_Central | 6591 | 0.00010348
[11 empty] | c_DK2_Central | 6592 | 0.00010648
[11 empty] | c_DK2_Central | 6593 | 0.00011382
[11 empty] | c_DK2_Central | 6594 | 0.00011698
[11 empty] | c_DK2_Central | 6595 | 0.00012248
[11 empty] | c_DK2_Central | 6596 | 0.00012382
[11 empty] | c_DK2_Central | 6597 | 0.00011348
[11 empty] | c_DK2_Central | 6598 | 9.032e-05
[11 empty] | c_DK2_Central | 6599 | 6.4491e-05
[11 empty] | c_DK2_Central | 6600 | 5.8825e-05
[11 empty] | c_DK2_Central | 6601 | 6.4324e-05
[11 empty] | c_DK2_Central | 6602 | 6.4657e-05
[11 empty] | c_DK2_Central | 6603 | 7.099e-05
[11 empty] | c_DK2_Central | 6604 | 9.7152e-05
[11 empty] | c_DK2_Central | 6605 | 0.00014931
[11 empty] | c_DK2_Central | 6606 | 0.00017631
[11 empty] | c_DK2_Central | 6607 | 0.00017381
[11 empty] | c_DK2_Central | 6608 | 0.00015398
[11 empty] | c_DK2_Central | 6609 | 0.00014531
[11 empty] | c_DK2_Central | 6610 | 0.00013615
[11 empty] | c_DK2_Central | 6611 | 0.00013048
[11 empty] | c_DK2_Central | 6612 | 0.00012631
[11 empty] | c_DK2_Central | 6613 | 0.00011682
[11 empty] | c_DK2_Central | 6614 | 0.00011498
[11 empty] | c_DK2_Central | 6615 | 0.00011265
[11 empty] | c_DK2_Central | 6616 | 0.00011582
[11 empty] | c_DK2_Central | 6617 | 0.00012382
[11 empty] | c_DK2_Central | 6618 | 0.00012631
[11 empty] | c_DK2_Central | 6619 | 0.00013098
[11 empty] | c_DK2_Central | 6620 | 0.00013215
[11 empty] | c_DK2_Central | 6621 | 0.00012048
[11 empty] | c_DK2_Central | 6622 | 9.5819e-05
[11 empty] | c_DK2_Central | 6623 | 6.999e-05
[11 empty] | c_DK2_Central | 6624 | 6.0991e-05
[11 empty] | c_DK2_Central | 6625 | 6.5824e-05
[11 empty] | c_DK2_Central | 6626 | 6.5824e-05
[11 empty] | c_DK2_Central | 6627 | 7.1489e-05
[11 empty] | c_DK2_Central | 6628 | 9.6819e-05
[11 empty] | c_DK2_Central | 6629 | 0.00014881
[11 empty] | c_DK2_Central | 6630 | 0.00017697
[11 empty] | c_DK2_Central | 6631 | 0.00017681
[11 empty] | c_DK2_Central | 6632 | 0.00015814
[11 empty] | c_DK2_Central | 6633 | 0.00014898
[11 empty] | c_DK2_Central | 6634 | 0.00013915
[11 empty] | c_DK2_Central | 6635 | 0.00013281
[11 empty] | c_DK2_Central | 6636 | 0.00012898
[11 empty] | c_DK2_Central | 6637 | 0.00011982
[11 empty] | c_DK2_Central | 6638 | 0.00011748
[11 empty] | c_DK2_Central | 6639 | 0.00011532
[11 empty] | c_DK2_Central | 6640 | 0.00011848
[11 empty] | c_DK2_Central | 6641 | 0.00012715
[11 empty] | c_DK2_Central | 6642 | 0.00013048
[11 empty] | c_DK2_Central | 6643 | 0.00013548
[11 empty] | c_DK2_Central | 6644 | 0.00013581
[11 empty] | c_DK2_Central | 6645 | 0.00012448
[11 empty] | c_DK2_Central | 6646 | 9.8152e-05
[11 empty] | c_DK2_Central | 6647 | 7.1823e-05
[11 empty] | c_DK2_Central | 6648 | 6.799e-05
[11 empty] | c_DK2_Central | 6649 | 7.1489e-05
[11 empty] | c_DK2_Central | 6650 | 6.8157e-05
[11 empty] | c_DK2_Central | 6651 | 7.7155e-05
[11 empty] | c_DK2_Central | 6652 | 0.00010382
[11 empty] | c_DK2_Central | 6653 | 0.00015264
[11 empty] | c_DK2_Central | 6654 | 0.00018581
[11 empty] | c_DK2_Central | 6655 | 0.00018364
[11 empty] | c_DK2_Central | 6656 | 0.00016331
[11 empty] | c_DK2_Central | 6657 | 0.00015298
[11 empty] | c_DK2_Central | 6658 | 0.00014631
[11 empty] | c_DK2_Central | 6659 | 0.00013731
[11 empty] | c_DK2_Central | 6660 | 0.00013365
[11 empty] | c_DK2_Central | 6661 | 0.00012198
[11 empty] | c_DK2_Central | 6662 | 0.00012581
[11 empty] | c_DK2_Central | 6663 | 0.00012365
[11 empty] | c_DK2_Central | 6664 | 0.00012798
[11 empty] | c_DK2_Central | 6665 | 0.00013381
[11 empty] | c_DK2_Central | 6666 | 0.00013815
[11 empty] | c_DK2_Central | 6667 | 0.00013998
[11 empty] | c_DK2_Central | 6668 | 0.00014065
[11 empty] | c_DK2_Central | 6669 | 0.00013031
[11 empty] | c_DK2_Central | 6670 | 0.00010448
[11 empty] | c_DK2_Central | 6671 | 7.6489e-05
[11 empty] | c_DK2_Central | 6672 | 7.4322e-05
[11 empty] | c_DK2_Central | 6673 | 8.3154e-05
[11 empty] | c_DK2_Central | 6674 | 8.1655e-05
[11 empty] | c_DK2_Central | 6675 | 9.5153e-05
[11 empty] | c_DK2_Central | 6676 | 0.00012615
[11 empty] | c_DK2_Central | 6677 | 0.00017881
[11 empty] | c_DK2_Central | 6678 | 0.00018664
[11 empty] | c_DK2_Central | 6679 | 0.00018497
[11 empty] | c_DK2_Central | 6680 | 0.00016281
[11 empty] | c_DK2_Central | 6681 | 0.00015498
[11 empty] | c_DK2_Central | 6682 | 0.00014681
[11 empty] | c_DK2_Central | 6683 | 0.00014165
[11 empty] | c_DK2_Central | 6684 | 0.00013831
[11 empty] | c_DK2_Central | 6685 | 0.00013031
[11 empty] | c_DK2_Central | 6686 | 0.00013065
[11 empty] | c_DK2_Central | 6687 | 0.00012865
[11 empty] | c_DK2_Central | 6688 | 0.00013531
[11 empty] | c_DK2_Central | 6689 | 0.00014481
[11 empty] | c_DK2_Central | 6690 | 0.00014881
[11 empty] | c_DK2_Central | 6691 | 0.00015214
[11 empty] | c_DK2_Central | 6692 | 0.00015348
[11 empty] | c_DK2_Central | 6693 | 0.00014265
[11 empty] | c_DK2_Central | 6694 | 0.00011515
[11 empty] | c_DK2_Central | 6695 | 8.7154e-05
[11 empty] | c_DK2_Central | 6696 | 7.6822e-05
[11 empty] | c_DK2_Central | 6697 | 8.3488e-05
[11 empty] | c_DK2_Central | 6698 | 8.4321e-05
[11 empty] | c_DK2_Central | 6699 | 9.182e-05
[11 empty] | c_DK2_Central | 6700 | 0.00011982
[11 empty] | c_DK2_Central | 6701 | 0.00017881
[11 empty] | c_DK2_Central | 6702 | 0.00020797
[11 empty] | c_DK2_Central | 6703 | 0.00020514
[11 empty] | c_DK2_Central | 6704 | 0.00018314
[11 empty] | c_DK2_Central | 6705 | 0.00017447
[11 empty] | c_DK2_Central | 6706 | 0.00016514
[11 empty] | c_DK2_Central | 6707 | 0.00015781
[11 empty] | c_DK2_Central | 6708 | 0.00015381
[11 empty] | c_DK2_Central | 6709 | 0.00014398
[11 empty] | c_DK2_Central | 6710 | 0.00014331
[11 empty] | c_DK2_Central | 6711 | 0.00014165
[11 empty] | c_DK2_Central | 6712 | 0.00014715
[11 empty] | c_DK2_Central | 6713 | 0.00015548
[11 empty] | c_DK2_Central | 6714 | 0.00015848
[11 empty] | c_DK2_Central | 6715 | 0.00016214
[11 empty] | c_DK2_Central | 6716 | 0.00016214
[11 empty] | c_DK2_Central | 6717 | 0.00014764
[11 empty] | c_DK2_Central | 6718 | 0.00011898
[11 empty] | c_DK2_Central | 6719 | 8.9653e-05
[11 empty] | c_DK2_Central | 6720 | 6.2991e-05
[11 empty] | c_DK2_Central | 6721 | 6.8823e-05
[11 empty] | c_DK2_Central | 6722 | 6.899e-05
[11 empty] | c_DK2_Central | 6723 | 7.5489e-05
[11 empty] | c_DK2_Central | 6724 | 0.00010265
[11 empty] | c_DK2_Central | 6725 | 0.00015648
[11 empty] | c_DK2_Central | 6726 | 0.00018414
[11 empty] | c_DK2_Central | 6727 | 0.00018164
[11 empty] | c_DK2_Central | 6728 | 0.00016181
[11 empty] | c_DK2_Central | 6729 | 0.00015281
[11 empty] | c_DK2_Central | 6730 | 0.00014348
[11 empty] | c_DK2_Central | 6731 | 0.00013731
[11 empty] | c_DK2_Central | 6732 | 0.00013298
[11 empty] | c_DK2_Central | 6733 | 0.00012348
[11 empty] | c_DK2_Central | 6734 | 0.00012182
[11 empty] | c_DK2_Central | 6735 | 0.00011965
[11 empty] | c_DK2_Central | 6736 | 0.00012332
[11 empty] | c_DK2_Central | 6737 | 0.00013131
[11 empty] | c_DK2_Central | 6738 | 0.00013398
[11 empty] | c_DK2_Central | 6739 | 0.00013848
[11 empty] | c_DK2_Central | 6740 | 0.00013931
[11 empty] | c_DK2_Central | 6741 | 0.00012681
[11 empty] | c_DK2_Central | 6742 | 0.00010082
[11 empty] | c_DK2_Central | 6743 | 7.4322e-05
[11 empty] | c_DK2_Central | 6744 | 5.4159e-05
[11 empty] | c_DK2_Central | 6745 | 5.9325e-05
[11 empty] | c_DK2_Central | 6746 | 5.9825e-05
[11 empty] | c_DK2_Central | 6747 | 6.549e-05
[11 empty] | c_DK2_Central | 6748 | 9.1487e-05
[11 empty] | c_DK2_Central | 6749 | 0.00014298
[11 empty] | c_DK2_Central | 6750 | 0.00017014
[11 empty] | c_DK2_Central | 6751 | 0.00016748
[11 empty] | c_DK2_Central | 6752 | 0.00014665
[11 empty] | c_DK2_Central | 6753 | 0.00013831
[11 empty] | c_DK2_Central | 6754 | 0.00012948
[11 empty] | c_DK2_Central | 6755 | 0.00012348
[11 empty] | c_DK2_Central | 6756 | 0.00011948
[11 empty] | c_DK2_Central | 6757 | 0.00010965
[11 empty] | c_DK2_Central | 6758 | 0.00010732
[11 empty] | c_DK2_Central | 6759 | 0.00010465
[11 empty] | c_DK2_Central | 6760 | 0.00010748
[11 empty] | c_DK2_Central | 6761 | 0.00011515
[11 empty] | c_DK2_Central | 6762 | 0.00011832
[11 empty] | c_DK2_Central | 6763 | 0.00012382
[11 empty] | c_DK2_Central | 6764 | 0.00012515
[11 empty] | c_DK2_Central | 6765 | 0.00011465
[11 empty] | c_DK2_Central | 6766 | 9.0987e-05
[11 empty] | c_DK2_Central | 6767 | 6.5157e-05
[11 empty] | c_DK2_Central | 6768 | 5.0326e-05
[11 empty] | c_DK2_Central | 6769 | 5.4825e-05
[11 empty] | c_DK2_Central | 6770 | 5.5492e-05
[11 empty] | c_DK2_Central | 6771 | 6.0824e-05
[11 empty] | c_DK2_Central | 6772 | 8.6821e-05
[11 empty] | c_DK2_Central | 6773 | 0.00013931
[11 empty] | c_DK2_Central | 6774 | 0.00016814
[11 empty] | c_DK2_Central | 6775 | 0.00016514
[11 empty] | c_DK2_Central | 6776 | 0.00014198
[11 empty] | c_DK2_Central | 6777 | 0.00013398
[11 empty] | c_DK2_Central | 6778 | 0.00012465
[11 empty] | c_DK2_Central | 6779 | 0.00011865
[11 empty] | c_DK2_Central | 6780 | 0.00011382
[11 empty] | c_DK2_Central | 6781 | 0.00010398
[11 empty] | c_DK2_Central | 6782 | 0.00010065
[11 empty] | c_DK2_Central | 6783 | 9.7652e-05
[11 empty] | c_DK2_Central | 6784 | 9.9985e-05
[11 empty] | c_DK2_Central | 6785 | 0.00010732
[11 empty] | c_DK2_Central | 6786 | 0.00011098
[11 empty] | c_DK2_Central | 6787 | 0.00011798
[11 empty] | c_DK2_Central | 6788 | 0.00011982
[11 empty] | c_DK2_Central | 6789 | 0.00011082
[11 empty] | c_DK2_Central | 6790 | 8.7654e-05
[11 empty] | c_DK2_Central | 6791 | 6.0991e-05
[11 empty] | c_DK2_Central | 6792 | 4.4827e-05
[11 empty] | c_DK2_Central | 6793 | 4.8326e-05
[11 empty] | c_DK2_Central | 6794 | 4.816e-05
[11 empty] | c_DK2_Central | 6795 | 5.2326e-05
[11 empty] | c_DK2_Central | 6796 | 7.5822e-05
[11 empty] | c_DK2_Central | 6797 | 0.00012481
[11 empty] | c_DK2_Central | 6798 | 0.00015214
[11 empty] | c_DK2_Central | 6799 | 0.00015164
[11 empty] | c_DK2_Central | 6800 | 0.00012998
[11 empty] | c_DK2_Central | 6801 | 0.00012232
[11 empty] | c_DK2_Central | 6802 | 0.00011298
[11 empty] | c_DK2_Central | 6803 | 0.00010682
[11 empty] | c_DK2_Central | 6804 | 0.00010348
[11 empty] | c_DK2_Central | 6805 | 9.382e-05
[11 empty] | c_DK2_Central | 6806 | 8.932e-05
[11 empty] | c_DK2_Central | 6807 | 8.6154e-05
[11 empty] | c_DK2_Central | 6808 | 8.8154e-05
[11 empty] | c_DK2_Central | 6809 | 9.5653e-05
[11 empty] | c_DK2_Central | 6810 | 9.9819e-05
[11 empty] | c_DK2_Central | 6811 | 0.00010765
[11 empty] | c_DK2_Central | 6812 | 0.00010932
[11 empty] | c_DK2_Central | 6813 | 0.00010198
[11 empty] | c_DK2_Central | 6814 | 7.9988e-05
[11 empty] | c_DK2_Central | 6815 | 5.4325e-05
[11 empty] | c_DK2_Central | 6816 | 4.6493e-05
[11 empty] | c_DK2_Central | 6817 | 4.666e-05
[11 empty] | c_DK2_Central | 6818 | 4.3994e-05
[11 empty] | c_DK2_Central | 6819 | 4.9826e-05
[11 empty] | c_DK2_Central | 6820 | 7.2323e-05
[11 empty] | c_DK2_Central | 6821 | 0.00011365
[11 empty] | c_DK2_Central | 6822 | 0.00014365
[11 empty] | c_DK2_Central | 6823 | 0.00014315
[11 empty] | c_DK2_Central | 6824 | 0.00012198
[11 empty] | c_DK2_Central | 6825 | 0.00011365
[11 empty] | c_DK2_Central | 6826 | 0.00010915
[11 empty] | c_DK2_Central | 6827 | 9.9985e-05
[11 empty] | c_DK2_Central | 6828 | 9.6819e-05
[11 empty] | c_DK2_Central | 6829 | 8.6321e-05
[11 empty] | c_DK2_Central | 6830 | 8.932e-05
[11 empty] | c_DK2_Central | 6831 | 8.5154e-05
[11 empty] | c_DK2_Central | 6832 | 8.6321e-05
[11 empty] | c_DK2_Central | 6833 | 9.0153e-05
[11 empty] | c_DK2_Central | 6834 | 9.4819e-05
[11 empty] | c_DK2_Central | 6835 | 9.9819e-05
[11 empty] | c_DK2_Central | 6836 | 0.00010132
[11 empty] | c_DK2_Central | 6837 | 9.6486e-05
[11 empty] | c_DK2_Central | 6838 | 7.5822e-05
[11 empty] | c_DK2_Central | 6839 | 5.1826e-05
[11 empty] | c_DK2_Central | 6840 | 4.366e-05
[11 empty] | c_DK2_Central | 6841 | 4.8493e-05
[11 empty] | c_DK2_Central | 6842 | 4.9993e-05
[11 empty] | c_DK2_Central | 6843 | 6.0991e-05
[11 empty] | c_DK2_Central | 6844 | 8.782e-05
[11 empty] | c_DK2_Central | 6845 | 0.00012965
[11 empty] | c_DK2_Central | 6846 | 0.00013581
[11 empty] | c_DK2_Central | 6847 | 0.00013831
[11 empty] | c_DK2_Central | 6848 | 0.00011465
[11 empty] | c_DK2_Central | 6849 | 0.00010698
[11 empty] | c_DK2_Central | 6850 | 0.00010132
[11 empty] | c_DK2_Central | 6851 | 9.5986e-05
[11 empty] | c_DK2_Central | 6852 | 9.3486e-05
[11 empty] | c_DK2_Central | 6853 | 8.5154e-05
[11 empty] | c_DK2_Central | 6854 | 8.3488e-05
[11 empty] | c_DK2_Central | 6855 | 8.0655e-05
[11 empty] | c_DK2_Central | 6856 | 8.3821e-05
[11 empty] | c_DK2_Central | 6857 | 9.032e-05
[11 empty] | c_DK2_Central | 6858 | 9.5319e-05
[11 empty] | c_DK2_Central | 6859 | 0.00010149
[11 empty] | c_DK2_Central | 6860 | 0.00010365
[11 empty] | c_DK2_Central | 6861 | 9.8652e-05
[11 empty] | c_DK2_Central | 6862 | 7.7322e-05
[11 empty] | c_DK2_Central | 6863 | 5.4325e-05
[11 empty] | c_DK2_Central | 6864 | 4.2994e-05
[11 empty] | c_DK2_Central | 6865 | 4.7326e-05
[11 empty] | c_DK2_Central | 6866 | 4.7993e-05
[11 empty] | c_DK2_Central | 6867 | 5.2492e-05
[11 empty] | c_DK2_Central | 6868 | 7.5989e-05
[11 empty] | c_DK2_Central | 6869 | 0.00012515
[11 empty] | c_DK2_Central | 6870 | 0.00015048
[11 empty] | c_DK2_Central | 6871 | 0.00014814
[11 empty] | c_DK2_Central | 6872 | 0.00012332
[11 empty] | c_DK2_Central | 6873 | 0.00011682
[11 empty] | c_DK2_Central | 6874 | 0.00010882
[11 empty] | c_DK2_Central | 6875 | 0.00010332
[11 empty] | c_DK2_Central | 6876 | 9.9319e-05
[11 empty] | c_DK2_Central | 6877 | 8.9653e-05
[11 empty] | c_DK2_Central | 6878 | 8.7154e-05
[11 empty] | c_DK2_Central | 6879 | 8.4488e-05
[11 empty] | c_DK2_Central | 6880 | 8.6321e-05
[11 empty] | c_DK2_Central | 6881 | 9.332e-05
[11 empty] | c_DK2_Central | 6882 | 9.6986e-05
[11 empty] | c_DK2_Central | 6883 | 0.00010415
[11 empty] | c_DK2_Central | 6884 | 0.00010715
[11 empty] | c_DK2_Central | 6885 | 9.9319e-05
[11 empty] | c_DK2_Central | 6886 | 7.8822e-05
[11 empty] | c_DK2_Central | 6887 | 5.3825e-05
[11 empty] | c_DK2_Central | 6888 | 4.2494e-05
[11 empty] | c_DK2_Central | 6889 | 4.6327e-05
[11 empty] | c_DK2_Central | 6890 | 4.6993e-05
[11 empty] | c_DK2_Central | 6891 | 5.1159e-05
[11 empty] | c_DK2_Central | 6892 | 7.5156e-05
[11 empty] | c_DK2_Central | 6893 | 0.00012365
[11 empty] | c_DK2_Central | 6894 | 0.00015014
[11 empty] | c_DK2_Central | 6895 | 0.00014731
[11 empty] | c_DK2_Central | 6896 | 0.00012498
[11 empty] | c_DK2_Central | 6897 | 0.00011815
[11 empty] | c_DK2_Central | 6898 | 0.00010982
[11 empty] | c_DK2_Central | 6899 | 0.00010432
[11 empty] | c_DK2_Central | 6900 | 9.9819e-05
[11 empty] | c_DK2_Central | 6901 | 9.0153e-05
[11 empty] | c_DK2_Central | 6902 | 8.6821e-05
[11 empty] | c_DK2_Central | 6903 | 8.3654e-05
[11 empty] | c_DK2_Central | 6904 | 8.5321e-05
[11 empty] | c_DK2_Central | 6905 | 9.2153e-05
[11 empty] | c_DK2_Central | 6906 | 9.5486e-05
[11 empty] | c_DK2_Central | 6907 | 0.00010248
[11 empty] | c_DK2_Central | 6908 | 0.00010498
[11 empty] | c_DK2_Central | 6909 | 9.6986e-05
[11 empty] | c_DK2_Central | 6910 | 7.6989e-05
[11 empty] | c_DK2_Central | 6911 | 5.2326e-05
[11 empty] | c_DK2_Central | 6912 | 4.2827e-05
[11 empty] | c_DK2_Central | 6913 | 4.666e-05
[11 empty] | c_DK2_Central | 6914 | 4.7326e-05
[11 empty] | c_DK2_Central | 6915 | 5.1826e-05
[11 empty] | c_DK2_Central | 6916 | 7.5989e-05
[11 empty] | c_DK2_Central | 6917 | 0.00012498
[11 empty] | c_DK2_Central | 6918 | 0.00015164
[11 empty] | c_DK2_Central | 6919 | 0.00014881
[11 empty] | c_DK2_Central | 6920 | 0.00012615
[11 empty] | c_DK2_Central | 6921 | 0.00011898
[11 empty] | c_DK2_Central | 6922 | 0.00011082
[11 empty] | c_DK2_Central | 6923 | 0.00010515
[11 empty] | c_DK2_Central | 6924 | 0.00010099
[11 empty] | c_DK2_Central | 6925 | 9.1153e-05
[11 empty] | c_DK2_Central | 6926 | 8.7654e-05
[11 empty] | c_DK2_Central | 6927 | 8.4488e-05
[11 empty] | c_DK2_Central | 6928 | 8.6154e-05
[11 empty] | c_DK2_Central | 6929 | 9.2986e-05
[11 empty] | c_DK2_Central | 6930 | 9.6819e-05
[11 empty] | c_DK2_Central | 6931 | 0.00010365
[11 empty] | c_DK2_Central | 6932 | 0.00010615
[11 empty] | c_DK2_Central | 6933 | 9.8152e-05
[11 empty] | c_DK2_Central | 6934 | 7.7989e-05
[11 empty] | c_DK2_Central | 6935 | 5.2826e-05
[11 empty] | c_DK2_Central | 6936 | 4.3494e-05
[11 empty] | c_DK2_Central | 6937 | 4.7493e-05
[11 empty] | c_DK2_Central | 6938 | 4.8326e-05
[11 empty] | c_DK2_Central | 6939 | 5.2826e-05
[11 empty] | c_DK2_Central | 6940 | 7.7155e-05
[11 empty] | c_DK2_Central | 6941 | 0.00012665
[11 empty] | c_DK2_Central | 6942 | 0.00015348
[11 empty] | c_DK2_Central | 6943 | 0.00015064
[11 empty] | c_DK2_Central | 6944 | 0.00012798
[11 empty] | c_DK2_Central | 6945 | 0.00012098
[11 empty] | c_DK2_Central | 6946 | 0.00011232
[11 empty] | c_DK2_Central | 6947 | 0.00010665
[11 empty] | c_DK2_Central | 6948 | 0.00010215
[11 empty] | c_DK2_Central | 6949 | 9.232e-05
[11 empty] | c_DK2_Central | 6950 | 8.8987e-05
[11 empty] | c_DK2_Central | 6951 | 8.5654e-05
[11 empty] | c_DK2_Central | 6952 | 8.7487e-05
[11 empty] | c_DK2_Central | 6953 | 9.4319e-05
[11 empty] | c_DK2_Central | 6954 | 9.8152e-05
[11 empty] | c_DK2_Central | 6955 | 0.00010515
[11 empty] | c_DK2_Central | 6956 | 0.00010732
[11 empty] | c_DK2_Central | 6957 | 9.9485e-05
[11 empty] | c_DK2_Central | 6958 | 7.8988e-05
[11 empty] | c_DK2_Central | 6959 | 5.3659e-05
[11 empty] | c_DK2_Central | 6960 | 4.4327e-05
[11 empty] | c_DK2_Central | 6961 | 4.766e-05
[11 empty] | c_DK2_Central | 6962 | 4.7493e-05
[11 empty] | c_DK2_Central | 6963 | 5.1659e-05
[11 empty] | c_DK2_Central | 6964 | 7.4656e-05
[11 empty] | c_DK2_Central | 6965 | 0.00012332
[11 empty] | c_DK2_Central | 6966 | 0.00015031
[11 empty] | c_DK2_Central | 6967 | 0.00014981
[11 empty] | c_DK2_Central | 6968 | 0.00012831
[11 empty] | c_DK2_Central | 6969 | 0.00012098
[11 empty] | c_DK2_Central | 6970 | 0.00011165
[11 empty] | c_DK2_Central | 6971 | 0.00010565
[11 empty] | c_DK2_Central | 6972 | 0.00010232
[11 empty] | c_DK2_Central | 6973 | 9.282e-05
[11 empty] | c_DK2_Central | 6974 | 8.832e-05
[11 empty] | c_DK2_Central | 6975 | 8.4987e-05
[11 empty] | c_DK2_Central | 6976 | 8.6821e-05
[11 empty] | c_DK2_Central | 6977 | 9.4486e-05
[11 empty] | c_DK2_Central | 6978 | 9.8319e-05
[11 empty] | c_DK2_Central | 6979 | 0.00010648
[11 empty] | c_DK2_Central | 6980 | 0.00010798
[11 empty] | c_DK2_Central | 6981 | 0.00010082
[11 empty] | c_DK2_Central | 6982 | 7.8988e-05
[11 empty] | c_DK2_Central | 6983 | 5.3492e-05
[11 empty] | c_DK2_Central | 6984 | 4.766e-05
[11 empty] | c_DK2_Central | 6985 | 4.7993e-05
[11 empty] | c_DK2_Central | 6986 | 4.566e-05
[11 empty] | c_DK2_Central | 6987 | 5.1492e-05
[11 empty] | c_DK2_Central | 6988 | 7.4656e-05
[11 empty] | c_DK2_Central | 6989 | 0.00011698
[11 empty] | c_DK2_Central | 6990 | 0.00014781
[11 empty] | c_DK2_Central | 6991 | 0.00014715
[11 empty] | c_DK2_Central | 6992 | 0.00012548
[11 empty] | c_DK2_Central | 6993 | 0.00011698
[11 empty] | c_DK2_Central | 6994 | 0.00011232
[11 empty] | c_DK2_Central | 6995 | 0.00010298
[11 empty] | c_DK2_Central | 6996 | 9.9652e-05
[11 empty] | c_DK2_Central | 6997 | 8.882e-05
[11 empty] | c_DK2_Central | 6998 | 9.1986e-05
[11 empty] | c_DK2_Central | 6999 | 8.782e-05
[11 empty] | c_DK2_Central | 7000 | 8.8987e-05
[11 empty] | c_DK2_Central | 7001 | 9.282e-05
[11 empty] | c_DK2_Central | 7002 | 9.7652e-05
[11 empty] | c_DK2_Central | 7003 | 0.00010282
[11 empty] | c_DK2_Central | 7004 | 0.00010432
[11 empty] | c_DK2_Central | 7005 | 9.9319e-05
[11 empty] | c_DK2_Central | 7006 | 7.7989e-05
[11 empty] | c_DK2_Central | 7007 | 5.3659e-05
[11 empty] | c_DK2_Central | 7008 | 4.6993e-05
[11 empty] | c_DK2_Central | 7009 | 5.1826e-05
[11 empty] | c_DK2_Central | 7010 | 5.3659e-05
[11 empty] | c_DK2_Central | 7011 | 6.5324e-05
[11 empty] | c_DK2_Central | 7012 | 9.3986e-05
[11 empty] | c_DK2_Central | 7013 | 0.00013815
[11 empty] | c_DK2_Central | 7014 | 0.00014448
[11 empty] | c_DK2_Central | 7015 | 0.00014715
[11 empty] | c_DK2_Central | 7016 | 0.00012248
[11 empty] | c_DK2_Central | 7017 | 0.00011398
[11 empty] | c_DK2_Central | 7018 | 0.00010782
[11 empty] | c_DK2_Central | 7019 | 0.00010232
[11 empty] | c_DK2_Central | 7020 | 9.9319e-05
[11 empty] | c_DK2_Central | 7021 | 9.082e-05
[11 empty] | c_DK2_Central | 7022 | 8.8987e-05
[11 empty] | c_DK2_Central | 7023 | 8.6321e-05
[11 empty] | c_DK2_Central | 7024 | 8.982e-05
[11 empty] | c_DK2_Central | 7025 | 9.6486e-05
[11 empty] | c_DK2_Central | 7026 | 0.00010198
[11 empty] | c_DK2_Central | 7027 | 0.00010848
[11 empty] | c_DK2_Central | 7028 | 0.00011048
[11 empty] | c_DK2_Central | 7029 | 0.00010532
[11 empty] | c_DK2_Central | 7030 | 8.2821e-05
[11 empty] | c_DK2_Central | 7031 | 5.8158e-05
[11 empty] | c_DK2_Central | 7032 | 5.0159e-05
[11 empty] | c_DK2_Central | 7033 | 5.4992e-05
[11 empty] | c_DK2_Central | 7034 | 5.5658e-05
[11 empty] | c_DK2_Central | 7035 | 6.1158e-05
[11 empty] | c_DK2_Central | 7036 | 8.6154e-05
[11 empty] | c_DK2_Central | 7037 | 0.00013815
[11 empty] | c_DK2_Central | 7038 | 0.00016514
[11 empty] | c_DK2_Central | 7039 | 0.00016264
[11 empty] | c_DK2_Central | 7040 | 0.00013781
[11 empty] | c_DK2_Central | 7041 | 0.00013031
[11 empty] | c_DK2_Central | 7042 | 0.00012182
[11 empty] | c_DK2_Central | 7043 | 0.00011532
[11 empty] | c_DK2_Central | 7044 | 0.00011148
[11 empty] | c_DK2_Central | 7045 | 0.00010165
[11 empty] | c_DK2_Central | 7046 | 9.9152e-05
[11 empty] | c_DK2_Central | 7047 | 9.6986e-05
[11 empty] | c_DK2_Central | 7048 | 9.9652e-05
[11 empty] | c_DK2_Central | 7049 | 0.00010682
[11 empty] | c_DK2_Central | 7050 | 0.00011082
[11 empty] | c_DK2_Central | 7051 | 0.00011782
[11 empty] | c_DK2_Central | 7052 | 0.00012048
[11 empty] | c_DK2_Central | 7053 | 0.00011098
[11 empty] | c_DK2_Central | 7054 | 8.832e-05
[11 empty] | c_DK2_Central | 7055 | 6.1658e-05
[11 empty] | c_DK2_Central | 7056 | 4.7826e-05
[11 empty] | c_DK2_Central | 7057 | 5.2159e-05
[11 empty] | c_DK2_Central | 7058 | 5.2659e-05
[11 empty] | c_DK2_Central | 7059 | 5.7825e-05
[11 empty] | c_DK2_Central | 7060 | 8.2988e-05
[11 empty] | c_DK2_Central | 7061 | 0.00013415
[11 empty] | c_DK2_Central | 7062 | 0.00016198
[11 empty] | c_DK2_Central | 7063 | 0.00015898
[11 empty] | c_DK2_Central | 7064 | 0.00013615
[11 empty] | c_DK2_Central | 7065 | 0.00012881
[11 empty] | c_DK2_Central | 7066 | 0.00011982
[11 empty] | c_DK2_Central | 7067 | 0.00011398
[11 empty] | c_DK2_Central | 7068 | 0.00010948
[11 empty] | c_DK2_Central | 7069 | 9.9652e-05
[11 empty] | c_DK2_Central | 7070 | 9.6319e-05
[11 empty] | c_DK2_Central | 7071 | 9.332e-05
[11 empty] | c_DK2_Central | 7072 | 9.5486e-05
[11 empty] | c_DK2_Central | 7073 | 0.00010248
[11 empty] | c_DK2_Central | 7074 | 0.00010632
[11 empty] | c_DK2_Central | 7075 | 0.00011315
[11 empty] | c_DK2_Central | 7076 | 0.00011515
[11 empty] | c_DK2_Central | 7077 | 0.00010632
[11 empty] | c_DK2_Central | 7078 | 8.4321e-05
[11 empty] | c_DK2_Central | 7079 | 5.8158e-05
[11 empty] | c_DK2_Central | 7080 | 4.6826e-05
[11 empty] | c_DK2_Central | 7081 | 5.0992e-05
[11 empty] | c_DK2_Central | 7082 | 5.1826e-05
[11 empty] | c_DK2_Central | 7083 | 5.6658e-05
[11 empty] | c_DK2_Central | 7084 | 8.2488e-05
[11 empty] | c_DK2_Central | 7085 | 0.00013431
[11 empty] | c_DK2_Central | 7086 | 0.00016298
[11 empty] | c_DK2_Central | 7087 | 0.00015998
[11 empty] | c_DK2_Central | 7088 | 0.00013631
[11 empty] | c_DK2_Central | 7089 | 0.00012848
[11 empty] | c_DK2_Central | 7090 | 0.00011965
[11 empty] | c_DK2_Central | 7091 | 0.00011332
[11 empty] | c_DK2_Central | 7092 | 0.00010865
[11 empty] | c_DK2_Central | 7093 | 9.8486e-05
[11 empty] | c_DK2_Central | 7094 | 9.4819e-05
[11 empty] | c_DK2_Central | 7095 | 9.182e-05
[11 empty] | c_DK2_Central | 7096 | 9.3653e-05
[11 empty] | c_DK2_Central | 7097 | 0.00010099
[11 empty] | c_DK2_Central | 7098 | 0.00010515
[11 empty] | c_DK2_Central | 7099 | 0.00011265
[11 empty] | c_DK2_Central | 7100 | 0.00011465
[11 empty] | c_DK2_Central | 7101 | 0.00010632
[11 empty] | c_DK2_Central | 7102 | 8.4154e-05
[11 empty] | c_DK2_Central | 7103 | 5.7325e-05
[11 empty] | c_DK2_Central | 7104 | 4.466e-05
[11 empty] | c_DK2_Central | 7105 | 4.866e-05
[11 empty] | c_DK2_Central | 7106 | 4.9326e-05
[11 empty] | c_DK2_Central | 7107 | 5.3825e-05
[11 empty] | c_DK2_Central | 7108 | 7.8822e-05
[11 empty] | c_DK2_Central | 7109 | 0.00012915
[11 empty] | c_DK2_Central | 7110 | 0.00015681
[11 empty] | c_DK2_Central | 7111 | 0.00015364
[11 empty] | c_DK2_Central | 7112 | 0.00013065
[11 empty] | c_DK2_Central | 7113 | 0.00012348
[11 empty] | c_DK2_Central | 7114 | 0.00011465
[11 empty] | c_DK2_Central | 7115 | 0.00010882
[11 empty] | c_DK2_Central | 7116 | 0.00010432
[11 empty] | c_DK2_Central | 7117 | 9.4319e-05
[11 empty] | c_DK2_Central | 7118 | 9.082e-05
[11 empty] | c_DK2_Central | 7119 | 8.7654e-05
[11 empty] | c_DK2_Central | 7120 | 8.9487e-05
[11 empty] | c_DK2_Central | 7121 | 9.6319e-05
[11 empty] | c_DK2_Central | 7122 | 0.00010032
[11 empty] | c_DK2_Central | 7123 | 0.00010748
[11 empty] | c_DK2_Central | 7124 | 0.00010965
[11 empty] | c_DK2_Central | 7125 | 0.00010182
[11 empty] | c_DK2_Central | 7126 | 8.0655e-05
[11 empty] | c_DK2_Central | 7127 | 5.4992e-05
[11 empty] | c_DK2_Central | 7128 | 4.416e-05
[11 empty] | c_DK2_Central | 7129 | 4.766e-05
[11 empty] | c_DK2_Central | 7130 | 4.7326e-05
[11 empty] | c_DK2_Central | 7131 | 5.1659e-05
[11 empty] | c_DK2_Central | 7132 | 7.4489e-05
[11 empty] | c_DK2_Central | 7133 | 0.00012298
[11 empty] | c_DK2_Central | 7134 | 0.00014981
[11 empty] | c_DK2_Central | 7135 | 0.00014931
[11 empty] | c_DK2_Central | 7136 | 0.00012781
[11 empty] | c_DK2_Central | 7137 | 0.00012048
[11 empty] | c_DK2_Central | 7138 | 0.00011132
[11 empty] | c_DK2_Central | 7139 | 0.00010532
[11 empty] | c_DK2_Central | 7140 | 0.00010215
[11 empty] | c_DK2_Central | 7141 | 9.232e-05
[11 empty] | c_DK2_Central | 7142 | 8.8154e-05
[11 empty] | c_DK2_Central | 7143 | 8.4821e-05
[11 empty] | c_DK2_Central | 7144 | 8.6654e-05
[11 empty] | c_DK2_Central | 7145 | 9.4153e-05
[11 empty] | c_DK2_Central | 7146 | 9.8319e-05
[11 empty] | c_DK2_Central | 7147 | 0.00010615
[11 empty] | c_DK2_Central | 7148 | 0.00010765
[11 empty] | c_DK2_Central | 7149 | 0.00010049
[11 empty] | c_DK2_Central | 7150 | 7.8988e-05
[11 empty] | c_DK2_Central | 7151 | 5.3492e-05
[11 empty] | c_DK2_Central | 7152 | 4.4993e-05
[11 empty] | c_DK2_Central | 7153 | 4.516e-05
[11 empty] | c_DK2_Central | 7154 | 4.266e-05
[11 empty] | c_DK2_Central | 7155 | 4.8326e-05
[11 empty] | c_DK2_Central | 7156 | 6.999e-05
[11 empty] | c_DK2_Central | 7157 | 0.00011032
[11 empty] | c_DK2_Central | 7158 | 0.00013981
[11 empty] | c_DK2_Central | 7159 | 0.00013915
[11 empty] | c_DK2_Central | 7160 | 0.00011815
[11 empty] | c_DK2_Central | 7161 | 0.00011032
[11 empty] | c_DK2_Central | 7162 | 0.00010615
[11 empty] | c_DK2_Central | 7163 | 9.7152e-05
[11 empty] | c_DK2_Central | 7164 | 9.3986e-05
[11 empty] | c_DK2_Central | 7165 | 8.3821e-05
[11 empty] | c_DK2_Central | 7166 | 8.6821e-05
[11 empty] | c_DK2_Central | 7167 | 8.2655e-05
[11 empty] | c_DK2_Central | 7168 | 8.3988e-05
[11 empty] | c_DK2_Central | 7169 | 8.732e-05
[11 empty] | c_DK2_Central | 7170 | 9.1986e-05
[11 empty] | c_DK2_Central | 7171 | 9.6819e-05
[11 empty] | c_DK2_Central | 7172 | 9.8319e-05
[11 empty] | c_DK2_Central | 7173 | 9.3486e-05
[11 empty] | c_DK2_Central | 7174 | 7.3656e-05
[11 empty] | c_DK2_Central | 7175 | 5.0326e-05
[11 empty] | c_DK2_Central | 7176 | 4.9159e-05
[11 empty] | c_DK2_Central | 7177 | 5.4825e-05
[11 empty] | c_DK2_Central | 7178 | 5.5658e-05
[11 empty] | c_DK2_Central | 7179 | 6.1491e-05
[11 empty] | c_DK2_Central | 7180 | 6.7323e-05
[11 empty] | c_DK2_Central | 7181 | 9.4986e-05
[11 empty] | c_DK2_Central | 7182 | 0.00013915
[11 empty] | c_DK2_Central | 7183 | 0.00014548
[11 empty] | c_DK2_Central | 7184 | 0.00014715
[11 empty] | c_DK2_Central | 7185 | 0.00012365
[11 empty] | c_DK2_Central | 7186 | 0.00011565
[11 empty] | c_DK2_Central | 7187 | 0.00010965
[11 empty] | c_DK2_Central | 7188 | 0.00010432
[11 empty] | c_DK2_Central | 7189 | 0.00010165
[11 empty] | c_DK2_Central | 7190 | 9.332e-05
[11 empty] | c_DK2_Central | 7191 | 9.1986e-05
[11 empty] | c_DK2_Central | 7192 | 8.932e-05
[11 empty] | c_DK2_Central | 7193 | 9.332e-05
[11 empty] | c_DK2_Central | 7194 | 0.00010015
[11 empty] | c_DK2_Central | 7195 | 0.00010515
[11 empty] | c_DK2_Central | 7196 | 0.00011098
[11 empty] | c_DK2_Central | 7197 | 0.00011282
[11 empty] | c_DK2_Central | 7198 | 0.00010682
[11 empty] | c_DK2_Central | 7199 | 8.4654e-05
[11 empty] | c_DK2_Central | 7200 | 6.0158e-05
[11 empty] | c_DK2_Central | 7201 | 5.8825e-05
[11 empty] | c_DK2_Central | 7202 | 6.4491e-05
[11 empty] | c_DK2_Central | 7203 | 6.499e-05
[11 empty] | c_DK2_Central | 7204 | 7.1489e-05
[11 empty] | c_DK2_Central | 7205 | 9.7152e-05
[11 empty] | c_DK2_Central | 7206 | 0.00014964
[11 empty] | c_DK2_Central | 7207 | 0.00017564
[11 empty] | c_DK2_Central | 7208 | 0.00017331
[11 empty] | c_DK2_Central | 7209 | 0.00015081
[11 empty] | c_DK2_Central | 7210 | 0.00014281
[11 empty] | c_DK2_Central | 7211 | 0.00013431
[11 empty] | c_DK2_Central | 7212 | 0.00012798
[11 empty] | c_DK2_Central | 7213 | 0.00012448
[11 empty] | c_DK2_Central | 7214 | 0.00011482
[11 empty] | c_DK2_Central | 7215 | 0.00011332
[11 empty] | c_DK2_Central | 7216 | 0.00011148
[11 empty] | c_DK2_Central | 7217 | 0.00011582
[11 empty] | c_DK2_Central | 7218 | 0.00012332
[11 empty] | c_DK2_Central | 7219 | 0.00012681
[11 empty] | c_DK2_Central | 7220 | 0.00013165
[11 empty] | c_DK2_Central | 7221 | 0.00013331
[11 empty] | c_DK2_Central | 7222 | 0.00012148
[11 empty] | c_DK2_Central | 7223 | 9.7319e-05
[11 empty] | c_DK2_Central | 7224 | 7.0823e-05
[11 empty] | c_DK2_Central | 7225 | 7.1489e-05
[11 empty] | c_DK2_Central | 7226 | 7.7822e-05
[11 empty] | c_DK2_Central | 7227 | 7.8155e-05
[11 empty] | c_DK2_Central | 7228 | 8.5654e-05
[11 empty] | c_DK2_Central | 7229 | 0.00011432
[11 empty] | c_DK2_Central | 7230 | 0.00017147
[11 empty] | c_DK2_Central | 7231 | 0.00020097
[11 empty] | c_DK2_Central | 7232 | 0.0001983
[11 empty] | c_DK2_Central | 7233 | 0.00017864
[11 empty] | c_DK2_Central | 7234 | 0.00016864
[11 empty] | c_DK2_Central | 7235 | 0.00015848
[11 empty] | c_DK2_Central | 7236 | 0.00015198
[11 empty] | c_DK2_Central | 7237 | 0.00014731
[11 empty] | c_DK2_Central | 7238 | 0.00013765
[11 empty] | c_DK2_Central | 7239 | 0.00013648
[11 empty] | c_DK2_Central | 7240 | 0.00013431
[11 empty] | c_DK2_Central | 7241 | 0.00013848
[11 empty] | c_DK2_Central | 7242 | 0.00014715
[11 empty] | c_DK2_Central | 7243 | 0.00014948
[11 empty] | c_DK2_Central | 7244 | 0.00015364
[11 empty] | c_DK2_Central | 7245 | 0.00015414
[11 empty] | c_DK2_Central | 7246 | 0.00013998
[11 empty] | c_DK2_Central | 7247 | 0.00011165
[11 empty] | c_DK2_Central | 7248 | 8.3488e-05
[11 empty] | c_DK2_Central | 7249 | 8.0155e-05
[11 empty] | c_DK2_Central | 7250 | 8.6487e-05
[11 empty] | c_DK2_Central | 7251 | 8.7487e-05
[11 empty] | c_DK2_Central | 7252 | 9.4653e-05
[11 empty] | c_DK2_Central | 7253 | 0.00012248
[11 empty] | c_DK2_Central | 7254 | 0.00018231
[11 empty] | c_DK2_Central | 7255 | 0.00021297
[11 empty] | c_DK2_Central | 7256 | 0.0002098
[11 empty] | c_DK2_Central | 7257 | 0.00019031
[11 empty] | c_DK2_Central | 7258 | 0.00018147
[11 empty] | c_DK2_Central | 7259 | 0.00017197
[11 empty] | c_DK2_Central | 7260 | 0.00016481
[11 empty] | c_DK2_Central | 7261 | 0.00016014
[11 empty] | c_DK2_Central | 7262 | 0.00015081
[11 empty] | c_DK2_Central | 7263 | 0.00014931
[11 empty] | c_DK2_Central | 7264 | 0.00014731
[11 empty] | c_DK2_Central | 7265 | 0.00015198
[11 empty] | c_DK2_Central | 7266 | 0.00015998
[11 empty] | c_DK2_Central | 7267 | 0.00016164
[11 empty] | c_DK2_Central | 7268 | 0.00016464
[11 empty] | c_DK2_Central | 7269 | 0.00016448
[11 empty] | c_DK2_Central | 7270 | 0.00014964
[11 empty] | c_DK2_Central | 7271 | 0.00012082
[11 empty] | c_DK2_Central | 7272 | 9.1653e-05
[11 empty] | c_DK2_Central | 7273 | 7.7155e-05
[11 empty] | c_DK2_Central | 7274 | 8.3488e-05
[11 empty] | c_DK2_Central | 7275 | 8.4321e-05
[11 empty] | c_DK2_Central | 7276 | 9.182e-05
[11 empty] | c_DK2_Central | 7277 | 0.00011998
[11 empty] | c_DK2_Central | 7278 | 0.00017931
[11 empty] | c_DK2_Central | 7279 | 0.00020947
[11 empty] | c_DK2_Central | 7280 | 0.0002068
[11 empty] | c_DK2_Central | 7281 | 0.00018697
[11 empty] | c_DK2_Central | 7282 | 0.00017764
[11 empty] | c_DK2_Central | 7283 | 0.00016764
[11 empty] | c_DK2_Central | 7284 | 0.00016081
[11 empty] | c_DK2_Central | 7285 | 0.00015598
[11 empty] | c_DK2_Central | 7286 | 0.00014631
[11 empty] | c_DK2_Central | 7287 | 0.00014515
[11 empty] | c_DK2_Central | 7288 | 0.00014315
[11 empty] | c_DK2_Central | 7289 | 0.00014764
[11 empty] | c_DK2_Central | 7290 | 0.00015581
[11 empty] | c_DK2_Central | 7291 | 0.00015781
[11 empty] | c_DK2_Central | 7292 | 0.00016148
[11 empty] | c_DK2_Central | 7293 | 0.00016131
[11 empty] | c_DK2_Central | 7294 | 0.00014681
[11 empty] | c_DK2_Central | 7295 | 0.00011765
[11 empty] | c_DK2_Central | 7296 | 8.8987e-05
[11 empty] | c_DK2_Central | 7297 | 7.9322e-05
[11 empty] | c_DK2_Central | 7298 | 8.4987e-05
[11 empty] | c_DK2_Central | 7299 | 8.5654e-05
[11 empty] | c_DK2_Central | 7300 | 9.1986e-05
[11 empty] | c_DK2_Central | 7301 | 0.00011882
[11 empty] | c_DK2_Central | 7302 | 0.00017814
[11 empty] | c_DK2_Central | 7303 | 0.00020997
[11 empty] | c_DK2_Central | 7304 | 0.00020914
[11 empty] | c_DK2_Central | 7305 | 0.00019014
[11 empty] | c_DK2_Central | 7306 | 0.00018081
[11 empty] | c_DK2_Central | 7307 | 0.00017047
[11 empty] | c_DK2_Central | 7308 | 0.00016348
[11 empty] | c_DK2_Central | 7309 | 0.00015848
[11 empty] | c_DK2_Central | 7310 | 0.00014948
[11 empty] | c_DK2_Central | 7311 | 0.00014731
[11 empty] | c_DK2_Central | 7312 | 0.00014548
[11 empty] | c_DK2_Central | 7313 | 0.00014981
[11 empty] | c_DK2_Central | 7314 | 0.00015848
[11 empty] | c_DK2_Central | 7315 | 0.00016131
[11 empty] | c_DK2_Central | 7316 | 0.00016498
[11 empty] | c_DK2_Central | 7317 | 0.00016414
[11 empty] | c_DK2_Central | 7318 | 0.00015031
[11 empty] | c_DK2_Central | 7319 | 0.00012015
[11 empty] | c_DK2_Central | 7320 | 9.082e-05
[11 empty] | c_DK2_Central | 7321 | 7.0823e-05
[11 empty] | c_DK2_Central | 7322 | 7.4489e-05
[11 empty] | c_DK2_Central | 7323 | 7.1156e-05
[11 empty] | c_DK2_Central | 7324 | 8.0488e-05
[11 empty] | c_DK2_Central | 7325 | 0.00010782
[11 empty] | c_DK2_Central | 7326 | 0.00015814
[11 empty] | c_DK2_Central | 7327 | 0.00019214
[11 empty] | c_DK2_Central | 7328 | 0.00018964
[11 empty] | c_DK2_Central | 7329 | 0.00016898
[11 empty] | c_DK2_Central | 7330 | 0.00015848
[11 empty] | c_DK2_Central | 7331 | 0.00015131
[11 empty] | c_DK2_Central | 7332 | 0.00014248
[11 empty] | c_DK2_Central | 7333 | 0.00013831
[11 empty] | c_DK2_Central | 7334 | 0.00012631
[11 empty] | c_DK2_Central | 7335 | 0.00013031
[11 empty] | c_DK2_Central | 7336 | 0.00012848
[11 empty] | c_DK2_Central | 7337 | 0.00013298
[11 empty] | c_DK2_Central | 7338 | 0.00013915
[11 empty] | c_DK2_Central | 7339 | 0.00014381
[11 empty] | c_DK2_Central | 7340 | 0.00014548
[11 empty] | c_DK2_Central | 7341 | 0.00014615
[11 empty] | c_DK2_Central | 7342 | 0.00013515
[11 empty] | c_DK2_Central | 7343 | 0.00010848
[11 empty] | c_DK2_Central | 7344 | 7.9488e-05
[11 empty] | c_DK2_Central | 7345 | 6.3657e-05
[11 empty] | c_DK2_Central | 7346 | 7.2323e-05
[11 empty] | c_DK2_Central | 7347 | 7.0823e-05
[11 empty] | c_DK2_Central | 7348 | 8.2988e-05
[11 empty] | c_DK2_Central | 7349 | 0.00011148
[11 empty] | c_DK2_Central | 7350 | 0.00015948
[11 empty] | c_DK2_Central | 7351 | 0.00016648
[11 empty] | c_DK2_Central | 7352 | 0.00016548
[11 empty] | c_DK2_Central | 7353 | 0.00014381
[11 empty] | c_DK2_Central | 7354 | 0.00013665
[11 empty] | c_DK2_Central | 7355 | 0.00012915
[11 empty] | c_DK2_Central | 7356 | 0.00012432
[11 empty] | c_DK2_Central | 7357 | 0.00012148
[11 empty] | c_DK2_Central | 7358 | 0.00011365
[11 empty] | c_DK2_Central | 7359 | 0.00011382
[11 empty] | c_DK2_Central | 7360 | 0.00011148
[11 empty] | c_DK2_Central | 7361 | 0.00011782
[11 empty] | c_DK2_Central | 7362 | 0.00012648
[11 empty] | c_DK2_Central | 7363 | 0.00013015
[11 empty] | c_DK2_Central | 7364 | 0.00013398
[11 empty] | c_DK2_Central | 7365 | 0.00013565
[11 empty] | c_DK2_Central | 7366 | 0.00012615
[11 empty] | c_DK2_Central | 7367 | 0.00010165
[11 empty] | c_DK2_Central | 7368 | 7.5656e-05
[11 empty] | c_DK2_Central | 7369 | 6.2158e-05
[11 empty] | c_DK2_Central | 7370 | 6.8323e-05
[11 empty] | c_DK2_Central | 7371 | 6.8657e-05
[11 empty] | c_DK2_Central | 7372 | 7.5156e-05
[11 empty] | c_DK2_Central | 7373 | 0.00010132
[11 empty] | c_DK2_Central | 7374 | 0.00015398
[11 empty] | c_DK2_Central | 7375 | 0.00017997
[11 empty] | c_DK2_Central | 7376 | 0.00017781
[11 empty] | c_DK2_Central | 7377 | 0.00015598
[11 empty] | c_DK2_Central | 7378 | 0.00014781
[11 empty] | c_DK2_Central | 7379 | 0.00013931
[11 empty] | c_DK2_Central | 7380 | 0.00013281
[11 empty] | c_DK2_Central | 7381 | 0.00012948
[11 empty] | c_DK2_Central | 7382 | 0.00011982
[11 empty] | c_DK2_Central | 7383 | 0.00011898
[11 empty] | c_DK2_Central | 7384 | 0.00011715
[11 empty] | c_DK2_Central | 7385 | 0.00012198
[11 empty] | c_DK2_Central | 7386 | 0.00012981
[11 empty] | c_DK2_Central | 7387 | 0.00013298
[11 empty] | c_DK2_Central | 7388 | 0.00013731
[11 empty] | c_DK2_Central | 7389 | 0.00013865
[11 empty] | c_DK2_Central | 7390 | 0.00012581
[11 empty] | c_DK2_Central | 7391 | 0.00010082
[11 empty] | c_DK2_Central | 7392 | 7.3989e-05
[11 empty] | c_DK2_Central | 7393 | 6.999e-05
[11 empty] | c_DK2_Central | 7394 | 7.6489e-05
[11 empty] | c_DK2_Central | 7395 | 7.6822e-05
[11 empty] | c_DK2_Central | 7396 | 8.4154e-05
[11 empty] | c_DK2_Central | 7397 | 0.00011315
[11 empty] | c_DK2_Central | 7398 | 0.00016981
[11 empty] | c_DK2_Central | 7399 | 0.00019914
[11 empty] | c_DK2_Central | 7400 | 0.00019664
[11 empty] | c_DK2_Central | 7401 | 0.00017697
[11 empty] | c_DK2_Central | 7402 | 0.00016664
[11 empty] | c_DK2_Central | 7403 | 0.00015648
[11 empty] | c_DK2_Central | 7404 | 0.00014998
[11 empty] | c_DK2_Central | 7405 | 0.00014531
[11 empty] | c_DK2_Central | 7406 | 0.00013581
[11 empty] | c_DK2_Central | 7407 | 0.00013431
[11 empty] | c_DK2_Central | 7408 | 0.00013248
[11 empty] | c_DK2_Central | 7409 | 0.00013648
[11 empty] | c_DK2_Central | 7410 | 0.00014531
[11 empty] | c_DK2_Central | 7411 | 0.00014764
[11 empty] | c_DK2_Central | 7412 | 0.00015214
[11 empty] | c_DK2_Central | 7413 | 0.00015248
[11 empty] | c_DK2_Central | 7414 | 0.00013848
[11 empty] | c_DK2_Central | 7415 | 0.00011015
[11 empty] | c_DK2_Central | 7416 | 8.2155e-05
[11 empty] | c_DK2_Central | 7417 | 8.0322e-05
[11 empty] | c_DK2_Central | 7418 | 8.6654e-05
[11 empty] | c_DK2_Central | 7419 | 8.7654e-05
[11 empty] | c_DK2_Central | 7420 | 9.4986e-05
[11 empty] | c_DK2_Central | 7421 | 0.00012315
[11 empty] | c_DK2_Central | 7422 | 0.00018381
[11 empty] | c_DK2_Central | 7423 | 0.00021447
[11 empty] | c_DK2_Central | 7424 | 0.00021164
[11 empty] | c_DK2_Central | 7425 | 0.00019197
[11 empty] | c_DK2_Central | 7426 | 0.00018264
[11 empty] | c_DK2_Central | 7427 | 0.00017297
[11 empty] | c_DK2_Central | 7428 | 0.00016564
[11 empty] | c_DK2_Central | 7429 | 0.00016098
[11 empty] | c_DK2_Central | 7430 | 0.00015148
[11 empty] | c_DK2_Central | 7431 | 0.00015014
[11 empty] | c_DK2_Central | 7432 | 0.00014814
[11 empty] | c_DK2_Central | 7433 | 0.00015281
[11 empty] | c_DK2_Central | 7434 | 0.00016098
[11 empty] | c_DK2_Central | 7435 | 0.00016281
[11 empty] | c_DK2_Central | 7436 | 0.00016598
[11 empty] | c_DK2_Central | 7437 | 0.00016564
[11 empty] | c_DK2_Central | 7438 | 0.00015081
[11 empty] | c_DK2_Central | 7439 | 0.00012148
[11 empty] | c_DK2_Central | 7440 | 9.2153e-05
[11 empty] | c_DK2_Central | 7441 | 8.2655e-05
[11 empty] | c_DK2_Central | 7442 | 8.9154e-05
[11 empty] | c_DK2_Central | 7443 | 9.0153e-05
[11 empty] | c_DK2_Central | 7444 | 9.7319e-05
[11 empty] | c_DK2_Central | 7445 | 0.00012531
[11 empty] | c_DK2_Central | 7446 | 0.00018681
[11 empty] | c_DK2_Central | 7447 | 0.00021763
[11 empty] | c_DK2_Central | 7448 | 0.00021464
[11 empty] | c_DK2_Central | 7449 | 0.0001948
[11 empty] | c_DK2_Central | 7450 | 0.00018631
[11 empty] | c_DK2_Central | 7451 | 0.00017631
[11 empty] | c_DK2_Central | 7452 | 0.00016914
[11 empty] | c_DK2_Central | 7453 | 0.00016414
[11 empty] | c_DK2_Central | 7454 | 0.00015481
[11 empty] | c_DK2_Central | 7455 | 0.00015331
[11 empty] | c_DK2_Central | 7456 | 0.00015164
[11 empty] | c_DK2_Central | 7457 | 0.00015631
[11 empty] | c_DK2_Central | 7458 | 0.00016414
[11 empty] | c_DK2_Central | 7459 | 0.00016581
[11 empty] | c_DK2_Central | 7460 | 0.00016864
[11 empty] | c_DK2_Central | 7461 | 0.00016848
[11 empty] | c_DK2_Central | 7462 | 0.00015331
[11 empty] | c_DK2_Central | 7463 | 0.00012365
[11 empty] | c_DK2_Central | 7464 | 9.4319e-05
[11 empty] | c_DK2_Central | 7465 | 7.6822e-05
[11 empty] | c_DK2_Central | 7466 | 8.2488e-05
[11 empty] | c_DK2_Central | 7467 | 8.2988e-05
[11 empty] | c_DK2_Central | 7468 | 8.9487e-05
[11 empty] | c_DK2_Central | 7469 | 0.00011715
[11 empty] | c_DK2_Central | 7470 | 0.00017564
[11 empty] | c_DK2_Central | 7471 | 0.0002073
[11 empty] | c_DK2_Central | 7472 | 0.0002068
[11 empty] | c_DK2_Central | 7473 | 0.00018797
[11 empty] | c_DK2_Central | 7474 | 0.00017781
[11 empty] | c_DK2_Central | 7475 | 0.00016714
[11 empty] | c_DK2_Central | 7476 | 0.00016014
[11 empty] | c_DK2_Central | 7477 | 0.00015531
[11 empty] | c_DK2_Central | 7478 | 0.00014615
[11 empty] | c_DK2_Central | 7479 | 0.00014415
[11 empty] | c_DK2_Central | 7480 | 0.00014231
[11 empty] | c_DK2_Central | 7481 | 0.00014615
[11 empty] | c_DK2_Central | 7482 | 0.00015548
[11 empty] | c_DK2_Central | 7483 | 0.00015848
[11 empty] | c_DK2_Central | 7484 | 0.00016264
[11 empty] | c_DK2_Central | 7485 | 0.00016198
[11 empty] | c_DK2_Central | 7486 | 0.00014814
[11 empty] | c_DK2_Central | 7487 | 0.00011782
[11 empty] | c_DK2_Central | 7488 | 8.8654e-05
[11 empty] | c_DK2_Central | 7489 | 7.8988e-05
[11 empty] | c_DK2_Central | 7490 | 8.2321e-05
[11 empty] | c_DK2_Central | 7491 | 7.9655e-05
[11 empty] | c_DK2_Central | 7492 | 8.9154e-05
[11 empty] | c_DK2_Central | 7493 | 0.00011632
[11 empty] | c_DK2_Central | 7494 | 0.00016981
[11 empty] | c_DK2_Central | 7495 | 0.00020564
[11 empty] | c_DK2_Central | 7496 | 0.0002023
[11 empty] | c_DK2_Central | 7497 | 0.00018164
[11 empty] | c_DK2_Central | 7498 | 0.00017131
[11 empty] | c_DK2_Central | 7499 | 0.00016431
[11 empty] | c_DK2_Central | 7500 | 0.00015498
[11 empty] | c_DK2_Central | 7501 | 0.00015048
[11 empty] | c_DK2_Central | 7502 | 0.00013898
[11 empty] | c_DK2_Central | 7503 | 0.00014281
[11 empty] | c_DK2_Central | 7504 | 0.00014098
[11 empty] | c_DK2_Central | 7505 | 0.00014581
[11 empty] | c_DK2_Central | 7506 | 0.00015198
[11 empty] | c_DK2_Central | 7507 | 0.00015598
[11 empty] | c_DK2_Central | 7508 | 0.00015731
[11 empty] | c_DK2_Central | 7509 | 0.00015714
[11 empty] | c_DK2_Central | 7510 | 0.00014598
[11 empty] | c_DK2_Central | 7511 | 0.00011748
[11 empty] | c_DK2_Central | 7512 | 8.7654e-05
[11 empty] | c_DK2_Central | 7513 | 8.0988e-05
[11 empty] | c_DK2_Central | 7514 | 8.9154e-05
[11 empty] | c_DK2_Central | 7515 | 8.8487e-05
[11 empty] | c_DK2_Central | 7516 | 0.00010198
[11 empty] | c_DK2_Central | 7517 | 0.00013331
[11 empty] | c_DK2_Central | 7518 | 0.00018814
[11 empty] | c_DK2_Central | 7519 | 0.00019647
[11 empty] | c_DK2_Central | 7520 | 0.00019414
[11 empty] | c_DK2_Central | 7521 | 0.00017297
[11 empty] | c_DK2_Central | 7522 | 0.00016514
[11 empty] | c_DK2_Central | 7523 | 0.00015731
[11 empty] | c_DK2_Central | 7524 | 0.00015181
[11 empty] | c_DK2_Central | 7525 | 0.00014814
[11 empty] | c_DK2_Central | 7526 | 0.00014031
[11 empty] | c_DK2_Central | 7527 | 0.00014098
[11 empty] | c_DK2_Central | 7528 | 0.00013931
[11 empty] | c_DK2_Central | 7529 | 0.00014548
[11 empty] | c_DK2_Central | 7530 | 0.00015514
[11 empty] | c_DK2_Central | 7531 | 0.00015898
[11 empty] | c_DK2_Central | 7532 | 0.00016164
[11 empty] | c_DK2_Central | 7533 | 0.00016231
[11 empty] | c_DK2_Central | 7534 | 0.00015098
[11 empty] | c_DK2_Central | 7535 | 0.00012198
[11 empty] | c_DK2_Central | 7536 | 9.3986e-05
[11 empty] | c_DK2_Central | 7537 | 7.7989e-05
[11 empty] | c_DK2_Central | 7538 | 8.4821e-05
[11 empty] | c_DK2_Central | 7539 | 8.5487e-05
[11 empty] | c_DK2_Central | 7540 | 9.332e-05
[11 empty] | c_DK2_Central | 7541 | 0.00012165
[11 empty] | c_DK2_Central | 7542 | 0.00018164
[11 empty] | c_DK2_Central | 7543 | 0.00021114
[11 empty] | c_DK2_Central | 7544 | 0.00020814
[11 empty] | c_DK2_Central | 7545 | 0.00018597
[11 empty] | c_DK2_Central | 7546 | 0.00017697
[11 empty] | c_DK2_Central | 7547 | 0.00016748
[11 empty] | c_DK2_Central | 7548 | 0.00015998
[11 empty] | c_DK2_Central | 7549 | 0.00015564
[11 empty] | c_DK2_Central | 7550 | 0.00014598
[11 empty] | c_DK2_Central | 7551 | 0.00014515
[11 empty] | c_DK2_Central | 7552 | 0.00014365
[11 empty] | c_DK2_Central | 7553 | 0.00014931
[11 empty] | c_DK2_Central | 7554 | 0.00015781
[11 empty] | c_DK2_Central | 7555 | 0.00016114
[11 empty] | c_DK2_Central | 7556 | 0.00016464
[11 empty] | c_DK2_Central | 7557 | 0.00016498
[11 empty] | c_DK2_Central | 7558 | 0.00015014
[11 empty] | c_DK2_Central | 7559 | 0.00012065
[11 empty] | c_DK2_Central | 7560 | 9.082e-05
[11 empty] | c_DK2_Central | 7561 | 7.6655e-05
[11 empty] | c_DK2_Central | 7562 | 8.3321e-05
[11 empty] | c_DK2_Central | 7563 | 8.3654e-05
[11 empty] | c_DK2_Central | 7564 | 9.1487e-05
[11 empty] | c_DK2_Central | 7565 | 0.00012065
[11 empty] | c_DK2_Central | 7566 | 0.00018014
[11 empty] | c_DK2_Central | 7567 | 0.00021097
[11 empty] | c_DK2_Central | 7568 | 0.0002083
[11 empty] | c_DK2_Central | 7569 | 0.00018831
[11 empty] | c_DK2_Central | 7570 | 0.00017797
[11 empty] | c_DK2_Central | 7571 | 0.00016764
[11 empty] | c_DK2_Central | 7572 | 0.00016081
[11 empty] | c_DK2_Central | 7573 | 0.00015598
[11 empty] | c_DK2_Central | 7574 | 0.00014631
[11 empty] | c_DK2_Central | 7575 | 0.00014481
[11 empty] | c_DK2_Central | 7576 | 0.00014298
[11 empty] | c_DK2_Central | 7577 | 0.00014748
[11 empty] | c_DK2_Central | 7578 | 0.00015614
[11 empty] | c_DK2_Central | 7579 | 0.00015831
[11 empty] | c_DK2_Central | 7580 | 0.00016231
[11 empty] | c_DK2_Central | 7581 | 0.00016231
[11 empty] | c_DK2_Central | 7582 | 0.00014764
[11 empty] | c_DK2_Central | 7583 | 0.00011798
[11 empty] | c_DK2_Central | 7584 | 8.882e-05
[11 empty] | c_DK2_Central | 7585 | 7.7822e-05
[11 empty] | c_DK2_Central | 7586 | 8.4154e-05
[11 empty] | c_DK2_Central | 7587 | 8.5154e-05
[11 empty] | c_DK2_Central | 7588 | 9.2653e-05
[11 empty] | c_DK2_Central | 7589 | 0.00012148
[11 empty] | c_DK2_Central | 7590 | 0.00018114
[11 empty] | c_DK2_Central | 7591 | 0.0002118
[11 empty] | c_DK2_Central | 7592 | 0.00020897
[11 empty] | c_DK2_Central | 7593 | 0.00018931
[11 empty] | c_DK2_Central | 7594 | 0.00017931
[11 empty] | c_DK2_Central | 7595 | 0.00016948
[11 empty] | c_DK2_Central | 7596 | 0.00016214
[11 empty] | c_DK2_Central | 7597 | 0.00015748
[11 empty] | c_DK2_Central | 7598 | 0.00014781
[11 empty] | c_DK2_Central | 7599 | 0.00014665
[11 empty] | c_DK2_Central | 7600 | 0.00014481
[11 empty] | c_DK2_Central | 7601 | 0.00014914
[11 empty] | c_DK2_Central | 7602 | 0.00015781
[11 empty] | c_DK2_Central | 7603 | 0.00015981
[11 empty] | c_DK2_Central | 7604 | 0.00016348
[11 empty] | c_DK2_Central | 7605 | 0.00016331
[11 empty] | c_DK2_Central | 7606 | 0.00014864
[11 empty] | c_DK2_Central | 7607 | 0.00011915
[11 empty] | c_DK2_Central | 7608 | 8.982e-05
[11 empty] | c_DK2_Central | 7609 | 7.8488e-05
[11 empty] | c_DK2_Central | 7610 | 8.4821e-05
[11 empty] | c_DK2_Central | 7611 | 8.5487e-05
[11 empty] | c_DK2_Central | 7612 | 9.2986e-05
[11 empty] | c_DK2_Central | 7613 | 0.00012148
[11 empty] | c_DK2_Central | 7614 | 0.00018131
[11 empty] | c_DK2_Central | 7615 | 0.0002118
[11 empty] | c_DK2_Central | 7616 | 0.00020897
[11 empty] | c_DK2_Central | 7617 | 0.00018931
[11 empty] | c_DK2_Central | 7618 | 0.00017997
[11 empty] | c_DK2_Central | 7619 | 0.00016964
[11 empty] | c_DK2_Central | 7620 | 0.00016281
[11 empty] | c_DK2_Central | 7621 | 0.00015781
[11 empty] | c_DK2_Central | 7622 | 0.00014831
[11 empty] | c_DK2_Central | 7623 | 0.00014698
[11 empty] | c_DK2_Central | 7624 | 0.00014515
[11 empty] | c_DK2_Central | 7625 | 0.00014948
[11 empty] | c_DK2_Central | 7626 | 0.00015798
[11 empty] | c_DK2_Central | 7627 | 0.00015981
[11 empty] | c_DK2_Central | 7628 | 0.00016348
[11 empty] | c_DK2_Central | 7629 | 0.00016331
[11 empty] | c_DK2_Central | 7630 | 0.00014848
[11 empty] | c_DK2_Central | 7631 | 0.00011932
[11 empty] | c_DK2_Central | 7632 | 9.0153e-05
[11 empty] | c_DK2_Central | 7633 | 7.2323e-05
[11 empty] | c_DK2_Central | 7634 | 7.8155e-05
[11 empty] | c_DK2_Central | 7635 | 7.8155e-05
[11 empty] | c_DK2_Central | 7636 | 8.4987e-05
[11 empty] | c_DK2_Central | 7637 | 0.00011332
[11 empty] | c_DK2_Central | 7638 | 0.00017047
[11 empty] | c_DK2_Central | 7639 | 0.0002018
[11 empty] | c_DK2_Central | 7640 | 0.00020147
[11 empty] | c_DK2_Central | 7641 | 0.00018281
[11 empty] | c_DK2_Central | 7642 | 0.00017164
[11 empty] | c_DK2_Central | 7643 | 0.00016048
[11 empty] | c_DK2_Central | 7644 | 0.00015364
[11 empty] | c_DK2_Central | 7645 | 0.00014898
[11 empty] | c_DK2_Central | 7646 | 0.00013981
[11 empty] | c_DK2_Central | 7647 | 0.00013765
[11 empty] | c_DK2_Central | 7648 | 0.00013581
[11 empty] | c_DK2_Central | 7649 | 0.00013981
[11 empty] | c_DK2_Central | 7650 | 0.00014931
[11 empty] | c_DK2_Central | 7651 | 0.00015298
[11 empty] | c_DK2_Central | 7652 | 0.00015764
[11 empty] | c_DK2_Central | 7653 | 0.00015731
[11 empty] | c_DK2_Central | 7654 | 0.00014365
[11 empty] | c_DK2_Central | 7655 | 0.00011348
[11 empty] | c_DK2_Central | 7656 | 8.4654e-05
[11 empty] | c_DK2_Central | 7657 | 6.8657e-05
[11 empty] | c_DK2_Central | 7658 | 7.2156e-05
[11 empty] | c_DK2_Central | 7659 | 6.8657e-05
[11 empty] | c_DK2_Central | 7660 | 7.7989e-05
[11 empty] | c_DK2_Central | 7661 | 0.00010448
[11 empty] | c_DK2_Central | 7662 | 0.00015348
[11 empty] | c_DK2_Central | 7663 | 0.00018681
[11 empty] | c_DK2_Central | 7664 | 0.00018464
[11 empty] | c_DK2_Central | 7665 | 0.00016398
[11 empty] | c_DK2_Central | 7666 | 0.00015398
[11 empty] | c_DK2_Central | 7667 | 0.00014698
[11 empty] | c_DK2_Central | 7668 | 0.00013831
[11 empty] | c_DK2_Central | 7669 | 0.00013431
[11 empty] | c_DK2_Central | 7670 | 0.00012248
[11 empty] | c_DK2_Central | 7671 | 0.00012648
[11 empty] | c_DK2_Central | 7672 | 0.00012465
[11 empty] | c_DK2_Central | 7673 | 0.00012898
[11 empty] | c_DK2_Central | 7674 | 0.00013498
[11 empty] | c_DK2_Central | 7675 | 0.00013931
[11 empty] | c_DK2_Central | 7676 | 0.00014098
[11 empty] | c_DK2_Central | 7677 | 0.00014148
[11 empty] | c_DK2_Central | 7678 | 0.00013115
[11 empty] | c_DK2_Central | 7679 | 0.00010532
[11 empty] | c_DK2_Central | 7680 | 7.6989e-05
[11 empty] | c_DK2_Central | 7681 | 7.1156e-05
[11 empty] | c_DK2_Central | 7682 | 8.0322e-05
[11 empty] | c_DK2_Central | 7683 | 7.8655e-05
[11 empty] | c_DK2_Central | 7684 | 9.182e-05
[11 empty] | c_DK2_Central | 7685 | 0.00012265
[11 empty] | c_DK2_Central | 7686 | 0.00017481
[11 empty] | c_DK2_Central | 7687 | 0.00018247
[11 empty] | c_DK2_Central | 7688 | 0.00018064
[11 empty] | c_DK2_Central | 7689 | 0.00015831
[11 empty] | c_DK2_Central | 7690 | 0.00015014
[11 empty] | c_DK2_Central | 7691 | 0.00014198
[11 empty] | c_DK2_Central | 7692 | 0.00013665
[11 empty] | c_DK2_Central | 7693 | 0.00013348
[11 empty] | c_DK2_Central | 7694 | 0.00012531
[11 empty] | c_DK2_Central | 7695 | 0.00012581
[11 empty] | c_DK2_Central | 7696 | 0.00012382
[11 empty] | c_DK2_Central | 7697 | 0.00013065
[11 empty] | c_DK2_Central | 7698 | 0.00014015
[11 empty] | c_DK2_Central | 7699 | 0.00014415
[11 empty] | c_DK2_Central | 7700 | 0.00014798
[11 empty] | c_DK2_Central | 7701 | 0.00014948
[11 empty] | c_DK2_Central | 7702 | 0.00013881
[11 empty] | c_DK2_Central | 7703 | 0.00011215
[11 empty] | c_DK2_Central | 7704 | 8.3821e-05
[11 empty] | c_DK2_Central | 7705 | 6.599e-05
[11 empty] | c_DK2_Central | 7706 | 7.2656e-05
[11 empty] | c_DK2_Central | 7707 | 7.2989e-05
[11 empty] | c_DK2_Central | 7708 | 7.9822e-05
[11 empty] | c_DK2_Central | 7709 | 0.00010698
[11 empty] | c_DK2_Central | 7710 | 0.00016164
[11 empty] | c_DK2_Central | 7711 | 0.00018831
[11 empty] | c_DK2_Central | 7712 | 0.00018614
[11 empty] | c_DK2_Central | 7713 | 0.00016431
[11 empty] | c_DK2_Central | 7714 | 0.00015564
[11 empty] | c_DK2_Central | 7715 | 0.00014648
[11 empty] | c_DK2_Central | 7716 | 0.00013965
[11 empty] | c_DK2_Central | 7717 | 0.00013631
[11 empty] | c_DK2_Central | 7718 | 0.00012648
[11 empty] | c_DK2_Central | 7719 | 0.00012565
[11 empty] | c_DK2_Central | 7720 | 0.00012382
[11 empty] | c_DK2_Central | 7721 | 0.00012915
[11 empty] | c_DK2_Central | 7722 | 0.00013698
[11 empty] | c_DK2_Central | 7723 | 0.00014065
[11 empty] | c_DK2_Central | 7724 | 0.00014498
[11 empty] | c_DK2_Central | 7725 | 0.00014598
[11 empty] | c_DK2_Central | 7726 | 0.00013265
[11 empty] | c_DK2_Central | 7727 | 0.00010598
[11 empty] | c_DK2_Central | 7728 | 7.8322e-05
[11 empty] | c_DK2_Central | 7729 | 6.7323e-05
[11 empty] | c_DK2_Central | 7730 | 7.3489e-05
[11 empty] | c_DK2_Central | 7731 | 7.3822e-05
[11 empty] | c_DK2_Central | 7732 | 8.0988e-05
[11 empty] | c_DK2_Central | 7733 | 0.00010915
[11 empty] | c_DK2_Central | 7734 | 0.00016431
[11 empty] | c_DK2_Central | 7735 | 0.00019297
[11 empty] | c_DK2_Central | 7736 | 0.00019047
[11 empty] | c_DK2_Central | 7737 | 0.00017114
[11 empty] | c_DK2_Central | 7738 | 0.00016098
[11 empty] | c_DK2_Central | 7739 | 0.00015131
[11 empty] | c_DK2_Central | 7740 | 0.00014498
[11 empty] | c_DK2_Central | 7741 | 0.00014065
[11 empty] | c_DK2_Central | 7742 | 0.00013115
[11 empty] | c_DK2_Central | 7743 | 0.00012965
[11 empty] | c_DK2_Central | 7744 | 0.00012748
[11 empty] | c_DK2_Central | 7745 | 0.00013165
[11 empty] | c_DK2_Central | 7746 | 0.00014015
[11 empty] | c_DK2_Central | 7747 | 0.00014248
[11 empty] | c_DK2_Central | 7748 | 0.00014681
[11 empty] | c_DK2_Central | 7749 | 0.00014731
[11 empty] | c_DK2_Central | 7750 | 0.00013398
[11 empty] | c_DK2_Central | 7751 | 0.00010648
[11 empty] | c_DK2_Central | 7752 | 7.9155e-05
[11 empty] | c_DK2_Central | 7753 | 6.9656e-05
[11 empty] | c_DK2_Central | 7754 | 7.5822e-05
[11 empty] | c_DK2_Central | 7755 | 7.6322e-05
[11 empty] | c_DK2_Central | 7756 | 8.3654e-05
[11 empty] | c_DK2_Central | 7757 | 0.00011265
[11 empty] | c_DK2_Central | 7758 | 0.00016881
[11 empty] | c_DK2_Central | 7759 | 0.00019847
[11 empty] | c_DK2_Central | 7760 | 0.00019597
[11 empty] | c_DK2_Central | 7761 | 0.00017631
[11 empty] | c_DK2_Central | 7762 | 0.00016581
[11 empty] | c_DK2_Central | 7763 | 0.00015581
[11 empty] | c_DK2_Central | 7764 | 0.00014898
[11 empty] | c_DK2_Central | 7765 | 0.00014498
[11 empty] | c_DK2_Central | 7766 | 0.00013498
[11 empty] | c_DK2_Central | 7767 | 0.00013381
[11 empty] | c_DK2_Central | 7768 | 0.00013181
[11 empty] | c_DK2_Central | 7769 | 0.00013581
[11 empty] | c_DK2_Central | 7770 | 0.00014481
[11 empty] | c_DK2_Central | 7771 | 0.00014731
[11 empty] | c_DK2_Central | 7772 | 0.00015148
[11 empty] | c_DK2_Central | 7773 | 0.00015198
[11 empty] | c_DK2_Central | 7774 | 0.00013798
[11 empty] | c_DK2_Central | 7775 | 0.00010965
[11 empty] | c_DK2_Central | 7776 | 8.1655e-05
[11 empty] | c_DK2_Central | 7777 | 6.9156e-05
[11 empty] | c_DK2_Central | 7778 | 7.5489e-05
[11 empty] | c_DK2_Central | 7779 | 7.5656e-05
[11 empty] | c_DK2_Central | 7780 | 8.3154e-05
[11 empty] | c_DK2_Central | 7781 | 0.00011182
[11 empty] | c_DK2_Central | 7782 | 0.00016781
[11 empty] | c_DK2_Central | 7783 | 0.00019714
[11 empty] | c_DK2_Central | 7784 | 0.00019464
[11 empty] | c_DK2_Central | 7785 | 0.00017514
[11 empty] | c_DK2_Central | 7786 | 0.00016464
[11 empty] | c_DK2_Central | 7787 | 0.00015481
[11 empty] | c_DK2_Central | 7788 | 0.00014848
[11 empty] | c_DK2_Central | 7789 | 0.00014381
[11 empty] | c_DK2_Central | 7790 | 0.00013415
[11 empty] | c_DK2_Central | 7791 | 0.00013265
[11 empty] | c_DK2_Central | 7792 | 0.00013081
[11 empty] | c_DK2_Central | 7793 | 0.00013498
[11 empty] | c_DK2_Central | 7794 | 0.00014365
[11 empty] | c_DK2_Central | 7795 | 0.00014598
[11 empty] | c_DK2_Central | 7796 | 0.00015031
[11 empty] | c_DK2_Central | 7797 | 0.00015064
[11 empty] | c_DK2_Central | 7798 | 0.00013698
[11 empty] | c_DK2_Central | 7799 | 0.00010882
[11 empty] | c_DK2_Central | 7800 | 8.1155e-05
[11 empty] | c_DK2_Central | 7801 | 6.6324e-05
[11 empty] | c_DK2_Central | 7802 | 7.1489e-05
[11 empty] | c_DK2_Central | 7803 | 7.1656e-05
[11 empty] | c_DK2_Central | 7804 | 7.7989e-05
[11 empty] | c_DK2_Central | 7805 | 0.00010432
[11 empty] | c_DK2_Central | 7806 | 0.00015848
[11 empty] | c_DK2_Central | 7807 | 0.00018764
[11 empty] | c_DK2_Central | 7808 | 0.00018747
[11 empty] | c_DK2_Central | 7809 | 0.00016898
[11 empty] | c_DK2_Central | 7810 | 0.00015914
[11 empty] | c_DK2_Central | 7811 | 0.00014881
[11 empty] | c_DK2_Central | 7812 | 0.00014231
[11 empty] | c_DK2_Central | 7813 | 0.00013815
[11 empty] | c_DK2_Central | 7814 | 0.00012931
[11 empty] | c_DK2_Central | 7815 | 0.00012698
[11 empty] | c_DK2_Central | 7816 | 0.00012515
[11 empty] | c_DK2_Central | 7817 | 0.00012848
[11 empty] | c_DK2_Central | 7818 | 0.00013781
[11 empty] | c_DK2_Central | 7819 | 0.00014115
[11 empty] | c_DK2_Central | 7820 | 0.00014565
[11 empty] | c_DK2_Central | 7821 | 0.00014548
[11 empty] | c_DK2_Central | 7822 | 0.00013298
[11 empty] | c_DK2_Central | 7823 | 0.00010532
[11 empty] | c_DK2_Central | 7824 | 7.7989e-05
[11 empty] | c_DK2_Central | 7825 | 6.8657e-05
[11 empty] | c_DK2_Central | 7826 | 7.2156e-05
[11 empty] | c_DK2_Central | 7827 | 6.8823e-05
[11 empty] | c_DK2_Central | 7828 | 7.7989e-05
[11 empty] | c_DK2_Central | 7829 | 0.00010448
[11 empty] | c_DK2_Central | 7830 | 0.00015364
[11 empty] | c_DK2_Central | 7831 | 0.00018681
[11 empty] | c_DK2_Central | 7832 | 0.00018464
[11 empty] | c_DK2_Central | 7833 | 0.00016398
[11 empty] | c_DK2_Central | 7834 | 0.00015398
[11 empty] | c_DK2_Central | 7835 | 0.00014715
[11 empty] | c_DK2_Central | 7836 | 0.00013831
[11 empty] | c_DK2_Central | 7837 | 0.00013431
[11 empty] | c_DK2_Central | 7838 | 0.00012248
[11 empty] | c_DK2_Central | 7839 | 0.00012665
[11 empty] | c_DK2_Central | 7840 | 0.00012465
[11 empty] | c_DK2_Central | 7841 | 0.00012898
[11 empty] | c_DK2_Central | 7842 | 0.00013498
[11 empty] | c_DK2_Central | 7843 | 0.00013931
[11 empty] | c_DK2_Central | 7844 | 0.00014098
[11 empty] | c_DK2_Central | 7845 | 0.00014181
[11 empty] | c_DK2_Central | 7846 | 0.00013115
[11 empty] | c_DK2_Central | 7847 | 0.00010532
[11 empty] | c_DK2_Central | 7848 | 7.6989e-05
[11 empty] | c_DK2_Central | 7849 | 7.1489e-05
[11 empty] | c_DK2_Central | 7850 | 8.0988e-05
[11 empty] | c_DK2_Central | 7851 | 7.8988e-05
[11 empty] | c_DK2_Central | 7852 | 9.2486e-05
[11 empty] | c_DK2_Central | 7853 | 0.00012332
[11 empty] | c_DK2_Central | 7854 | 0.00017581
[11 empty] | c_DK2_Central | 7855 | 0.00018331
[11 empty] | c_DK2_Central | 7856 | 0.00018147
[11 empty] | c_DK2_Central | 7857 | 0.00015898
[11 empty] | c_DK2_Central | 7858 | 0.00015081
[11 empty] | c_DK2_Central | 7859 | 0.00014281
[11 empty] | c_DK2_Central | 7860 | 0.00013748
[11 empty] | c_DK2_Central | 7861 | 0.00013415
[11 empty] | c_DK2_Central | 7862 | 0.00012598
[11 empty] | c_DK2_Central | 7863 | 0.00012665
[11 empty] | c_DK2_Central | 7864 | 0.00012432
[11 empty] | c_DK2_Central | 7865 | 0.00013148
[11 empty] | c_DK2_Central | 7866 | 0.00014081
[11 empty] | c_DK2_Central | 7867 | 0.00014515
[11 empty] | c_DK2_Central | 7868 | 0.00014881
[11 empty] | c_DK2_Central | 7869 | 0.00015048
[11 empty] | c_DK2_Central | 7870 | 0.00013948
[11 empty] | c_DK2_Central | 7871 | 0.00011282
[11 empty] | c_DK2_Central | 7872 | 8.4488e-05
[11 empty] | c_DK2_Central | 7873 | 7.2489e-05
[11 empty] | c_DK2_Central | 7874 | 7.9655e-05
[11 empty] | c_DK2_Central | 7875 | 8.0155e-05
[11 empty] | c_DK2_Central | 7876 | 8.782e-05
[11 empty] | c_DK2_Central | 7877 | 0.00011715
[11 empty] | c_DK2_Central | 7878 | 0.00017497
[11 empty] | c_DK2_Central | 7879 | 0.00020397
[11 empty] | c_DK2_Central | 7880 | 0.00020147
[11 empty] | c_DK2_Central | 7881 | 0.00017881
[11 empty] | c_DK2_Central | 7882 | 0.00016898
[11 empty] | c_DK2_Central | 7883 | 0.00015914
[11 empty] | c_DK2_Central | 7884 | 0.00015181
[11 empty] | c_DK2_Central | 7885 | 0.00014831
[11 empty] | c_DK2_Central | 7886 | 0.00013798
[11 empty] | c_DK2_Central | 7887 | 0.00013715
[11 empty] | c_DK2_Central | 7888 | 0.00013565
[11 empty] | c_DK2_Central | 7889 | 0.00014148
[11 empty] | c_DK2_Central | 7890 | 0.00014981
[11 empty] | c_DK2_Central | 7891 | 0.00015381
[11 empty] | c_DK2_Central | 7892 | 0.00015814
[11 empty] | c_DK2_Central | 7893 | 0.00015881
[11 empty] | c_DK2_Central | 7894 | 0.00014431
[11 empty] | c_DK2_Central | 7895 | 0.00011548
[11 empty] | c_DK2_Central | 7896 | 8.5987e-05
[11 empty] | c_DK2_Central | 7897 | 7.3156e-05
[11 empty] | c_DK2_Central | 7898 | 7.9822e-05
[11 empty] | c_DK2_Central | 7899 | 8.0322e-05
[11 empty] | c_DK2_Central | 7900 | 8.8154e-05
[11 empty] | c_DK2_Central | 7901 | 0.00011815
[11 empty] | c_DK2_Central | 7902 | 0.00017664
[11 empty] | c_DK2_Central | 7903 | 0.00020697
[11 empty] | c_DK2_Central | 7904 | 0.00020447
[11 empty] | c_DK2_Central | 7905 | 0.00018464
[11 empty] | c_DK2_Central | 7906 | 0.00017347
[11 empty] | c_DK2_Central | 7907 | 0.00016298
[11 empty] | c_DK2_Central | 7908 | 0.00015614
[11 empty] | c_DK2_Central | 7909 | 0.00015148
[11 empty] | c_DK2_Central | 7910 | 0.00014148
[11 empty] | c_DK2_Central | 7911 | 0.00014015
[11 empty] | c_DK2_Central | 7912 | 0.00013831
[11 empty] | c_DK2_Central | 7913 | 0.00014265
[11 empty] | c_DK2_Central | 7914 | 0.00015164
[11 empty] | c_DK2_Central | 7915 | 0.00015414
[11 empty] | c_DK2_Central | 7916 | 0.00015881
[11 empty] | c_DK2_Central | 7917 | 0.00015898
[11 empty] | c_DK2_Central | 7918 | 0.00014431
[11 empty] | c_DK2_Central | 7919 | 0.00011482
[11 empty] | c_DK2_Central | 7920 | 8.5821e-05
[11 empty] | c_DK2_Central | 7921 | 6.9323e-05
[11 empty] | c_DK2_Central | 7922 | 7.5822e-05
[11 empty] | c_DK2_Central | 7923 | 7.6155e-05
[11 empty] | c_DK2_Central | 7924 | 8.3654e-05
[11 empty] | c_DK2_Central | 7925 | 0.00011232
[11 empty] | c_DK2_Central | 7926 | 0.00016881
[11 empty] | c_DK2_Central | 7927 | 0.00019797
[11 empty] | c_DK2_Central | 7928 | 0.00019547
[11 empty] | c_DK2_Central | 7929 | 0.00017597
[11 empty] | c_DK2_Central | 7930 | 0.00016548
[11 empty] | c_DK2_Central | 7931 | 0.00015564
[11 empty] | c_DK2_Central | 7932 | 0.00014898
[11 empty] | c_DK2_Central | 7933 | 0.00014448
[11 empty] | c_DK2_Central | 7934 | 0.00013481
[11 empty] | c_DK2_Central | 7935 | 0.00013348
[11 empty] | c_DK2_Central | 7936 | 0.00013148
[11 empty] | c_DK2_Central | 7937 | 0.00013565
[11 empty] | c_DK2_Central | 7938 | 0.00014431
[11 empty] | c_DK2_Central | 7939 | 0.00014715
[11 empty] | c_DK2_Central | 7940 | 0.00015114
[11 empty] | c_DK2_Central | 7941 | 0.00015181
[11 empty] | c_DK2_Central | 7942 | 0.00013781
[11 empty] | c_DK2_Central | 7943 | 0.00010965
[11 empty] | c_DK2_Central | 7944 | 8.1655e-05
[11 empty] | c_DK2_Central | 7945 | 6.749e-05
[11 empty] | c_DK2_Central | 7946 | 7.3656e-05
[11 empty] | c_DK2_Central | 7947 | 7.3989e-05
[11 empty] | c_DK2_Central | 7948 | 8.1155e-05
[11 empty] | c_DK2_Central | 7949 | 0.00010948
[11 empty] | c_DK2_Central | 7950 | 0.00016481
[11 empty] | c_DK2_Central | 7951 | 0.00019347
[11 empty] | c_DK2_Central | 7952 | 0.00019097
[11 empty] | c_DK2_Central | 7953 | 0.00017164
[11 empty] | c_DK2_Central | 7954 | 0.00016148
[11 empty] | c_DK2_Central | 7955 | 0.00015181
[11 empty] | c_DK2_Central | 7956 | 0.00014548
[11 empty] | c_DK2_Central | 7957 | 0.00014115
[11 empty] | c_DK2_Central | 7958 | 0.00013148
[11 empty] | c_DK2_Central | 7959 | 0.00013015
[11 empty] | c_DK2_Central | 7960 | 0.00012798
[11 empty] | c_DK2_Central | 7961 | 0.00013215
[11 empty] | c_DK2_Central | 7962 | 0.00014065
[11 empty] | c_DK2_Central | 7963 | 0.00014298
[11 empty] | c_DK2_Central | 7964 | 0.00014731
[11 empty] | c_DK2_Central | 7965 | 0.00014781
[11 empty] | c_DK2_Central | 7966 | 0.00013431
[11 empty] | c_DK2_Central | 7967 | 0.00010682
[11 empty] | c_DK2_Central | 7968 | 7.9488e-05
[11 empty] | c_DK2_Central | 7969 | 7.9822e-05
[11 empty] | c_DK2_Central | 7970 | 8.5487e-05
[11 empty] | c_DK2_Central | 7971 | 8.6154e-05
[11 empty] | c_DK2_Central | 7972 | 9.282e-05
[11 empty] | c_DK2_Central | 7973 | 0.00012032
[11 empty] | c_DK2_Central | 7974 | 0.00018014
[11 empty] | c_DK2_Central | 7975 | 0.00021247
[11 empty] | c_DK2_Central | 7976 | 0.00021164
[11 empty] | c_DK2_Central | 7977 | 0.0001928
[11 empty] | c_DK2_Central | 7978 | 0.00018281
[11 empty] | c_DK2_Central | 7979 | 0.00017214
[11 empty] | c_DK2_Central | 7980 | 0.00016498
[11 empty] | c_DK2_Central | 7981 | 0.00015998
[11 empty] | c_DK2_Central | 7982 | 0.00015098
[11 empty] | c_DK2_Central | 7983 | 0.00014881
[11 empty] | c_DK2_Central | 7984 | 0.00014698
[11 empty] | c_DK2_Central | 7985 | 0.00015114
[11 empty] | c_DK2_Central | 7986 | 0.00016014
[11 empty] | c_DK2_Central | 7987 | 0.00016314
[11 empty] | c_DK2_Central | 7988 | 0.00016714
[11 empty] | c_DK2_Central | 7989 | 0.00016614
[11 empty] | c_DK2_Central | 7990 | 0.00015198
[11 empty] | c_DK2_Central | 7991 | 0.00012148
[11 empty] | c_DK2_Central | 7992 | 9.1487e-05
[11 empty] | c_DK2_Central | 7993 | 9.1653e-05
[11 empty] | c_DK2_Central | 7994 | 9.382e-05
[11 empty] | c_DK2_Central | 7995 | 9.2653e-05
[11 empty] | c_DK2_Central | 7996 | 0.00010149
[11 empty] | c_DK2_Central | 7997 | 0.00012748
[11 empty] | c_DK2_Central | 7998 | 0.00018531
[11 empty] | c_DK2_Central | 7999 | 0.00022313
[11 empty] | c_DK2_Central | 8000 | 0.00021847
[11 empty] | c_DK2_Central | 8001 | 0.00019847
[11 empty] | c_DK2_Central | 8002 | 0.00018914
[11 empty] | c_DK2_Central | 8003 | 0.00018247
[11 empty] | c_DK2_Central | 8004 | 0.00017331
[11 empty] | c_DK2_Central | 8005 | 0.00016764
[11 empty] | c_DK2_Central | 8006 | 0.00015731
[11 empty] | c_DK2_Central | 8007 | 0.00016131
[11 empty] | c_DK2_Central | 8008 | 0.00015881
[11 empty] | c_DK2_Central | 8009 | 0.00016431
[11 empty] | c_DK2_Central | 8010 | 0.00017031
[11 empty] | c_DK2_Central | 8011 | 0.00017281
[11 empty] | c_DK2_Central | 8012 | 0.00017331
[11 empty] | c_DK2_Central | 8013 | 0.00017164
[11 empty] | c_DK2_Central | 8014 | 0.00016031
[11 empty] | c_DK2_Central | 8015 | 0.00012965
[11 empty] | c_DK2_Central | 8016 | 9.9152e-05
[11 empty] | c_DK2_Central | 8017 | 9.5653e-05
[11 empty] | c_DK2_Central | 8018 | 0.00010232
[11 empty] | c_DK2_Central | 8019 | 0.00010315
[11 empty] | c_DK2_Central | 8020 | 0.00011715
[11 empty] | c_DK2_Central | 8021 | 0.00014998
[11 empty] | c_DK2_Central | 8022 | 0.00020964
[11 empty] | c_DK2_Central | 8023 | 0.00021913
[11 empty] | c_DK2_Central | 8024 | 0.00021597
[11 empty] | c_DK2_Central | 8025 | 0.0001963
[11 empty] | c_DK2_Central | 8026 | 0.00018814
[11 empty] | c_DK2_Central | 8027 | 0.00017997
[11 empty] | c_DK2_Central | 8028 | 0.00017447
[11 empty] | c_DK2_Central | 8029 | 0.00016997
[11 empty] | c_DK2_Central | 8030 | 0.00016231
[11 empty] | c_DK2_Central | 8031 | 0.00016331
[11 empty] | c_DK2_Central | 8032 | 0.00016248
[11 empty] | c_DK2_Central | 8033 | 0.00016781
[11 empty] | c_DK2_Central | 8034 | 0.00017814
[11 empty] | c_DK2_Central | 8035 | 0.00018164
[11 empty] | c_DK2_Central | 8036 | 0.00018331
[11 empty] | c_DK2_Central | 8037 | 0.00018264
[11 empty] | c_DK2_Central | 8038 | 0.00017031
[11 empty] | c_DK2_Central | 8039 | 0.00013765
[11 empty] | c_DK2_Central | 8040 | 0.00010898
[11 empty] | c_DK2_Central | 8041 | 9.5819e-05
[11 empty] | c_DK2_Central | 8042 | 0.00010198
[11 empty] | c_DK2_Central | 8043 | 0.00010365
[11 empty] | c_DK2_Central | 8044 | 0.00011165
[11 empty] | c_DK2_Central | 8045 | 0.00013948
[11 empty] | c_DK2_Central | 8046 | 0.00020647
[11 empty] | c_DK2_Central | 8047 | 0.00023863
[11 empty] | c_DK2_Central | 8048 | 0.00023447
[11 empty] | c_DK2_Central | 8049 | 0.0002128
[11 empty] | c_DK2_Central | 8050 | 0.00020547
[11 empty] | c_DK2_Central | 8051 | 0.00019597
[11 empty] | c_DK2_Central | 8052 | 0.00018814
[11 empty] | c_DK2_Central | 8053 | 0.00018264
[11 empty] | c_DK2_Central | 8054 | 0.00017381
[11 empty] | c_DK2_Central | 8055 | 0.00017297
[11 empty] | c_DK2_Central | 8056 | 0.00017131
[11 empty] | c_DK2_Central | 8057 | 0.00017681
[11 empty] | c_DK2_Central | 8058 | 0.00018547
[11 empty] | c_DK2_Central | 8059 | 0.00018714
[11 empty] | c_DK2_Central | 8060 | 0.00018931
[11 empty] | c_DK2_Central | 8061 | 0.00018747
[11 empty] | c_DK2_Central | 8062 | 0.00017147
[11 empty] | c_DK2_Central | 8063 | 0.00013948
[11 empty] | c_DK2_Central | 8064 | 0.00010782
[11 empty] | c_DK2_Central | 8065 | 9.032e-05
[11 empty] | c_DK2_Central | 8066 | 9.6986e-05
[11 empty] | c_DK2_Central | 8067 | 9.8319e-05
[11 empty] | c_DK2_Central | 8068 | 0.00010565
[11 empty] | c_DK2_Central | 8069 | 0.00013331
[11 empty] | c_DK2_Central | 8070 | 0.0001978
[11 empty] | c_DK2_Central | 8071 | 0.00022997
[11 empty] | c_DK2_Central | 8072 | 0.00022663
[11 empty] | c_DK2_Central | 8073 | 0.00020647
[11 empty] | c_DK2_Central | 8074 | 0.00019847
[11 empty] | c_DK2_Central | 8075 | 0.00018864
[11 empty] | c_DK2_Central | 8076 | 0.00018131
[11 empty] | c_DK2_Central | 8077 | 0.00017581
[11 empty] | c_DK2_Central | 8078 | 0.00016648
[11 empty] | c_DK2_Central | 8079 | 0.00016514
[11 empty] | c_DK2_Central | 8080 | 0.00016331
[11 empty] | c_DK2_Central | 8081 | 0.00016831
[11 empty] | c_DK2_Central | 8082 | 0.00017597
[11 empty] | c_DK2_Central | 8083 | 0.00017697
[11 empty] | c_DK2_Central | 8084 | 0.00017947
[11 empty] | c_DK2_Central | 8085 | 0.00017881
[11 empty] | c_DK2_Central | 8086 | 0.00016281
[11 empty] | c_DK2_Central | 8087 | 0.00013215
[11 empty] | c_DK2_Central | 8088 | 0.00010165
[11 empty] | c_DK2_Central | 8089 | 7.8655e-05
[11 empty] | c_DK2_Central | 8090 | 8.4987e-05
[11 empty] | c_DK2_Central | 8091 | 8.5821e-05
[11 empty] | c_DK2_Central | 8092 | 9.332e-05
[11 empty] | c_DK2_Central | 8093 | 0.00012165
[11 empty] | c_DK2_Central | 8094 | 0.00018147
[11 empty] | c_DK2_Central | 8095 | 0.0002123
[11 empty] | c_DK2_Central | 8096 | 0.0002093
[11 empty] | c_DK2_Central | 8097 | 0.00018964
[11 empty] | c_DK2_Central | 8098 | 0.00018014
[11 empty] | c_DK2_Central | 8099 | 0.00017031
[11 empty] | c_DK2_Central | 8100 | 0.00016314
[11 empty] | c_DK2_Central | 8101 | 0.00015848
[11 empty] | c_DK2_Central | 8102 | 0.00014881
[11 empty] | c_DK2_Central | 8103 | 0.00014748
[11 empty] | c_DK2_Central | 8104 | 0.00014565
[11 empty] | c_DK2_Central | 8105 | 0.00015014
[11 empty] | c_DK2_Central | 8106 | 0.00015848
[11 empty] | c_DK2_Central | 8107 | 0.00016048
[11 empty] | c_DK2_Central | 8108 | 0.00016381
[11 empty] | c_DK2_Central | 8109 | 0.00016381
[11 empty] | c_DK2_Central | 8110 | 0.00014898
[11 empty] | c_DK2_Central | 8111 | 0.00011965
[11 empty] | c_DK2_Central | 8112 | 9.032e-05
[11 empty] | c_DK2_Central | 8113 | 7.2656e-05
[11 empty] | c_DK2_Central | 8114 | 7.9322e-05
[11 empty] | c_DK2_Central | 8115 | 7.9822e-05
[11 empty] | c_DK2_Central | 8116 | 8.7487e-05
[11 empty] | c_DK2_Central | 8117 | 0.00011732
[11 empty] | c_DK2_Central | 8118 | 0.00017547
[11 empty] | c_DK2_Central | 8119 | 0.00020564
[11 empty] | c_DK2_Central | 8120 | 0.0002033
[11 empty] | c_DK2_Central | 8121 | 0.00018331
[11 empty] | c_DK2_Central | 8122 | 0.00017247
[11 empty] | c_DK2_Central | 8123 | 0.00016181
[11 empty] | c_DK2_Central | 8124 | 0.00015498
[11 empty] | c_DK2_Central | 8125 | 0.00015031
[11 empty] | c_DK2_Central | 8126 | 0.00014081
[11 empty] | c_DK2_Central | 8127 | 0.00013915
[11 empty] | c_DK2_Central | 8128 | 0.00013748
[11 empty] | c_DK2_Central | 8129 | 0.00014181
[11 empty] | c_DK2_Central | 8130 | 0.00015064
[11 empty] | c_DK2_Central | 8131 | 0.00015314
[11 empty] | c_DK2_Central | 8132 | 0.00015764
[11 empty] | c_DK2_Central | 8133 | 0.00015781
[11 empty] | c_DK2_Central | 8134 | 0.00014348
[11 empty] | c_DK2_Central | 8135 | 0.00011398
[11 empty] | c_DK2_Central | 8136 | 8.5154e-05
[11 empty] | c_DK2_Central | 8137 | 6.749e-05
[11 empty] | c_DK2_Central | 8138 | 7.2823e-05
[11 empty] | c_DK2_Central | 8139 | 7.2823e-05
[11 empty] | c_DK2_Central | 8140 | 7.9322e-05
[11 empty] | c_DK2_Central | 8141 | 0.00010598
[11 empty] | c_DK2_Central | 8142 | 0.00016064
[11 empty] | c_DK2_Central | 8143 | 0.00019031
[11 empty] | c_DK2_Central | 8144 | 0.00019014
[11 empty] | c_DK2_Central | 8145 | 0.00017164
[11 empty] | c_DK2_Central | 8146 | 0.00016148
[11 empty] | c_DK2_Central | 8147 | 0.00015098
[11 empty] | c_DK2_Central | 8148 | 0.00014465
[11 empty] | c_DK2_Central | 8149 | 0.00014015
[11 empty] | c_DK2_Central | 8150 | 0.00013115
[11 empty] | c_DK2_Central | 8151 | 0.00012915
[11 empty] | c_DK2_Central | 8152 | 0.00012715
[11 empty] | c_DK2_Central | 8153 | 0.00013081
[11 empty] | c_DK2_Central | 8154 | 0.00013981
[11 empty] | c_DK2_Central | 8155 | 0.00014315
[11 empty] | c_DK2_Central | 8156 | 0.00014798
[11 empty] | c_DK2_Central | 8157 | 0.00014781
[11 empty] | c_DK2_Central | 8158 | 0.00013481
[11 empty] | c_DK2_Central | 8159 | 0.00010665
[11 empty] | c_DK2_Central | 8160 | 7.9155e-05
[11 empty] | c_DK2_Central | 8161 | 6.9323e-05
[11 empty] | c_DK2_Central | 8162 | 7.2823e-05
[11 empty] | c_DK2_Central | 8163 | 6.9323e-05
[11 empty] | c_DK2_Central | 8164 | 7.8822e-05
[11 empty] | c_DK2_Central | 8165 | 0.00010548
[11 empty] | c_DK2_Central | 8166 | 0.00015498
[11 empty] | c_DK2_Central | 8167 | 0.00018864
[11 empty] | c_DK2_Central | 8168 | 0.00018614
[11 empty] | c_DK2_Central | 8169 | 0.00016564
[11 empty] | c_DK2_Central | 8170 | 0.00015514
[11 empty] | c_DK2_Central | 8171 | 0.00014864
[11 empty] | c_DK2_Central | 8172 | 0.00013948
[11 empty] | c_DK2_Central | 8173 | 0.00013581
[11 empty] | c_DK2_Central | 8174 | 0.00012382
[11 empty] | c_DK2_Central | 8175 | 0.00012781
[11 empty] | c_DK2_Central | 8176 | 0.00012581
[11 empty] | c_DK2_Central | 8177 | 0.00013031
[11 empty] | c_DK2_Central | 8178 | 0.00013648
[11 empty] | c_DK2_Central | 8179 | 0.00014065
[11 empty] | c_DK2_Central | 8180 | 0.00014248
[11 empty] | c_DK2_Central | 8181 | 0.00014298
[11 empty] | c_DK2_Central | 8182 | 0.00013265
[11 empty] | c_DK2_Central | 8183 | 0.00010632
[11 empty] | c_DK2_Central | 8184 | 7.7822e-05
[11 empty] | c_DK2_Central | 8185 | 6.8657e-05
[11 empty] | c_DK2_Central | 8186 | 7.7655e-05
[11 empty] | c_DK2_Central | 8187 | 7.5989e-05
[11 empty] | c_DK2_Central | 8188 | 8.8987e-05
[11 empty] | c_DK2_Central | 8189 | 0.00011915
[11 empty] | c_DK2_Central | 8190 | 0.00016981
[11 empty] | c_DK2_Central | 8191 | 0.00017714
[11 empty] | c_DK2_Central | 8192 | 0.00017564
[11 empty] | c_DK2_Central | 8193 | 0.00015331
[11 empty] | c_DK2_Central | 8194 | 0.00014565
[11 empty] | c_DK2_Central | 8195 | 0.00013781
[11 empty] | c_DK2_Central | 8196 | 0.00013265
[11 empty] | c_DK2_Central | 8197 | 0.00012965
[11 empty] | c_DK2_Central | 8198 | 0.00012165
[11 empty] | c_DK2_Central | 8199 | 0.00012198
[11 empty] | c_DK2_Central | 8200 | 0.00011965
[11 empty] | c_DK2_Central | 8201 | 0.00012648
[11 empty] | c_DK2_Central | 8202 | 0.00013581
[11 empty] | c_DK2_Central | 8203 | 0.00013965
[11 empty] | c_DK2_Central | 8204 | 0.00014331
[11 empty] | c_DK2_Central | 8205 | 0.00014515
[11 empty] | c_DK2_Central | 8206 | 0.00013465
[11 empty] | c_DK2_Central | 8207 | 0.00010865
[11 empty] | c_DK2_Central | 8208 | 8.1155e-05
[11 empty] | c_DK2_Central | 8209 | 7.1489e-05
[11 empty] | c_DK2_Central | 8210 | 7.8488e-05
[11 empty] | c_DK2_Central | 8211 | 7.8988e-05
[11 empty] | c_DK2_Central | 8212 | 8.6487e-05
[11 empty] | c_DK2_Central | 8213 | 0.00011532
[11 empty] | c_DK2_Central | 8214 | 0.00017247
[11 empty] | c_DK2_Central | 8215 | 0.00020114
[11 empty] | c_DK2_Central | 8216 | 0.00019897
[11 empty] | c_DK2_Central | 8217 | 0.00017614
[11 empty] | c_DK2_Central | 8218 | 0.00016681
[11 empty] | c_DK2_Central | 8219 | 0.00015714
[11 empty] | c_DK2_Central | 8220 | 0.00014981
[11 empty] | c_DK2_Central | 8221 | 0.00014615
[11 empty] | c_DK2_Central | 8222 | 0.00013598
[11 empty] | c_DK2_Central | 8223 | 0.00013498
[11 empty] | c_DK2_Central | 8224 | 0.00013365
[11 empty] | c_DK2_Central | 8225 | 0.00013931
[11 empty] | c_DK2_Central | 8226 | 0.00014764
[11 empty] | c_DK2_Central | 8227 | 0.00015164
[11 empty] | c_DK2_Central | 8228 | 0.00015581
[11 empty] | c_DK2_Central | 8229 | 0.00015664
[11 empty] | c_DK2_Central | 8230 | 0.00014215
[11 empty] | c_DK2_Central | 8231 | 0.00011382
[11 empty] | c_DK2_Central | 8232 | 8.4488e-05
[11 empty] | c_DK2_Central | 8233 | 8.2821e-05
[11 empty] | c_DK2_Central | 8234 | 8.9154e-05
[11 empty] | c_DK2_Central | 8235 | 9.0153e-05
[11 empty] | c_DK2_Central | 8236 | 9.7486e-05
[11 empty] | c_DK2_Central | 8237 | 0.00012531
[11 empty] | c_DK2_Central | 8238 | 0.00018681
[11 empty] | c_DK2_Central | 8239 | 0.00021763
[11 empty] | c_DK2_Central | 8240 | 0.00021464
[11 empty] | c_DK2_Central | 8241 | 0.0001948
[11 empty] | c_DK2_Central | 8242 | 0.00018614
[11 empty] | c_DK2_Central | 8243 | 0.00017631
[11 empty] | c_DK2_Central | 8244 | 0.00016914
[11 empty] | c_DK2_Central | 8245 | 0.00016414
[11 empty] | c_DK2_Central | 8246 | 0.00015481
[11 empty] | c_DK2_Central | 8247 | 0.00015331
[11 empty] | c_DK2_Central | 8248 | 0.00015164
[11 empty] | c_DK2_Central | 8249 | 0.00015614
[11 empty] | c_DK2_Central | 8250 | 0.00016414
[11 empty] | c_DK2_Central | 8251 | 0.00016581
[11 empty] | c_DK2_Central | 8252 | 0.00016864
[11 empty] | c_DK2_Central | 8253 | 0.00016831
[11 empty] | c_DK2_Central | 8254 | 0.00015331
[11 empty] | c_DK2_Central | 8255 | 0.00012365
[11 empty] | c_DK2_Central | 8256 | 9.4319e-05
[11 empty] | c_DK2_Central | 8257 | 8.0322e-05
[11 empty] | c_DK2_Central | 8258 | 8.6987e-05
[11 empty] | c_DK2_Central | 8259 | 8.782e-05
[11 empty] | c_DK2_Central | 8260 | 9.5153e-05
[11 empty] | c_DK2_Central | 8261 | 0.00012348
[11 empty] | c_DK2_Central | 8262 | 0.00018397
[11 empty] | c_DK2_Central | 8263 | 0.0002148
[11 empty] | c_DK2_Central | 8264 | 0.00021197
[11 empty] | c_DK2_Central | 8265 | 0.00019231
[11 empty] | c_DK2_Central | 8266 | 0.00018281
[11 empty] | c_DK2_Central | 8267 | 0.00017297
[11 empty] | c_DK2_Central | 8268 | 0.00016581
[11 empty] | c_DK2_Central | 8269 | 0.00016098
[11 empty] | c_DK2_Central | 8270 | 0.00015148
[11 empty] | c_DK2_Central | 8271 | 0.00015014
[11 empty] | c_DK2_Central | 8272 | 0.00014814
[11 empty] | c_DK2_Central | 8273 | 0.00015281
[11 empty] | c_DK2_Central | 8274 | 0.00016114
[11 empty] | c_DK2_Central | 8275 | 0.00016298
[11 empty] | c_DK2_Central | 8276 | 0.00016614
[11 empty] | c_DK2_Central | 8277 | 0.00016614
[11 empty] | c_DK2_Central | 8278 | 0.00015114
[11 empty] | c_DK2_Central | 8279 | 0.00012165
[11 empty] | c_DK2_Central | 8280 | 9.2153e-05
[11 empty] | c_DK2_Central | 8281 | 8.4987e-05
[11 empty] | c_DK2_Central | 8282 | 9.1487e-05
[11 empty] | c_DK2_Central | 8283 | 9.232e-05
[11 empty] | c_DK2_Central | 8284 | 9.9652e-05
[11 empty] | c_DK2_Central | 8285 | 0.00012698
[11 empty] | c_DK2_Central | 8286 | 0.00018897
[11 empty] | c_DK2_Central | 8287 | 0.00021997
[11 empty] | c_DK2_Central | 8288 | 0.0002168
[11 empty] | c_DK2_Central | 8289 | 0.0001968
[11 empty] | c_DK2_Central | 8290 | 0.00018897
[11 empty] | c_DK2_Central | 8291 | 0.00017931
[11 empty] | c_DK2_Central | 8292 | 0.00017214
[11 empty] | c_DK2_Central | 8293 | 0.00016731
[11 empty] | c_DK2_Central | 8294 | 0.00015781
[11 empty] | c_DK2_Central | 8295 | 0.00015631
[11 empty] | c_DK2_Central | 8296 | 0.00015464
[11 empty] | c_DK2_Central | 8297 | 0.00015931
[11 empty] | c_DK2_Central | 8298 | 0.00016698
[11 empty] | c_DK2_Central | 8299 | 0.00016814
[11 empty] | c_DK2_Central | 8300 | 0.00017064
[11 empty] | c_DK2_Central | 8301 | 0.00017031
[11 empty] | c_DK2_Central | 8302 | 0.00015514
[11 empty] | c_DK2_Central | 8303 | 0.00012565
[11 empty] | c_DK2_Central | 8304 | 9.6319e-05
[11 empty] | c_DK2_Central | 8305 | 8.782e-05
[11 empty] | c_DK2_Central | 8306 | 9.3486e-05
[11 empty] | c_DK2_Central | 8307 | 9.4819e-05
[11 empty] | c_DK2_Central | 8308 | 0.00010082
[11 empty] | c_DK2_Central | 8309 | 0.00012615
[11 empty] | c_DK2_Central | 8310 | 0.00018864
[11 empty] | c_DK2_Central | 8311 | 0.00022097
[11 empty] | c_DK2_Central | 8312 | 0.0002198
[11 empty] | c_DK2_Central | 8313 | 0.00020064
[11 empty] | c_DK2_Central | 8314 | 0.00019314
[11 empty] | c_DK2_Central | 8315 | 0.00018314
[11 empty] | c_DK2_Central | 8316 | 0.00017581
[11 empty] | c_DK2_Central | 8317 | 0.00017064
[11 empty] | c_DK2_Central | 8318 | 0.00016181
[11 empty] | c_DK2_Central | 8319 | 0.00015964
[11 empty] | c_DK2_Central | 8320 | 0.00015781
[11 empty] | c_DK2_Central | 8321 | 0.00016231
[11 empty] | c_DK2_Central | 8322 | 0.00017064
[11 empty] | c_DK2_Central | 8323 | 0.00017214
[11 empty] | c_DK2_Central | 8324 | 0.00017514
[11 empty] | c_DK2_Central | 8325 | 0.00017364
[11 empty] | c_DK2_Central | 8326 | 0.00015914
[11 empty] | c_DK2_Central | 8327 | 0.00012865
[11 empty] | c_DK2_Central | 8328 | 9.8486e-05
[11 empty] | c_DK2_Central | 8329 | 8.9487e-05
[11 empty] | c_DK2_Central | 8330 | 9.1487e-05
[11 empty] | c_DK2_Central | 8331 | 9.0653e-05
[11 empty] | c_DK2_Central | 8332 | 9.9152e-05
[11 empty] | c_DK2_Central | 8333 | 0.00012415
[11 empty] | c_DK2_Central | 8334 | 0.00018064
[11 empty] | c_DK2_Central | 8335 | 0.00021763
[11 empty] | c_DK2_Central | 8336 | 0.00021297
[11 empty] | c_DK2_Central | 8337 | 0.0001933
[11 empty] | c_DK2_Central | 8338 | 0.00018464
[11 empty] | c_DK2_Central | 8339 | 0.00017864
[11 empty] | c_DK2_Central | 8340 | 0.00016931
[11 empty] | c_DK2_Central | 8341 | 0.00016381
[11 empty] | c_DK2_Central | 8342 | 0.00015381
[11 empty] | c_DK2_Central | 8343 | 0.00015781
[11 empty] | c_DK2_Central | 8344 | 0.00015514
[11 empty] | c_DK2_Central | 8345 | 0.00016048
[11 empty] | c_DK2_Central | 8346 | 0.00016614
[11 empty] | c_DK2_Central | 8347 | 0.00016848
[11 empty] | c_DK2_Central | 8348 | 0.00016881
[11 empty] | c_DK2_Central | 8349 | 0.00016714
[11 empty] | c_DK2_Central | 8350 | 0.00015614
[11 empty] | c_DK2_Central | 8351 | 0.00012648
[11 empty] | c_DK2_Central | 8352 | 9.6819e-05
[11 empty] | c_DK2_Central | 8353 | 8.6654e-05
[11 empty] | c_DK2_Central | 8354 | 9.3653e-05
[11 empty] | c_DK2_Central | 8355 | 9.382e-05
[11 empty] | c_DK2_Central | 8356 | 0.00010748
[11 empty] | c_DK2_Central | 8357 | 0.00013865
[11 empty] | c_DK2_Central | 8358 | 0.00019447
[11 empty] | c_DK2_Central | 8359 | 0.00020347
[11 empty] | c_DK2_Central | 8360 | 0.00020097
[11 empty] | c_DK2_Central | 8361 | 0.00018081
[11 empty] | c_DK2_Central | 8362 | 0.00017331
[11 empty] | c_DK2_Central | 8363 | 0.00016548
[11 empty] | c_DK2_Central | 8364 | 0.00016014
[11 empty] | c_DK2_Central | 8365 | 0.00015631
[11 empty] | c_DK2_Central | 8366 | 0.00014864
[11 empty] | c_DK2_Central | 8367 | 0.00014931
[11 empty] | c_DK2_Central | 8368 | 0.00014831
[11 empty] | c_DK2_Central | 8369 | 0.00015364
[11 empty] | c_DK2_Central | 8370 | 0.00016331
[11 empty] | c_DK2_Central | 8371 | 0.00016681
[11 empty] | c_DK2_Central | 8372 | 0.00016864
[11 empty] | c_DK2_Central | 8373 | 0.00016881
[11 empty] | c_DK2_Central | 8374 | 0.00015731
[11 empty] | c_DK2_Central | 8375 | 0.00012698
[11 empty] | c_DK2_Central | 8376 | 9.9485e-05
[11 empty] | c_DK2_Central | 8377 | 8.0821e-05
[11 empty] | c_DK2_Central | 8378 | 8.7487e-05
[11 empty] | c_DK2_Central | 8379 | 8.832e-05
[11 empty] | c_DK2_Central | 8380 | 9.6153e-05
[11 empty] | c_DK2_Central | 8381 | 0.00012432
[11 empty] | c_DK2_Central | 8382 | 0.00018514
[11 empty] | c_DK2_Central | 8383 | 0.00021497
[11 empty] | c_DK2_Central | 8384 | 0.00021197
[11 empty] | c_DK2_Central | 8385 | 0.00018981
[11 empty] | c_DK2_Central | 8386 | 0.00018131
[11 empty] | c_DK2_Central | 8387 | 0.00017197
[11 empty] | c_DK2_Central | 8388 | 0.00016448
[11 empty] | c_DK2_Central | 8389 | 0.00015998
[11 empty] | c_DK2_Central | 8390 | 0.00015064
[11 empty] | c_DK2_Central | 8391 | 0.00014964
[11 empty] | c_DK2_Central | 8392 | 0.00014814
[11 empty] | c_DK2_Central | 8393 | 0.00015381
[11 empty] | c_DK2_Central | 8394 | 0.00016198
[11 empty] | c_DK2_Central | 8395 | 0.00016498
[11 empty] | c_DK2_Central | 8396 | 0.00016831
[11 empty] | c_DK2_Central | 8397 | 0.00016798
[11 empty] | c_DK2_Central | 8398 | 0.00015298
[11 empty] | c_DK2_Central | 8399 | 0.00012348
[11 empty] | c_DK2_Central | 8400 | 9.3486e-05
[11 empty] | c_DK2_Central | 8401 | 7.4822e-05
[11 empty] | c_DK2_Central | 8402 | 8.1321e-05
[11 empty] | c_DK2_Central | 8403 | 8.1988e-05
[11 empty] | c_DK2_Central | 8404 | 8.9653e-05
[11 empty] | c_DK2_Central | 8405 | 0.00011915
[11 empty] | c_DK2_Central | 8406 | 0.00017814
[11 empty] | c_DK2_Central | 8407 | 0.00020864
[11 empty] | c_DK2_Central | 8408 | 0.0002058
[11 empty] | c_DK2_Central | 8409 | 0.00018597
[11 empty] | c_DK2_Central | 8410 | 0.00017531
[11 empty] | c_DK2_Central | 8411 | 0.00016514
[11 empty] | c_DK2_Central | 8412 | 0.00015814
[11 empty] | c_DK2_Central | 8413 | 0.00015348
[11 empty] | c_DK2_Central | 8414 | 0.00014365
[11 empty] | c_DK2_Central | 8415 | 0.00014231
[11 empty] | c_DK2_Central | 8416 | 0.00014031
[11 empty] | c_DK2_Central | 8417 | 0.00014481
[11 empty] | c_DK2_Central | 8418 | 0.00015364
[11 empty] | c_DK2_Central | 8419 | 0.00015598
[11 empty] | c_DK2_Central | 8420 | 0.00016031
[11 empty] | c_DK2_Central | 8421 | 0.00016048
[11 empty] | c_DK2_Central | 8422 | 0.00014565
[11 empty] | c_DK2_Central | 8423 | 0.00011615
[11 empty] | c_DK2_Central | 8424 | 8.6987e-05
[11 empty] | c_DK2_Central | 8425 | 7.4156e-05
[11 empty] | c_DK2_Central | 8426 | 8.0821e-05
[11 empty] | c_DK2_Central | 8427 | 8.1321e-05
[11 empty] | c_DK2_Central | 8428 | 8.8987e-05
[11 empty] | c_DK2_Central | 8429 | 0.00011832
[11 empty] | c_DK2_Central | 8430 | 0.00017697
[11 empty] | c_DK2_Central | 8431 | 0.0002073
[11 empty] | c_DK2_Central | 8432 | 0.00020447
[11 empty] | c_DK2_Central | 8433 | 0.00018481
[11 empty] | c_DK2_Central | 8434 | 0.00017431
[11 empty] | c_DK2_Central | 8435 | 0.00016414
[11 empty] | c_DK2_Central | 8436 | 0.00015698
[11 empty] | c_DK2_Central | 8437 | 0.00015248
[11 empty] | c_DK2_Central | 8438 | 0.00014281
[11 empty] | c_DK2_Central | 8439 | 0.00014131
[11 empty] | c_DK2_Central | 8440 | 0.00013948
[11 empty] | c_DK2_Central | 8441 | 0.00014381
[11 empty] | c_DK2_Central | 8442 | 0.00015281
[11 empty] | c_DK2_Central | 8443 | 0.00015514
[11 empty] | c_DK2_Central | 8444 | 0.00015914
[11 empty] | c_DK2_Central | 8445 | 0.00015948
[11 empty] | c_DK2_Central | 8446 | 0.00014481
[11 empty] | c_DK2_Central | 8447 | 0.00011565
[11 empty] | c_DK2_Central | 8448 | 8.6487e-05
[11 empty] | c_DK2_Central | 8449 | 7.4656e-05
[11 empty] | c_DK2_Central | 8450 | 8.1321e-05
[11 empty] | c_DK2_Central | 8451 | 8.1821e-05
[11 empty] | c_DK2_Central | 8452 | 8.982e-05
[11 empty] | c_DK2_Central | 8453 | 0.00011982
[11 empty] | c_DK2_Central | 8454 | 0.00017881
[11 empty] | c_DK2_Central | 8455 | 0.00020947
[11 empty] | c_DK2_Central | 8456 | 0.00020697
[11 empty] | c_DK2_Central | 8457 | 0.00018664
[11 empty] | c_DK2_Central | 8458 | 0.00017597
[11 empty] | c_DK2_Central | 8459 | 0.00016548
[11 empty] | c_DK2_Central | 8460 | 0.00015831
[11 empty] | c_DK2_Central | 8461 | 0.00015364
[11 empty] | c_DK2_Central | 8462 | 0.00014381
[11 empty] | c_DK2_Central | 8463 | 0.00014248
[11 empty] | c_DK2_Central | 8464 | 0.00014065
[11 empty] | c_DK2_Central | 8465 | 0.00014498
[11 empty] | c_DK2_Central | 8466 | 0.00015398
[11 empty] | c_DK2_Central | 8467 | 0.00015648
[11 empty] | c_DK2_Central | 8468 | 0.00016081
[11 empty] | c_DK2_Central | 8469 | 0.00016114
[11 empty] | c_DK2_Central | 8470 | 0.00014631
[11 empty] | c_DK2_Central | 8471 | 0.00011665
[11 empty] | c_DK2_Central | 8472 | 8.7154e-05
[11 empty] | c_DK2_Central | 8473 | 7.4156e-05
[11 empty] | c_DK2_Central | 8474 | 7.9988e-05
[11 empty] | c_DK2_Central | 8475 | 8.0155e-05
[11 empty] | c_DK2_Central | 8476 | 8.7154e-05
[11 empty] | c_DK2_Central | 8477 | 0.00011615
[11 empty] | c_DK2_Central | 8478 | 0.00017397
[11 empty] | c_DK2_Central | 8479 | 0.00020614
[11 empty] | c_DK2_Central | 8480 | 0.0002058
[11 empty] | c_DK2_Central | 8481 | 0.00018697
[11 empty] | c_DK2_Central | 8482 | 0.00017547
[11 empty] | c_DK2_Central | 8483 | 0.00016431
[11 empty] | c_DK2_Central | 8484 | 0.00015714
[11 empty] | c_DK2_Central | 8485 | 0.00015231
[11 empty] | c_DK2_Central | 8486 | 0.00014315
[11 empty] | c_DK2_Central | 8487 | 0.00014115
[11 empty] | c_DK2_Central | 8488 | 0.00013931
[11 empty] | c_DK2_Central | 8489 | 0.00014315
[11 empty] | c_DK2_Central | 8490 | 0.00015298
[11 empty] | c_DK2_Central | 8491 | 0.00015664
[11 empty] | c_DK2_Central | 8492 | 0.00016131
[11 empty] | c_DK2_Central | 8493 | 0.00016098
[11 empty] | c_DK2_Central | 8494 | 0.00014715
[11 empty] | c_DK2_Central | 8495 | 0.00011632
[11 empty] | c_DK2_Central | 8496 | 8.6654e-05
[11 empty] | c_DK2_Central | 8497 | 7.4489e-05
[11 empty] | c_DK2_Central | 8498 | 7.8155e-05
[11 empty] | c_DK2_Central | 8499 | 7.4822e-05
[11 empty] | c_DK2_Central | 8500 | 8.4821e-05
[11 empty] | c_DK2_Central | 8501 | 0.00011298
[11 empty] | c_DK2_Central | 8502 | 0.00016514
[11 empty] | c_DK2_Central | 8503 | 0.00020047
[11 empty] | c_DK2_Central | 8504 | 0.00019797
[11 empty] | c_DK2_Central | 8505 | 0.00017697
[11 empty] | c_DK2_Central | 8506 | 0.00016564
[11 empty] | c_DK2_Central | 8507 | 0.00015814
[11 empty] | c_DK2_Central | 8508 | 0.00014898
[11 empty] | c_DK2_Central | 8509 | 0.00014465
[11 empty] | c_DK2_Central | 8510 | 0.00013231
[11 empty] | c_DK2_Central | 8511 | 0.00013615
[11 empty] | c_DK2_Central | 8512 | 0.00013465
[11 empty] | c_DK2_Central | 8513 | 0.00013948
[11 empty] | c_DK2_Central | 8514 | 0.00014581
[11 empty] | c_DK2_Central | 8515 | 0.00015048
[11 empty] | c_DK2_Central | 8516 | 0.00015248
[11 empty] | c_DK2_Central | 8517 | 0.00015298
[11 empty] | c_DK2_Central | 8518 | 0.00014148
[11 empty] | c_DK2_Central | 8519 | 0.00011365
[11 empty] | c_DK2_Central | 8520 | 8.3488e-05
[11 empty] | c_DK2_Central | 8521 | 7.8488e-05
[11 empty] | c_DK2_Central | 8522 | 8.8487e-05
[11 empty] | c_DK2_Central | 8523 | 8.6487e-05
[11 empty] | c_DK2_Central | 8524 | 0.00010049
[11 empty] | c_DK2_Central | 8525 | 0.00013365
[11 empty] | c_DK2_Central | 8526 | 0.00018947
[11 empty] | c_DK2_Central | 8527 | 0.00019764
[11 empty] | c_DK2_Central | 8528 | 0.0001953
[11 empty] | c_DK2_Central | 8529 | 0.00017197
[11 empty] | c_DK2_Central | 8530 | 0.00016331
[11 empty] | c_DK2_Central | 8531 | 0.00015464
[11 empty] | c_DK2_Central | 8532 | 0.00014881
[11 empty] | c_DK2_Central | 8533 | 0.00014515
[11 empty] | c_DK2_Central | 8534 | 0.00013681
[11 empty] | c_DK2_Central | 8535 | 0.00013765
[11 empty] | c_DK2_Central | 8536 | 0.00013565
[11 empty] | c_DK2_Central | 8537 | 0.00014315
[11 empty] | c_DK2_Central | 8538 | 0.00015331
[11 empty] | c_DK2_Central | 8539 | 0.00015781
[11 empty] | c_DK2_Central | 8540 | 0.00016148
[11 empty] | c_DK2_Central | 8541 | 0.00016298
[11 empty] | c_DK2_Central | 8542 | 0.00015114
[11 empty] | c_DK2_Central | 8543 | 0.00012232
[11 empty] | c_DK2_Central | 8544 | 9.1986e-05
[11 empty] | c_DK2_Central | 8545 | 7.5489e-05
[11 empty] | c_DK2_Central | 8546 | 8.3154e-05
[11 empty] | c_DK2_Central | 8547 | 8.3488e-05
[11 empty] | c_DK2_Central | 8548 | 9.1653e-05
[11 empty] | c_DK2_Central | 8549 | 0.00012165
[11 empty] | c_DK2_Central | 8550 | 0.00018114
[11 empty] | c_DK2_Central | 8551 | 0.00021097
[11 empty] | c_DK2_Central | 8552 | 0.00020847
[11 empty] | c_DK2_Central | 8553 | 0.00018531
[11 empty] | c_DK2_Central | 8554 | 0.00017531
[11 empty] | c_DK2_Central | 8555 | 0.00016531
[11 empty] | c_DK2_Central | 8556 | 0.00015731
[11 empty] | c_DK2_Central | 8557 | 0.00015364
[11 empty] | c_DK2_Central | 8558 | 0.00014315
[11 empty] | c_DK2_Central | 8559 | 0.00014248
[11 empty] | c_DK2_Central | 8560 | 0.00014115
[11 empty] | c_DK2_Central | 8561 | 0.00014715
[11 empty] | c_DK2_Central | 8562 | 0.00015564
[11 empty] | c_DK2_Central | 8563 | 0.00015998
[11 empty] | c_DK2_Central | 8564 | 0.00016431
[11 empty] | c_DK2_Central | 8565 | 0.00016498
[11 empty] | c_DK2_Central | 8566 | 0.00014981
[11 empty] | c_DK2_Central | 8567 | 0.00011965
[11 empty] | c_DK2_Central | 8568 | 8.932e-05
[11 empty] | c_DK2_Central | 8569 | 7.5656e-05
[11 empty] | c_DK2_Central | 8570 | 8.2321e-05
[11 empty] | c_DK2_Central | 8571 | 8.2821e-05
[11 empty] | c_DK2_Central | 8572 | 9.0987e-05
[11 empty] | c_DK2_Central | 8573 | 0.00012165
[11 empty] | c_DK2_Central | 8574 | 0.00018114
[11 empty] | c_DK2_Central | 8575 | 0.00021247
[11 empty] | c_DK2_Central | 8576 | 0.0002098
[11 empty] | c_DK2_Central | 8577 | 0.00018947
[11 empty] | c_DK2_Central | 8578 | 0.00017814
[11 empty] | c_DK2_Central | 8579 | 0.00016748
[11 empty] | c_DK2_Central | 8580 | 0.00016014
[11 empty] | c_DK2_Central | 8581 | 0.00015548
[11 empty] | c_DK2_Central | 8582 | 0.00014548
[11 empty] | c_DK2_Central | 8583 | 0.00014415
[11 empty] | c_DK2_Central | 8584 | 0.00014248
[11 empty] | c_DK2_Central | 8585 | 0.00014698
[11 empty] | c_DK2_Central | 8586 | 0.00015631
[11 empty] | c_DK2_Central | 8587 | 0.00015864
[11 empty] | c_DK2_Central | 8588 | 0.00016314
[11 empty] | c_DK2_Central | 8589 | 0.00016331
[11 empty] | c_DK2_Central | 8590 | 0.00014848
[11 empty] | c_DK2_Central | 8591 | 0.00011798
[11 empty] | c_DK2_Central | 8592 | 8.8154e-05
[11 empty] | c_DK2_Central | 8593 | 7.8822e-05
[11 empty] | c_DK2_Central | 8594 | 8.5654e-05
[11 empty] | c_DK2_Central | 8595 | 8.6154e-05
[11 empty] | c_DK2_Central | 8596 | 9.4153e-05
[11 empty] | c_DK2_Central | 8597 | 0.00012398
[11 empty] | c_DK2_Central | 8598 | 0.00018414
[11 empty] | c_DK2_Central | 8599 | 0.0002158
[11 empty] | c_DK2_Central | 8600 | 0.0002128
[11 empty] | c_DK2_Central | 8601 | 0.00019297
[11 empty] | c_DK2_Central | 8602 | 0.00018247
[11 empty] | c_DK2_Central | 8603 | 0.00017197
[11 empty] | c_DK2_Central | 8604 | 0.00016464
[11 empty] | c_DK2_Central | 8605 | 0.00015998
[11 empty] | c_DK2_Central | 8606 | 0.00015014
[11 empty] | c_DK2_Central | 8607 | 0.00014864
[11 empty] | c_DK2_Central | 8608 | 0.00014715
[11 empty] | c_DK2_Central | 8609 | 0.00015164
[11 empty] | c_DK2_Central | 8610 | 0.00016048
[11 empty] | c_DK2_Central | 8611 | 0.00016264
[11 empty] | c_DK2_Central | 8612 | 0.00016664
[11 empty] | c_DK2_Central | 8613 | 0.00016648
[11 empty] | c_DK2_Central | 8614 | 0.00015131
[11 empty] | c_DK2_Central | 8615 | 0.00012115
[11 empty] | c_DK2_Central | 8616 | 9.1153e-05
[11 empty] | c_DK2_Central | 8617 | 8.7987e-05
[11 empty] | c_DK2_Central | 8618 | 9.4486e-05
[11 empty] | c_DK2_Central | 8619 | 9.5653e-05
[11 empty] | c_DK2_Central | 8620 | 0.00010265
[11 empty] | c_DK2_Central | 8621 | 0.00012948
[11 empty] | c_DK2_Central | 8622 | 0.00019264
[11 empty] | c_DK2_Central | 8623 | 0.00022363
[11 empty] | c_DK2_Central | 8624 | 0.00022047
[11 empty] | c_DK2_Central | 8625 | 0.00020064
[11 empty] | c_DK2_Central | 8626 | 0.0001933
[11 empty] | c_DK2_Central | 8627 | 0.00018381
[11 empty] | c_DK2_Central | 8628 | 0.00017681
[11 empty] | c_DK2_Central | 8629 | 0.00017131
[11 empty] | c_DK2_Central | 8630 | 0.00016231
[11 empty] | c_DK2_Central | 8631 | 0.00016081
[11 empty] | c_DK2_Central | 8632 | 0.00015898
[11 empty] | c_DK2_Central | 8633 | 0.00016381
[11 empty] | c_DK2_Central | 8634 | 0.00017097
[11 empty] | c_DK2_Central | 8635 | 0.00017214
[11 empty] | c_DK2_Central | 8636 | 0.00017431
[11 empty] | c_DK2_Central | 8637 | 0.00017364
[11 empty] | c_DK2_Central | 8638 | 0.00015831
[11 empty] | c_DK2_Central | 8639 | 0.00012865
[11 empty] | c_DK2_Central | 8640 | 9.8985e-05
[11 empty] | c_DK2_Central | 8641 | 9.6486e-05
[11 empty] | c_DK2_Central | 8642 | 0.00010215
[11 empty] | c_DK2_Central | 8643 | 0.00010382
[11 empty] | c_DK2_Central | 8644 | 0.00011032
[11 empty] | c_DK2_Central | 8645 | 0.00013698
[11 empty] | c_DK2_Central | 8646 | 0.0002033
[11 empty] | c_DK2_Central | 8647 | 0.00023747
[11 empty] | c_DK2_Central | 8648 | 0.0002363
[11 empty] | c_DK2_Central | 8649 | 0.00021663
[11 empty] | c_DK2_Central | 8650 | 0.0002088
[11 empty] | c_DK2_Central | 8651 | 0.0001983
[11 empty] | c_DK2_Central | 8652 | 0.00019031
[11 empty] | c_DK2_Central | 8653 | 0.00018447
[11 empty] | c_DK2_Central | 8654 | 0.00017581
[11 empty] | c_DK2_Central | 8655 | 0.00017364
[11 empty] | c_DK2_Central | 8656 | 0.00017197
[11 empty] | c_DK2_Central | 8657 | 0.00017697
[11 empty] | c_DK2_Central | 8658 | 0.00018514
[11 empty] | c_DK2_Central | 8659 | 0.00018681
[11 empty] | c_DK2_Central | 8660 | 0.00018947
[11 empty] | c_DK2_Central | 8661 | 0.00018764
[11 empty] | c_DK2_Central | 8662 | 0.00017181
[11 empty] | c_DK2_Central | 8663 | 0.00013915
[11 empty] | c_DK2_Central | 8664 | 0.00010715
[11 empty] | c_DK2_Central | 8665 | 0.00010632
[11 empty] | c_DK2_Central | 8666 | 0.00010832
[11 empty] | c_DK2_Central | 8667 | 0.00010782
[11 empty] | c_DK2_Central | 8668 | 0.00011698
[11 empty] | c_DK2_Central | 8669 | 0.00014398
[11 empty] | c_DK2_Central | 8670 | 0.0002068
[11 empty] | c_DK2_Central | 8671 | 0.00024763
[11 empty] | c_DK2_Central | 8672 | 0.00024196
[11 empty] | c_DK2_Central | 8673 | 0.0002218
[11 empty] | c_DK2_Central | 8674 | 0.0002123
[11 empty] | c_DK2_Central | 8675 | 0.00020547
[11 empty] | c_DK2_Central | 8676 | 0.00019564
[11 empty] | c_DK2_Central | 8677 | 0.00018931
[11 empty] | c_DK2_Central | 8678 | 0.00017897
[11 empty] | c_DK2_Central | 8679 | 0.00018297
[11 empty] | c_DK2_Central | 8680 | 0.00018014
[11 empty] | c_DK2_Central | 8681 | 0.00018631
[11 empty] | c_DK2_Central | 8682 | 0.00019231
[11 empty] | c_DK2_Central | 8683 | 0.0001943
[11 empty] | c_DK2_Central | 8684 | 0.00019447
[11 empty] | c_DK2_Central | 8685 | 0.00019181
[11 empty] | c_DK2_Central | 8686 | 0.00017897
[11 empty] | c_DK2_Central | 8687 | 0.00014615
[11 empty] | c_DK2_Central | 8688 | 0.00011365
[11 empty] | c_DK2_Central | 8689 | 9.8819e-05
[11 empty] | c_DK2_Central | 8690 | 0.00010532
[11 empty] | c_DK2_Central | 8691 | 0.00010632
[11 empty] | c_DK2_Central | 8692 | 0.00012065
[11 empty] | c_DK2_Central | 8693 | 0.00015364
[11 empty] | c_DK2_Central | 8694 | 0.00021447
[11 empty] | c_DK2_Central | 8695 | 0.00022447
[11 empty] | c_DK2_Central | 8696 | 0.00022097
[11 empty] | c_DK2_Central | 8697 | 0.0002013
[11 empty] | c_DK2_Central | 8698 | 0.0001933
[11 empty] | c_DK2_Central | 8699 | 0.00018514
[11 empty] | c_DK2_Central | 8700 | 0.00017947
[11 empty] | c_DK2_Central | 8701 | 0.00017497
[11 empty] | c_DK2_Central | 8702 | 0.00016748
[11 empty] | c_DK2_Central | 8703 | 0.00016831
[11 empty] | c_DK2_Central | 8704 | 0.00016764
[11 empty] | c_DK2_Central | 8705 | 0.00017281
[11 empty] | c_DK2_Central | 8706 | 0.00018331
[11 empty] | c_DK2_Central | 8707 | 0.00018681
[11 empty] | c_DK2_Central | 8708 | 0.00018797
[11 empty] | c_DK2_Central | 8709 | 0.00018731
[11 empty] | c_DK2_Central | 8710 | 0.00017464
[11 empty] | c_DK2_Central | 8711 | 0.00014115
[11 empty] | c_DK2_Central | 8712 | 0.00011232
[11 empty] | c_DK2_Central | 8713 | 8.3654e-05
[11 empty] | c_DK2_Central | 8714 | 8.9987e-05
[11 empty] | c_DK2_Central | 8715 | 9.1153e-05
[11 empty] | c_DK2_Central | 8716 | 9.8819e-05
[11 empty] | c_DK2_Central | 8717 | 0.00012615
[11 empty] | c_DK2_Central | 8718 | 0.00018797
[11 empty] | c_DK2_Central | 8719 | 0.00021813
[11 empty] | c_DK2_Central | 8720 | 0.0002148
[11 empty] | c_DK2_Central | 8721 | 0.00019297
[11 empty] | c_DK2_Central | 8722 | 0.00018497
[11 empty] | c_DK2_Central | 8723 | 0.00017597
[11 empty] | c_DK2_Central | 8724 | 0.00016848
[11 empty] | c_DK2_Central | 8725 | 0.00016381
[11 empty] | c_DK2_Central | 8726 | 0.00015464
[11 empty] | c_DK2_Central | 8727 | 0.00015364
[11 empty] | c_DK2_Central | 8728 | 0.00015214
[11 empty] | c_DK2_Central | 8729 | 0.00015748
[11 empty] | c_DK2_Central | 8730 | 0.00016598
[11 empty] | c_DK2_Central | 8731 | 0.00016814
[11 empty] | c_DK2_Central | 8732 | 0.00017114
[11 empty] | c_DK2_Central | 8733 | 0.00017047
[11 empty] | c_DK2_Central | 8734 | 0.00015564
[11 empty] | c_DK2_Central | 8735 | 0.00012598
[11 empty] | c_DK2_Central | 8736 | 9.5986e-05
[11 empty] | c_DK2_Central | 8737 | 7.8988e-05
[11 empty] | c_DK2_Central | 8738 | 8.5654e-05
[11 empty] | c_DK2_Central | 8739 | 8.6321e-05
[11 empty] | c_DK2_Central | 8740 | 9.382e-05
[11 empty] | c_DK2_Central | 8741 | 0.00012298
[11 empty] | c_DK2_Central | 8742 | 0.00018331
[11 empty] | c_DK2_Central | 8743 | 0.00021414
[11 empty] | c_DK2_Central | 8744 | 0.0002113
[11 empty] | c_DK2_Central | 8745 | 0.00019147
[11 empty] | c_DK2_Central | 8746 | 0.00018164
[11 empty] | c_DK2_Central | 8747 | 0.00017131
[11 empty] | c_DK2_Central | 8748 | 0.00016431
[11 empty] | c_DK2_Central | 8749 | 0.00015931
[11 empty] | c_DK2_Central | 8750 | 0.00014981
[11 empty] | c_DK2_Central | 8751 | 0.00014831
[11 empty] | c_DK2_Central | 8752 | 0.00014648
[11 empty] | c_DK2_Central | 8753 | 0.00015114
[11 empty] | c_DK2_Central | 8754 | 0.00015948
[11 empty] | c_DK2_Central | 8755 | 0.00016164
[11 empty] | c_DK2_Central | 8756 | 0.00016514
[11 empty] | c_DK2_Central | 8757 | 0.00016531
[11 empty] | c_DK2_Central | 8758 | 0.00015031
[11 empty] | c_DK2_Central | 8759 | 0.00012048
[11 empty] | c_DK2_Central | 8760 | 9.0987e-05
[11 empty] | c_DK2_LargeDecentral | 1 | 8.782e-05
[11 empty] | c_DK2_LargeDecentral | 2 | 7.9155e-05
[11 empty] | c_DK2_LargeDecentral | 3 | 7.9488e-05
[11 empty] | c_DK2_LargeDecentral | 4 | 8.732e-05
[11 empty] | c_DK2_LargeDecentral | 5 | 0.00011698
[11 empty] | c_DK2_LargeDecentral | 6 | 0.00017497
[11 empty] | c_DK2_LargeDecentral | 7 | 0.0002053
[11 empty] | c_DK2_LargeDecentral | 8 | 0.0002028
[11 empty] | c_DK2_LargeDecentral | 9 | 0.00018297
[11 empty] | c_DK2_LargeDecentral | 10 | 0.00017214
[11 empty] | c_DK2_LargeDecentral | 11 | 0.00016181
[11 empty] | c_DK2_LargeDecentral | 12 | 0.00015464
[11 empty] | c_DK2_LargeDecentral | 13 | 0.00015014
[11 empty] | c_DK2_LargeDecentral | 14 | 0.00014031
[11 empty] | c_DK2_LargeDecentral | 15 | 0.00013898
[11 empty] | c_DK2_LargeDecentral | 16 | 0.00013715
[11 empty] | c_DK2_LargeDecentral | 17 | 0.00014131
[11 empty] | c_DK2_LargeDecentral | 18 | 0.00015031
[11 empty] | c_DK2_LargeDecentral | 19 | 0.00015298
[11 empty] | c_DK2_LargeDecentral | 20 | 0.00015731
[11 empty] | c_DK2_LargeDecentral | 21 | 0.00015764
[11 empty] | c_DK2_LargeDecentral | 22 | 0.00014315
[11 empty] | c_DK2_LargeDecentral | 23 | 0.00011398
[11 empty] | c_DK2_LargeDecentral | 24 | 8.4987e-05
[11 empty] | c_DK2_LargeDecentral | 25 | 8.5487e-05
[11 empty] | c_DK2_LargeDecentral | 26 | 9.182e-05
[11 empty] | c_DK2_LargeDecentral | 27 | 9.2986e-05
[11 empty] | c_DK2_LargeDecentral | 28 | 9.9985e-05
[11 empty] | c_DK2_LargeDecentral | 29 | 0.00012715
[11 empty] | c_DK2_LargeDecentral | 30 | 0.00018897
[11 empty] | c_DK2_LargeDecentral | 31 | 0.00021997
[11 empty] | c_DK2_LargeDecentral | 32 | 0.00021663
[11 empty] | c_DK2_LargeDecentral | 33 | 0.00019714
[11 empty] | c_DK2_LargeDecentral | 34 | 0.00018914
[11 empty] | c_DK2_LargeDecentral | 35 | 0.00017981
[11 empty] | c_DK2_LargeDecentral | 36 | 0.00017264
[11 empty] | c_DK2_LargeDecentral | 37 | 0.00016781
[11 empty] | c_DK2_LargeDecentral | 38 | 0.00015848
[11 empty] | c_DK2_LargeDecentral | 39 | 0.00015698
[11 empty] | c_DK2_LargeDecentral | 40 | 0.00015514
[11 empty] | c_DK2_LargeDecentral | 41 | 0.00015981
[11 empty] | c_DK2_LargeDecentral | 42 | 0.00016748
[11 empty] | c_DK2_LargeDecentral | 43 | 0.00016864
[11 empty] | c_DK2_LargeDecentral | 44 | 0.00017097
[11 empty] | c_DK2_LargeDecentral | 45 | 0.00017047
[11 empty] | c_DK2_LargeDecentral | 46 | 0.00015531
[11 empty] | c_DK2_LargeDecentral | 47 | 0.00012598
[11 empty] | c_DK2_LargeDecentral | 48 | 9.6652e-05
[11 empty] | c_DK2_LargeDecentral | 49 | 9.5486e-05
[11 empty] | c_DK2_LargeDecentral | 50 | 0.00010215
[11 empty] | c_DK2_LargeDecentral | 51 | 0.00010382
[11 empty] | c_DK2_LargeDecentral | 52 | 0.00011098
[11 empty] | c_DK2_LargeDecentral | 53 | 0.00013881
[11 empty] | c_DK2_LargeDecentral | 54 | 0.00020547
[11 empty] | c_DK2_LargeDecentral | 55 | 0.00023813
[11 empty] | c_DK2_LargeDecentral | 56 | 0.0002348
[11 empty] | c_DK2_LargeDecentral | 57 | 0.00021447
[11 empty] | c_DK2_LargeDecentral | 58 | 0.00020697
[11 empty] | c_DK2_LargeDecentral | 59 | 0.00019697
[11 empty] | c_DK2_LargeDecentral | 60 | 0.00018931
[11 empty] | c_DK2_LargeDecentral | 61 | 0.00018381
[11 empty] | c_DK2_LargeDecentral | 62 | 0.00017447
[11 empty] | c_DK2_LargeDecentral | 63 | 0.00017297
[11 empty] | c_DK2_LargeDecentral | 64 | 0.00017131
[11 empty] | c_DK2_LargeDecentral | 65 | 0.00017664
[11 empty] | c_DK2_LargeDecentral | 66 | 0.00018397
[11 empty] | c_DK2_LargeDecentral | 67 | 0.00018514
[11 empty] | c_DK2_LargeDecentral | 68 | 0.00018697
[11 empty] | c_DK2_LargeDecentral | 69 | 0.00018581
[11 empty] | c_DK2_LargeDecentral | 70 | 0.00016948
[11 empty] | c_DK2_LargeDecentral | 71 | 0.00013781
[11 empty] | c_DK2_LargeDecentral | 72 | 0.00010682
[11 empty] | c_DK2_LargeDecentral | 73 | 8.8487e-05
[11 empty] | c_DK2_LargeDecentral | 74 | 9.3986e-05
[11 empty] | c_DK2_LargeDecentral | 75 | 9.5486e-05
[11 empty] | c_DK2_LargeDecentral | 76 | 0.00010132
[11 empty] | c_DK2_LargeDecentral | 77 | 0.00012715
[11 empty] | c_DK2_LargeDecentral | 78 | 0.00018997
[11 empty] | c_DK2_LargeDecentral | 79 | 0.0002223
[11 empty] | c_DK2_LargeDecentral | 80 | 0.00022113
[11 empty] | c_DK2_LargeDecentral | 81 | 0.00020214
[11 empty] | c_DK2_LargeDecentral | 82 | 0.0001943
[11 empty] | c_DK2_LargeDecentral | 83 | 0.00018414
[11 empty] | c_DK2_LargeDecentral | 84 | 0.00017697
[11 empty] | c_DK2_LargeDecentral | 85 | 0.00017164
[11 empty] | c_DK2_LargeDecentral | 86 | 0.00016281
[11 empty] | c_DK2_LargeDecentral | 87 | 0.00016064
[11 empty] | c_DK2_LargeDecentral | 88 | 0.00015881
[11 empty] | c_DK2_LargeDecentral | 89 | 0.00016364
[11 empty] | c_DK2_LargeDecentral | 90 | 0.00017164
[11 empty] | c_DK2_LargeDecentral | 91 | 0.00017347
[11 empty] | c_DK2_LargeDecentral | 92 | 0.00017647
[11 empty] | c_DK2_LargeDecentral | 93 | 0.00017481
[11 empty] | c_DK2_LargeDecentral | 94 | 0.00016014
[11 empty] | c_DK2_LargeDecentral | 95 | 0.00012931
[11 empty] | c_DK2_LargeDecentral | 96 | 9.9152e-05
[11 empty] | c_DK2_LargeDecentral | 97 | 8.832e-05
[11 empty] | c_DK2_LargeDecentral | 98 | 9.0487e-05
[11 empty] | c_DK2_LargeDecentral | 99 | 8.932e-05
[11 empty] | c_DK2_LargeDecentral | 100 | 9.7819e-05
[11 empty] | c_DK2_LargeDecentral | 101 | 0.00012315
[11 empty] | c_DK2_LargeDecentral | 102 | 0.00017931
[11 empty] | c_DK2_LargeDecentral | 103 | 0.00021647
[11 empty] | c_DK2_LargeDecentral | 104 | 0.0002118
[11 empty] | c_DK2_LargeDecentral | 105 | 0.00019197
[11 empty] | c_DK2_LargeDecentral | 106 | 0.00018297
[11 empty] | c_DK2_LargeDecentral | 107 | 0.00017664
[11 empty] | c_DK2_LargeDecentral | 108 | 0.00016764
[11 empty] | c_DK2_LargeDecentral | 109 | 0.00016231
[11 empty] | c_DK2_LargeDecentral | 110 | 0.00015198
[11 empty] | c_DK2_LargeDecentral | 111 | 0.00015581
[11 empty] | c_DK2_LargeDecentral | 112 | 0.00015348
[11 empty] | c_DK2_LargeDecentral | 113 | 0.00015864
[11 empty] | c_DK2_LargeDecentral | 114 | 0.00016448
[11 empty] | c_DK2_LargeDecentral | 115 | 0.00016698
[11 empty] | c_DK2_LargeDecentral | 116 | 0.00016748
[11 empty] | c_DK2_LargeDecentral | 117 | 0.00016581
[11 empty] | c_DK2_LargeDecentral | 118 | 0.00015481
[11 empty] | c_DK2_LargeDecentral | 119 | 0.00012548
[11 empty] | c_DK2_LargeDecentral | 120 | 9.5653e-05
[11 empty] | c_DK2_LargeDecentral | 121 | 9.2486e-05
[11 empty] | c_DK2_LargeDecentral | 122 | 9.9152e-05
[11 empty] | c_DK2_LargeDecentral | 123 | 9.9985e-05
[11 empty] | c_DK2_LargeDecentral | 124 | 0.00011365
[11 empty] | c_DK2_LargeDecentral | 125 | 0.00014581
[11 empty] | c_DK2_LargeDecentral | 126 | 0.0002038
[11 empty] | c_DK2_LargeDecentral | 127 | 0.00021314
[11 empty] | c_DK2_LargeDecentral | 128 | 0.0002103
[11 empty] | c_DK2_LargeDecentral | 129 | 0.00019064
[11 empty] | c_DK2_LargeDecentral | 130 | 0.00018297
[11 empty] | c_DK2_LargeDecentral | 131 | 0.00017481
[11 empty] | c_DK2_LargeDecentral | 132 | 0.00016931
[11 empty] | c_DK2_LargeDecentral | 133 | 0.00016531
[11 empty] | c_DK2_LargeDecentral | 134 | 0.00015764
[11 empty] | c_DK2_LargeDecentral | 135 | 0.00015864
[11 empty] | c_DK2_LargeDecentral | 136 | 0.00015764
[11 empty] | c_DK2_LargeDecentral | 137 | 0.00016298
[11 empty] | c_DK2_LargeDecentral | 138 | 0.00017297
[11 empty] | c_DK2_LargeDecentral | 139 | 0.00017631
[11 empty] | c_DK2_LargeDecentral | 140 | 0.00017797
[11 empty] | c_DK2_LargeDecentral | 141 | 0.00017731
[11 empty] | c_DK2_LargeDecentral | 142 | 0.00016548
[11 empty] | c_DK2_LargeDecentral | 143 | 0.00013381
[11 empty] | c_DK2_LargeDecentral | 144 | 0.00010582
[11 empty] | c_DK2_LargeDecentral | 145 | 8.5987e-05
[11 empty] | c_DK2_LargeDecentral | 146 | 9.232e-05
[11 empty] | c_DK2_LargeDecentral | 147 | 9.3653e-05
[11 empty] | c_DK2_LargeDecentral | 148 | 0.00010115
[11 empty] | c_DK2_LargeDecentral | 149 | 0.00012815
[11 empty] | c_DK2_LargeDecentral | 150 | 0.00019097
[11 empty] | c_DK2_LargeDecentral | 151 | 0.00022113
[11 empty] | c_DK2_LargeDecentral | 152 | 0.00021747
[11 empty] | c_DK2_LargeDecentral | 153 | 0.00019614
[11 empty] | c_DK2_LargeDecentral | 154 | 0.00018831
[11 empty] | c_DK2_LargeDecentral | 155 | 0.00017947
[11 empty] | c_DK2_LargeDecentral | 156 | 0.00017197
[11 empty] | c_DK2_LargeDecentral | 157 | 0.00016698
[11 empty] | c_DK2_LargeDecentral | 158 | 0.00015814
[11 empty] | c_DK2_LargeDecentral | 159 | 0.00015731
[11 empty] | c_DK2_LargeDecentral | 160 | 0.00015564
[11 empty] | c_DK2_LargeDecentral | 161 | 0.00016081
[11 empty] | c_DK2_LargeDecentral | 162 | 0.00016914
[11 empty] | c_DK2_LargeDecentral | 163 | 0.00017131
[11 empty] | c_DK2_LargeDecentral | 164 | 0.00017397
[11 empty] | c_DK2_LargeDecentral | 165 | 0.00017297
[11 empty] | c_DK2_LargeDecentral | 166 | 0.00015781
[11 empty] | c_DK2_LargeDecentral | 167 | 0.00012815
[11 empty] | c_DK2_LargeDecentral | 168 | 9.7986e-05
[11 empty] | c_DK2_LargeDecentral | 169 | 8.6821e-05
[11 empty] | c_DK2_LargeDecentral | 170 | 9.2986e-05
[11 empty] | c_DK2_LargeDecentral | 171 | 9.4319e-05
[11 empty] | c_DK2_LargeDecentral | 172 | 0.00010132
[11 empty] | c_DK2_LargeDecentral | 173 | 0.00012831
[11 empty] | c_DK2_LargeDecentral | 174 | 0.00019097
[11 empty] | c_DK2_LargeDecentral | 175 | 0.00022197
[11 empty] | c_DK2_LargeDecentral | 176 | 0.0002188
[11 empty] | c_DK2_LargeDecentral | 177 | 0.00019897
[11 empty] | c_DK2_LargeDecentral | 178 | 0.00019147
[11 empty] | c_DK2_LargeDecentral | 179 | 0.00018197
[11 empty] | c_DK2_LargeDecentral | 180 | 0.00017497
[11 empty] | c_DK2_LargeDecentral | 181 | 0.00016964
[11 empty] | c_DK2_LargeDecentral | 182 | 0.00016048
[11 empty] | c_DK2_LargeDecentral | 183 | 0.00015914
[11 empty] | c_DK2_LargeDecentral | 184 | 0.00015714
[11 empty] | c_DK2_LargeDecentral | 185 | 0.00016181
[11 empty] | c_DK2_LargeDecentral | 186 | 0.00016931
[11 empty] | c_DK2_LargeDecentral | 187 | 0.00017064
[11 empty] | c_DK2_LargeDecentral | 188 | 0.00017264
[11 empty] | c_DK2_LargeDecentral | 189 | 0.00017231
[11 empty] | c_DK2_LargeDecentral | 190 | 0.00015681
[11 empty] | c_DK2_LargeDecentral | 191 | 0.00012731
[11 empty] | c_DK2_LargeDecentral | 192 | 9.7986e-05
[11 empty] | c_DK2_LargeDecentral | 193 | 9.3653e-05
[11 empty] | c_DK2_LargeDecentral | 194 | 9.9985e-05
[11 empty] | c_DK2_LargeDecentral | 195 | 0.00010165
[11 empty] | c_DK2_LargeDecentral | 196 | 0.00010898
[11 empty] | c_DK2_LargeDecentral | 197 | 0.00013631
[11 empty] | c_DK2_LargeDecentral | 198 | 0.0002018
[11 empty] | c_DK2_LargeDecentral | 199 | 0.00023413
[11 empty] | c_DK2_LargeDecentral | 200 | 0.0002308
[11 empty] | c_DK2_LargeDecentral | 201 | 0.0002108
[11 empty] | c_DK2_LargeDecentral | 202 | 0.0002033
[11 empty] | c_DK2_LargeDecentral | 203 | 0.00019364
[11 empty] | c_DK2_LargeDecentral | 204 | 0.00018597
[11 empty] | c_DK2_LargeDecentral | 205 | 0.00018081
[11 empty] | c_DK2_LargeDecentral | 206 | 0.00017131
[11 empty] | c_DK2_LargeDecentral | 207 | 0.00016997
[11 empty] | c_DK2_LargeDecentral | 208 | 0.00016831
[11 empty] | c_DK2_LargeDecentral | 209 | 0.00017347
[11 empty] | c_DK2_LargeDecentral | 210 | 0.00018081
[11 empty] | c_DK2_LargeDecentral | 211 | 0.00018181
[11 empty] | c_DK2_LargeDecentral | 212 | 0.00018364
[11 empty] | c_DK2_LargeDecentral | 213 | 0.00018264
[11 empty] | c_DK2_LargeDecentral | 214 | 0.00016631
[11 empty] | c_DK2_LargeDecentral | 215 | 0.00013565
[11 empty] | c_DK2_LargeDecentral | 216 | 0.00010482
[11 empty] | c_DK2_LargeDecentral | 217 | 9.9152e-05
[11 empty] | c_DK2_LargeDecentral | 218 | 0.00010582
[11 empty] | c_DK2_LargeDecentral | 219 | 0.00010748
[11 empty] | c_DK2_LargeDecentral | 220 | 0.00011532
[11 empty] | c_DK2_LargeDecentral | 221 | 0.00014365
[11 empty] | c_DK2_LargeDecentral | 222 | 0.00021164
[11 empty] | c_DK2_LargeDecentral | 223 | 0.00024546
[11 empty] | c_DK2_LargeDecentral | 224 | 0.0002418
[11 empty] | c_DK2_LargeDecentral | 225 | 0.00022147
[11 empty] | c_DK2_LargeDecentral | 226 | 0.0002138
[11 empty] | c_DK2_LargeDecentral | 227 | 0.00020364
[11 empty] | c_DK2_LargeDecentral | 228 | 0.00019547
[11 empty] | c_DK2_LargeDecentral | 229 | 0.00018981
[11 empty] | c_DK2_LargeDecentral | 230 | 0.00018031
[11 empty] | c_DK2_LargeDecentral | 231 | 0.00017914
[11 empty] | c_DK2_LargeDecentral | 232 | 0.00017747
[11 empty] | c_DK2_LargeDecentral | 233 | 0.00018281
[11 empty] | c_DK2_LargeDecentral | 234 | 0.00019031
[11 empty] | c_DK2_LargeDecentral | 235 | 0.00019131
[11 empty] | c_DK2_LargeDecentral | 236 | 0.00019297
[11 empty] | c_DK2_LargeDecentral | 237 | 0.00019181
[11 empty] | c_DK2_LargeDecentral | 238 | 0.00017497
[11 empty] | c_DK2_LargeDecentral | 239 | 0.00014231
[11 empty] | c_DK2_LargeDecentral | 240 | 0.00011065
[11 empty] | c_DK2_LargeDecentral | 241 | 9.0653e-05
[11 empty] | c_DK2_LargeDecentral | 242 | 9.6319e-05
[11 empty] | c_DK2_LargeDecentral | 243 | 9.7652e-05
[11 empty] | c_DK2_LargeDecentral | 244 | 0.00010382
[11 empty] | c_DK2_LargeDecentral | 245 | 0.00012981
[11 empty] | c_DK2_LargeDecentral | 246 | 0.00019364
[11 empty] | c_DK2_LargeDecentral | 247 | 0.00022647
[11 empty] | c_DK2_LargeDecentral | 248 | 0.00022547
[11 empty] | c_DK2_LargeDecentral | 249 | 0.0002063
[11 empty] | c_DK2_LargeDecentral | 250 | 0.0001983
[11 empty] | c_DK2_LargeDecentral | 251 | 0.00018831
[11 empty] | c_DK2_LargeDecentral | 252 | 0.00018081
[11 empty] | c_DK2_LargeDecentral | 253 | 0.00017531
[11 empty] | c_DK2_LargeDecentral | 254 | 0.00016648
[11 empty] | c_DK2_LargeDecentral | 255 | 0.00016414
[11 empty] | c_DK2_LargeDecentral | 256 | 0.00016248
[11 empty] | c_DK2_LargeDecentral | 257 | 0.00016731
[11 empty] | c_DK2_LargeDecentral | 258 | 0.00017531
[11 empty] | c_DK2_LargeDecentral | 259 | 0.00017731
[11 empty] | c_DK2_LargeDecentral | 260 | 0.00017997
[11 empty] | c_DK2_LargeDecentral | 261 | 0.00017847
[11 empty] | c_DK2_LargeDecentral | 262 | 0.00016331
[11 empty] | c_DK2_LargeDecentral | 263 | 0.00013215
[11 empty] | c_DK2_LargeDecentral | 264 | 0.00010132
[11 empty] | c_DK2_LargeDecentral | 265 | 8.982e-05
[11 empty] | c_DK2_LargeDecentral | 266 | 9.182e-05
[11 empty] | c_DK2_LargeDecentral | 267 | 9.082e-05
[11 empty] | c_DK2_LargeDecentral | 268 | 9.9319e-05
[11 empty] | c_DK2_LargeDecentral | 269 | 0.00012481
[11 empty] | c_DK2_LargeDecentral | 270 | 0.00018147
[11 empty] | c_DK2_LargeDecentral | 271 | 0.00021897
[11 empty] | c_DK2_LargeDecentral | 272 | 0.0002143
[11 empty] | c_DK2_LargeDecentral | 273 | 0.00019447
[11 empty] | c_DK2_LargeDecentral | 274 | 0.00018531
[11 empty] | c_DK2_LargeDecentral | 275 | 0.00017931
[11 empty] | c_DK2_LargeDecentral | 276 | 0.00016997
[11 empty] | c_DK2_LargeDecentral | 277 | 0.00016431
[11 empty] | c_DK2_LargeDecentral | 278 | 0.00015431
[11 empty] | c_DK2_LargeDecentral | 279 | 0.00015831
[11 empty] | c_DK2_LargeDecentral | 280 | 0.00015581
[11 empty] | c_DK2_LargeDecentral | 281 | 0.00016098
[11 empty] | c_DK2_LargeDecentral | 282 | 0.00016681
[11 empty] | c_DK2_LargeDecentral | 283 | 0.00016948
[11 empty] | c_DK2_LargeDecentral | 284 | 0.00016964
[11 empty] | c_DK2_LargeDecentral | 285 | 0.00016798
[11 empty] | c_DK2_LargeDecentral | 286 | 0.00015698
[11 empty] | c_DK2_LargeDecentral | 287 | 0.00012698
[11 empty] | c_DK2_LargeDecentral | 288 | 9.7152e-05
[11 empty] | c_DK2_LargeDecentral | 289 | 8.3654e-05
[11 empty] | c_DK2_LargeDecentral | 290 | 9.1487e-05
[11 empty] | c_DK2_LargeDecentral | 291 | 9.1153e-05
[11 empty] | c_DK2_LargeDecentral | 292 | 0.00010482
[11 empty] | c_DK2_LargeDecentral | 293 | 0.00013631
[11 empty] | c_DK2_LargeDecentral | 294 | 0.00019214
[11 empty] | c_DK2_LargeDecentral | 295 | 0.00020064
[11 empty] | c_DK2_LargeDecentral | 296 | 0.0001983
[11 empty] | c_DK2_LargeDecentral | 297 | 0.00017714
[11 empty] | c_DK2_LargeDecentral | 298 | 0.00016914
[11 empty] | c_DK2_LargeDecentral | 299 | 0.00016131
[11 empty] | c_DK2_LargeDecentral | 300 | 0.00015598
[11 empty] | c_DK2_LargeDecentral | 301 | 0.00015198
[11 empty] | c_DK2_LargeDecentral | 302 | 0.00014415
[11 empty] | c_DK2_LargeDecentral | 303 | 0.00014498
[11 empty] | c_DK2_LargeDecentral | 304 | 0.00014348
[11 empty] | c_DK2_LargeDecentral | 305 | 0.00014948
[11 empty] | c_DK2_LargeDecentral | 306 | 0.00015931
[11 empty] | c_DK2_LargeDecentral | 307 | 0.00016314
[11 empty] | c_DK2_LargeDecentral | 308 | 0.00016564
[11 empty] | c_DK2_LargeDecentral | 309 | 0.00016598
[11 empty] | c_DK2_LargeDecentral | 310 | 0.00015448
[11 empty] | c_DK2_LargeDecentral | 311 | 0.00012481
[11 empty] | c_DK2_LargeDecentral | 312 | 9.6652e-05
[11 empty] | c_DK2_LargeDecentral | 313 | 9.1986e-05
[11 empty] | c_DK2_LargeDecentral | 314 | 9.7986e-05
[11 empty] | c_DK2_LargeDecentral | 315 | 9.9485e-05
[11 empty] | c_DK2_LargeDecentral | 316 | 0.00010715
[11 empty] | c_DK2_LargeDecentral | 317 | 0.00013381
[11 empty] | c_DK2_LargeDecentral | 318 | 0.0001988
[11 empty] | c_DK2_LargeDecentral | 319 | 0.0002298
[11 empty] | c_DK2_LargeDecentral | 320 | 0.0002258
[11 empty] | c_DK2_LargeDecentral | 321 | 0.00020464
[11 empty] | c_DK2_LargeDecentral | 322 | 0.00019764
[11 empty] | c_DK2_LargeDecentral | 323 | 0.00018847
[11 empty] | c_DK2_LargeDecentral | 324 | 0.00018131
[11 empty] | c_DK2_LargeDecentral | 325 | 0.00017581
[11 empty] | c_DK2_LargeDecentral | 326 | 0.00016714
[11 empty] | c_DK2_LargeDecentral | 327 | 0.00016631
[11 empty] | c_DK2_LargeDecentral | 328 | 0.00016481
[11 empty] | c_DK2_LargeDecentral | 329 | 0.00016997
[11 empty] | c_DK2_LargeDecentral | 330 | 0.00017831
[11 empty] | c_DK2_LargeDecentral | 331 | 0.00017981
[11 empty] | c_DK2_LargeDecentral | 332 | 0.00018164
[11 empty] | c_DK2_LargeDecentral | 333 | 0.00018014
[11 empty] | c_DK2_LargeDecentral | 334 | 0.00016481
[11 empty] | c_DK2_LargeDecentral | 335 | 0.00013431
[11 empty] | c_DK2_LargeDecentral | 336 | 0.00010382
[11 empty] | c_DK2_LargeDecentral | 337 | 8.8487e-05
[11 empty] | c_DK2_LargeDecentral | 338 | 9.4819e-05
[11 empty] | c_DK2_LargeDecentral | 339 | 9.5986e-05
[11 empty] | c_DK2_LargeDecentral | 340 | 0.00010315
[11 empty] | c_DK2_LargeDecentral | 341 | 0.00012998
[11 empty] | c_DK2_LargeDecentral | 342 | 0.00019364
[11 empty] | c_DK2_LargeDecentral | 343 | 0.00022463
[11 empty] | c_DK2_LargeDecentral | 344 | 0.00022147
[11 empty] | c_DK2_LargeDecentral | 345 | 0.00020164
[11 empty] | c_DK2_LargeDecentral | 346 | 0.0001943
[11 empty] | c_DK2_LargeDecentral | 347 | 0.00018464
[11 empty] | c_DK2_LargeDecentral | 348 | 0.00017747
[11 empty] | c_DK2_LargeDecentral | 349 | 0.00017231
[11 empty] | c_DK2_LargeDecentral | 350 | 0.00016298
[11 empty] | c_DK2_LargeDecentral | 351 | 0.00016181
[11 empty] | c_DK2_LargeDecentral | 352 | 0.00015964
[11 empty] | c_DK2_LargeDecentral | 353 | 0.00016464
[11 empty] | c_DK2_LargeDecentral | 354 | 0.00017197
[11 empty] | c_DK2_LargeDecentral | 355 | 0.00017297
[11 empty] | c_DK2_LargeDecentral | 356 | 0.00017497
[11 empty] | c_DK2_LargeDecentral | 357 | 0.00017447
[11 empty] | c_DK2_LargeDecentral | 358 | 0.00015898
[11 empty] | c_DK2_LargeDecentral | 359 | 0.00012931
[11 empty] | c_DK2_LargeDecentral | 360 | 9.9485e-05
[11 empty] | c_DK2_LargeDecentral | 361 | 7.9155e-05
[11 empty] | c_DK2_LargeDecentral | 362 | 8.5821e-05
[11 empty] | c_DK2_LargeDecentral | 363 | 8.6487e-05
[11 empty] | c_DK2_LargeDecentral | 364 | 9.4319e-05
[11 empty] | c_DK2_LargeDecentral | 365 | 0.00012348
[11 empty] | c_DK2_LargeDecentral | 366 | 0.00018381
[11 empty] | c_DK2_LargeDecentral | 367 | 0.0002148
[11 empty] | c_DK2_LargeDecentral | 368 | 0.00021197
[11 empty] | c_DK2_LargeDecentral | 369 | 0.00019214
[11 empty] | c_DK2_LargeDecentral | 370 | 0.00018197
[11 empty] | c_DK2_LargeDecentral | 371 | 0.00017181
[11 empty] | c_DK2_LargeDecentral | 372 | 0.00016448
[11 empty] | c_DK2_LargeDecentral | 373 | 0.00015998
[11 empty] | c_DK2_LargeDecentral | 374 | 0.00015031
[11 empty] | c_DK2_LargeDecentral | 375 | 0.00014881
[11 empty] | c_DK2_LargeDecentral | 376 | 0.00014698
[11 empty] | c_DK2_LargeDecentral | 377 | 0.00015164
[11 empty] | c_DK2_LargeDecentral | 378 | 0.00016031
[11 empty] | c_DK2_LargeDecentral | 379 | 0.00016248
[11 empty] | c_DK2_LargeDecentral | 380 | 0.00016598
[11 empty] | c_DK2_LargeDecentral | 381 | 0.00016564
[11 empty] | c_DK2_LargeDecentral | 382 | 0.00015098
[11 empty] | c_DK2_LargeDecentral | 383 | 0.00012098
[11 empty] | c_DK2_LargeDecentral | 384 | 9.132e-05
[11 empty] | c_DK2_LargeDecentral | 385 | 9.132e-05
[11 empty] | c_DK2_LargeDecentral | 386 | 9.7652e-05
[11 empty] | c_DK2_LargeDecentral | 387 | 9.9152e-05
[11 empty] | c_DK2_LargeDecentral | 388 | 0.00010632
[11 empty] | c_DK2_LargeDecentral | 389 | 0.00013315
[11 empty] | c_DK2_LargeDecentral | 390 | 0.00019764
[11 empty] | c_DK2_LargeDecentral | 391 | 0.00022913
[11 empty] | c_DK2_LargeDecentral | 392 | 0.0002258
[11 empty] | c_DK2_LargeDecentral | 393 | 0.00020597
[11 empty] | c_DK2_LargeDecentral | 394 | 0.0001988
[11 empty] | c_DK2_LargeDecentral | 395 | 0.00018931
[11 empty] | c_DK2_LargeDecentral | 396 | 0.00018181
[11 empty] | c_DK2_LargeDecentral | 397 | 0.00017664
[11 empty] | c_DK2_LargeDecentral | 398 | 0.00016731
[11 empty] | c_DK2_LargeDecentral | 399 | 0.00016598
[11 empty] | c_DK2_LargeDecentral | 400 | 0.00016414
[11 empty] | c_DK2_LargeDecentral | 401 | 0.00016914
[11 empty] | c_DK2_LargeDecentral | 402 | 0.00017631
[11 empty] | c_DK2_LargeDecentral | 403 | 0.00017731
[11 empty] | c_DK2_LargeDecentral | 404 | 0.00017914
[11 empty] | c_DK2_LargeDecentral | 405 | 0.00017847
[11 empty] | c_DK2_LargeDecentral | 406 | 0.00016264
[11 empty] | c_DK2_LargeDecentral | 407 | 0.00013231
[11 empty] | c_DK2_LargeDecentral | 408 | 0.00010232
[11 empty] | c_DK2_LargeDecentral | 409 | 0.00010049
[11 empty] | c_DK2_LargeDecentral | 410 | 0.00010632
[11 empty] | c_DK2_LargeDecentral | 411 | 0.00010815
[11 empty] | c_DK2_LargeDecentral | 412 | 0.00011482
[11 empty] | c_DK2_LargeDecentral | 413 | 0.00014231
[11 empty] | c_DK2_LargeDecentral | 414 | 0.00021047
[11 empty] | c_DK2_LargeDecentral | 415 | 0.0002463
[11 empty] | c_DK2_LargeDecentral | 416 | 0.00024463
[11 empty] | c_DK2_LargeDecentral | 417 | 0.00022497
[11 empty] | c_DK2_LargeDecentral | 418 | 0.00021647
[11 empty] | c_DK2_LargeDecentral | 419 | 0.0002058
[11 empty] | c_DK2_LargeDecentral | 420 | 0.00019764
[11 empty] | c_DK2_LargeDecentral | 421 | 0.00019164
[11 empty] | c_DK2_LargeDecentral | 422 | 0.00018281
[11 empty] | c_DK2_LargeDecentral | 423 | 0.00018047
[11 empty] | c_DK2_LargeDecentral | 424 | 0.00017881
[11 empty] | c_DK2_LargeDecentral | 425 | 0.00018431
[11 empty] | c_DK2_LargeDecentral | 426 | 0.0001928
[11 empty] | c_DK2_LargeDecentral | 427 | 0.00019414
[11 empty] | c_DK2_LargeDecentral | 428 | 0.00019714
[11 empty] | c_DK2_LargeDecentral | 429 | 0.0001948
[11 empty] | c_DK2_LargeDecentral | 430 | 0.00017831
[11 empty] | c_DK2_LargeDecentral | 431 | 0.00014448
[11 empty] | c_DK2_LargeDecentral | 432 | 0.00011165
[11 empty] | c_DK2_LargeDecentral | 433 | 0.00010865
[11 empty] | c_DK2_LargeDecentral | 434 | 0.00011065
[11 empty] | c_DK2_LargeDecentral | 435 | 0.00010998
[11 empty] | c_DK2_LargeDecentral | 436 | 0.00011898
[11 empty] | c_DK2_LargeDecentral | 437 | 0.00014581
[11 empty] | c_DK2_LargeDecentral | 438 | 0.0002083
[11 empty] | c_DK2_LargeDecentral | 439 | 0.00024896
[11 empty] | c_DK2_LargeDecentral | 440 | 0.0002433
[11 empty] | c_DK2_LargeDecentral | 441 | 0.0002233
[11 empty] | c_DK2_LargeDecentral | 442 | 0.00021447
[11 empty] | c_DK2_LargeDecentral | 443 | 0.00020747
[11 empty] | c_DK2_LargeDecentral | 444 | 0.00019747
[11 empty] | c_DK2_LargeDecentral | 445 | 0.00019164
[11 empty] | c_DK2_LargeDecentral | 446 | 0.00018097
[11 empty] | c_DK2_LargeDecentral | 447 | 0.00018531
[11 empty] | c_DK2_LargeDecentral | 448 | 0.00018197
[11 empty] | c_DK2_LargeDecentral | 449 | 0.00018797
[11 empty] | c_DK2_LargeDecentral | 450 | 0.00019364
[11 empty] | c_DK2_LargeDecentral | 451 | 0.00019564
[11 empty] | c_DK2_LargeDecentral | 452 | 0.00019564
[11 empty] | c_DK2_LargeDecentral | 453 | 0.0001928
[11 empty] | c_DK2_LargeDecentral | 454 | 0.00017981
[11 empty] | c_DK2_LargeDecentral | 455 | 0.00014764
[11 empty] | c_DK2_LargeDecentral | 456 | 0.00011565
[11 empty] | c_DK2_LargeDecentral | 457 | 0.00011282
[11 empty] | c_DK2_LargeDecentral | 458 | 0.00011898
[11 empty] | c_DK2_LargeDecentral | 459 | 0.00012065
[11 empty] | c_DK2_LargeDecentral | 460 | 0.00013465
[11 empty] | c_DK2_LargeDecentral | 461 | 0.00016614
[11 empty] | c_DK2_LargeDecentral | 462 | 0.00023013
[11 empty] | c_DK2_LargeDecentral | 463 | 0.00024196
[11 empty] | c_DK2_LargeDecentral | 464 | 0.00023763
[11 empty] | c_DK2_LargeDecentral | 465 | 0.0002193
[11 empty] | c_DK2_LargeDecentral | 466 | 0.00021114
[11 empty] | c_DK2_LargeDecentral | 467 | 0.0002028
[11 empty] | c_DK2_LargeDecentral | 468 | 0.0001973
[11 empty] | c_DK2_LargeDecentral | 469 | 0.00019231
[11 empty] | c_DK2_LargeDecentral | 470 | 0.00018397
[11 empty] | c_DK2_LargeDecentral | 471 | 0.00018414
[11 empty] | c_DK2_LargeDecentral | 472 | 0.00018364
[11 empty] | c_DK2_LargeDecentral | 473 | 0.00018981
[11 empty] | c_DK2_LargeDecentral | 474 | 0.00019947
[11 empty] | c_DK2_LargeDecentral | 475 | 0.0002018
[11 empty] | c_DK2_LargeDecentral | 476 | 0.0002028
[11 empty] | c_DK2_LargeDecentral | 477 | 0.0002008
[11 empty] | c_DK2_LargeDecentral | 478 | 0.00018781
[11 empty] | c_DK2_LargeDecentral | 479 | 0.00015481
[11 empty] | c_DK2_LargeDecentral | 480 | 0.00012398
[11 empty] | c_DK2_LargeDecentral | 481 | 0.00010698
[11 empty] | c_DK2_LargeDecentral | 482 | 0.00011315
[11 empty] | c_DK2_LargeDecentral | 483 | 0.00011515
[11 empty] | c_DK2_LargeDecentral | 484 | 0.00012365
[11 empty] | c_DK2_LargeDecentral | 485 | 0.00015198
[11 empty] | c_DK2_LargeDecentral | 486 | 0.00022197
[11 empty] | c_DK2_LargeDecentral | 487 | 0.0002563
[11 empty] | c_DK2_LargeDecentral | 488 | 0.0002518
[11 empty] | c_DK2_LargeDecentral | 489 | 0.0002308
[11 empty] | c_DK2_LargeDecentral | 490 | 0.00022313
[11 empty] | c_DK2_LargeDecentral | 491 | 0.00021297
[11 empty] | c_DK2_LargeDecentral | 492 | 0.0002048
[11 empty] | c_DK2_LargeDecentral | 493 | 0.00019897
[11 empty] | c_DK2_LargeDecentral | 494 | 0.00018947
[11 empty] | c_DK2_LargeDecentral | 495 | 0.00018847
[11 empty] | c_DK2_LargeDecentral | 496 | 0.00018681
[11 empty] | c_DK2_LargeDecentral | 497 | 0.00019264
[11 empty] | c_DK2_LargeDecentral | 498 | 0.00020147
[11 empty] | c_DK2_LargeDecentral | 499 | 0.00020314
[11 empty] | c_DK2_LargeDecentral | 500 | 0.00020464
[11 empty] | c_DK2_LargeDecentral | 501 | 0.0002018
[11 empty] | c_DK2_LargeDecentral | 502 | 0.00018481
[11 empty] | c_DK2_LargeDecentral | 503 | 0.00015198
[11 empty] | c_DK2_LargeDecentral | 504 | 0.00011898
[11 empty] | c_DK2_LargeDecentral | 505 | 0.00010815
[11 empty] | c_DK2_LargeDecentral | 506 | 0.00011482
[11 empty] | c_DK2_LargeDecentral | 507 | 0.00011665
[11 empty] | c_DK2_LargeDecentral | 508 | 0.00012465
[11 empty] | c_DK2_LargeDecentral | 509 | 0.00015314
[11 empty] | c_DK2_LargeDecentral | 510 | 0.0002233
[11 empty] | c_DK2_LargeDecentral | 511 | 0.00025863
[11 empty] | c_DK2_LargeDecentral | 512 | 0.0002543
[11 empty] | c_DK2_LargeDecentral | 513 | 0.00023547
[11 empty] | c_DK2_LargeDecentral | 514 | 0.00022713
[11 empty] | c_DK2_LargeDecentral | 515 | 0.0002163
[11 empty] | c_DK2_LargeDecentral | 516 | 0.00020814
[11 empty] | c_DK2_LargeDecentral | 517 | 0.00020214
[11 empty] | c_DK2_LargeDecentral | 518 | 0.00019214
[11 empty] | c_DK2_LargeDecentral | 519 | 0.00019081
[11 empty] | c_DK2_LargeDecentral | 520 | 0.00018914
[11 empty] | c_DK2_LargeDecentral | 521 | 0.00019447
[11 empty] | c_DK2_LargeDecentral | 522 | 0.00020214
[11 empty] | c_DK2_LargeDecentral | 523 | 0.0002028
[11 empty] | c_DK2_LargeDecentral | 524 | 0.0002043
[11 empty] | c_DK2_LargeDecentral | 525 | 0.00020247
[11 empty] | c_DK2_LargeDecentral | 526 | 0.00018447
[11 empty] | c_DK2_LargeDecentral | 527 | 0.00015181
[11 empty] | c_DK2_LargeDecentral | 528 | 0.00011898
[11 empty] | c_DK2_LargeDecentral | 529 | 0.00011648
[11 empty] | c_DK2_LargeDecentral | 530 | 0.00012232
[11 empty] | c_DK2_LargeDecentral | 531 | 0.00012415
[11 empty] | c_DK2_LargeDecentral | 532 | 0.00013265
[11 empty] | c_DK2_LargeDecentral | 533 | 0.00016014
[11 empty] | c_DK2_LargeDecentral | 534 | 0.00023063
[11 empty] | c_DK2_LargeDecentral | 535 | 0.00026696
[11 empty] | c_DK2_LargeDecentral | 536 | 0.00026196
[11 empty] | c_DK2_LargeDecentral | 537 | 0.0002458
[11 empty] | c_DK2_LargeDecentral | 538 | 0.0002363
[11 empty] | c_DK2_LargeDecentral | 539 | 0.00022563
[11 empty] | c_DK2_LargeDecentral | 540 | 0.00021747
[11 empty] | c_DK2_LargeDecentral | 541 | 0.00021164
[11 empty] | c_DK2_LargeDecentral | 542 | 0.00020047
[11 empty] | c_DK2_LargeDecentral | 543 | 0.0001993
[11 empty] | c_DK2_LargeDecentral | 544 | 0.00019747
[11 empty] | c_DK2_LargeDecentral | 545 | 0.0002023
[11 empty] | c_DK2_LargeDecentral | 546 | 0.0002103
[11 empty] | c_DK2_LargeDecentral | 547 | 0.00021064
[11 empty] | c_DK2_LargeDecentral | 548 | 0.00021197
[11 empty] | c_DK2_LargeDecentral | 549 | 0.00020864
[11 empty] | c_DK2_LargeDecentral | 550 | 0.00018997
[11 empty] | c_DK2_LargeDecentral | 551 | 0.00015898
[11 empty] | c_DK2_LargeDecentral | 552 | 0.00012631
[11 empty] | c_DK2_LargeDecentral | 553 | 0.00012332
[11 empty] | c_DK2_LargeDecentral | 554 | 0.00012931
[11 empty] | c_DK2_LargeDecentral | 555 | 0.00013148
[11 empty] | c_DK2_LargeDecentral | 556 | 0.00013998
[11 empty] | c_DK2_LargeDecentral | 557 | 0.00016781
[11 empty] | c_DK2_LargeDecentral | 558 | 0.00023963
[11 empty] | c_DK2_LargeDecentral | 559 | 0.00027729
[11 empty] | c_DK2_LargeDecentral | 560 | 0.00027163
[11 empty] | c_DK2_LargeDecentral | 561 | 0.00025646
[11 empty] | c_DK2_LargeDecentral | 562 | 0.00024663
[11 empty] | c_DK2_LargeDecentral | 563 | 0.00023547
[11 empty] | c_DK2_LargeDecentral | 564 | 0.00022747
[11 empty] | c_DK2_LargeDecentral | 565 | 0.00022113
[11 empty] | c_DK2_LargeDecentral | 566 | 0.0002093
[11 empty] | c_DK2_LargeDecentral | 567 | 0.00020847
[11 empty] | c_DK2_LargeDecentral | 568 | 0.00020647
[11 empty] | c_DK2_LargeDecentral | 569 | 0.0002113
[11 empty] | c_DK2_LargeDecentral | 570 | 0.0002193
[11 empty] | c_DK2_LargeDecentral | 571 | 0.0002193
[11 empty] | c_DK2_LargeDecentral | 572 | 0.00022063
[11 empty] | c_DK2_LargeDecentral | 573 | 0.00021663
[11 empty] | c_DK2_LargeDecentral | 574 | 0.0001973
[11 empty] | c_DK2_LargeDecentral | 575 | 0.00016598
[11 empty] | c_DK2_LargeDecentral | 576 | 0.00013315
[11 empty] | c_DK2_LargeDecentral | 577 | 0.00012615
[11 empty] | c_DK2_LargeDecentral | 578 | 0.00013065
[11 empty] | c_DK2_LargeDecentral | 579 | 0.00013281
[11 empty] | c_DK2_LargeDecentral | 580 | 0.00014065
[11 empty] | c_DK2_LargeDecentral | 581 | 0.00016764
[11 empty] | c_DK2_LargeDecentral | 582 | 0.0002398
[11 empty] | c_DK2_LargeDecentral | 583 | 0.00027996
[11 empty] | c_DK2_LargeDecentral | 584 | 0.00027546
[11 empty] | c_DK2_LargeDecentral | 585 | 0.00026163
[11 empty] | c_DK2_LargeDecentral | 586 | 0.0002518
[11 empty] | c_DK2_LargeDecentral | 587 | 0.00023963
[11 empty] | c_DK2_LargeDecentral | 588 | 0.00023147
[11 empty] | c_DK2_LargeDecentral | 589 | 0.00022547
[11 empty] | c_DK2_LargeDecentral | 590 | 0.0002138
[11 empty] | c_DK2_LargeDecentral | 591 | 0.00021214
[11 empty] | c_DK2_LargeDecentral | 592 | 0.0002103
[11 empty] | c_DK2_LargeDecentral | 593 | 0.00021547
[11 empty] | c_DK2_LargeDecentral | 594 | 0.00022297
[11 empty] | c_DK2_LargeDecentral | 595 | 0.0002248
[11 empty] | c_DK2_LargeDecentral | 596 | 0.0002258
[11 empty] | c_DK2_LargeDecentral | 597 | 0.00022113
[11 empty] | c_DK2_LargeDecentral | 598 | 0.00020164
[11 empty] | c_DK2_LargeDecentral | 599 | 0.00016931
[11 empty] | c_DK2_LargeDecentral | 600 | 0.00013581
[11 empty] | c_DK2_LargeDecentral | 601 | 0.00012065
[11 empty] | c_DK2_LargeDecentral | 602 | 0.00012332
[11 empty] | c_DK2_LargeDecentral | 603 | 0.00012182
[11 empty] | c_DK2_LargeDecentral | 604 | 0.00013081
[11 empty] | c_DK2_LargeDecentral | 605 | 0.00015781
[11 empty] | c_DK2_LargeDecentral | 606 | 0.00022213
[11 empty] | c_DK2_LargeDecentral | 607 | 0.00026363
[11 empty] | c_DK2_LargeDecentral | 608 | 0.00025763
[11 empty] | c_DK2_LargeDecentral | 609 | 0.00023813
[11 empty] | c_DK2_LargeDecentral | 610 | 0.00022997
[11 empty] | c_DK2_LargeDecentral | 611 | 0.0002228
[11 empty] | c_DK2_LargeDecentral | 612 | 0.00021264
[11 empty] | c_DK2_LargeDecentral | 613 | 0.0002073
[11 empty] | c_DK2_LargeDecentral | 614 | 0.0001963
[11 empty] | c_DK2_LargeDecentral | 615 | 0.00020064
[11 empty] | c_DK2_LargeDecentral | 616 | 0.0001958
[11 empty] | c_DK2_LargeDecentral | 617 | 0.00020214
[11 empty] | c_DK2_LargeDecentral | 618 | 0.00020697
[11 empty] | c_DK2_LargeDecentral | 619 | 0.00020847
[11 empty] | c_DK2_LargeDecentral | 620 | 0.0002083
[11 empty] | c_DK2_LargeDecentral | 621 | 0.0002053
[11 empty] | c_DK2_LargeDecentral | 622 | 0.00019031
[11 empty] | c_DK2_LargeDecentral | 623 | 0.00015948
[11 empty] | c_DK2_LargeDecentral | 624 | 0.00012665
[11 empty] | c_DK2_LargeDecentral | 625 | 0.00010698
[11 empty] | c_DK2_LargeDecentral | 626 | 0.00011348
[11 empty] | c_DK2_LargeDecentral | 627 | 0.00011482
[11 empty] | c_DK2_LargeDecentral | 628 | 0.00012948
[11 empty] | c_DK2_LargeDecentral | 629 | 0.00016348
[11 empty] | c_DK2_LargeDecentral | 630 | 0.00022697
[11 empty] | c_DK2_LargeDecentral | 631 | 0.00023796
[11 empty] | c_DK2_LargeDecentral | 632 | 0.00023397
[11 empty] | c_DK2_LargeDecentral | 633 | 0.00021447
[11 empty] | c_DK2_LargeDecentral | 634 | 0.00020614
[11 empty] | c_DK2_LargeDecentral | 635 | 0.00019764
[11 empty] | c_DK2_LargeDecentral | 636 | 0.00019164
[11 empty] | c_DK2_LargeDecentral | 637 | 0.00018681
[11 empty] | c_DK2_LargeDecentral | 638 | 0.00017914
[11 empty] | c_DK2_LargeDecentral | 639 | 0.00017997
[11 empty] | c_DK2_LargeDecentral | 640 | 0.00017947
[11 empty] | c_DK2_LargeDecentral | 641 | 0.00018514
[11 empty] | c_DK2_LargeDecentral | 642 | 0.00019564
[11 empty] | c_DK2_LargeDecentral | 643 | 0.00019897
[11 empty] | c_DK2_LargeDecentral | 644 | 0.00019997
[11 empty] | c_DK2_LargeDecentral | 645 | 0.0001988
[11 empty] | c_DK2_LargeDecentral | 646 | 0.00018547
[11 empty] | c_DK2_LargeDecentral | 647 | 0.00015048
[11 empty] | c_DK2_LargeDecentral | 648 | 0.00012048
[11 empty] | c_DK2_LargeDecentral | 649 | 0.00010315
[11 empty] | c_DK2_LargeDecentral | 650 | 0.00010948
[11 empty] | c_DK2_LargeDecentral | 651 | 0.00011132
[11 empty] | c_DK2_LargeDecentral | 652 | 0.00011982
[11 empty] | c_DK2_LargeDecentral | 653 | 0.00014814
[11 empty] | c_DK2_LargeDecentral | 654 | 0.0002183
[11 empty] | c_DK2_LargeDecentral | 655 | 0.00025213
[11 empty] | c_DK2_LargeDecentral | 656 | 0.00024763
[11 empty] | c_DK2_LargeDecentral | 657 | 0.00022613
[11 empty] | c_DK2_LargeDecentral | 658 | 0.00021813
[11 empty] | c_DK2_LargeDecentral | 659 | 0.00020864
[11 empty] | c_DK2_LargeDecentral | 660 | 0.00020014
[11 empty] | c_DK2_LargeDecentral | 661 | 0.0001943
[11 empty] | c_DK2_LargeDecentral | 662 | 0.00018547
[11 empty] | c_DK2_LargeDecentral | 663 | 0.00018464
[11 empty] | c_DK2_LargeDecentral | 664 | 0.00018297
[11 empty] | c_DK2_LargeDecentral | 665 | 0.00018881
[11 empty] | c_DK2_LargeDecentral | 666 | 0.00019764
[11 empty] | c_DK2_LargeDecentral | 667 | 0.0001993
[11 empty] | c_DK2_LargeDecentral | 668 | 0.00020097
[11 empty] | c_DK2_LargeDecentral | 669 | 0.00019864
[11 empty] | c_DK2_LargeDecentral | 670 | 0.00018181
[11 empty] | c_DK2_LargeDecentral | 671 | 0.00014848
[11 empty] | c_DK2_LargeDecentral | 672 | 0.00011548
[11 empty] | c_DK2_LargeDecentral | 673 | 0.00010565
[11 empty] | c_DK2_LargeDecentral | 674 | 0.00011248
[11 empty] | c_DK2_LargeDecentral | 675 | 0.00011415
[11 empty] | c_DK2_LargeDecentral | 676 | 0.00012215
[11 empty] | c_DK2_LargeDecentral | 677 | 0.00015081
[11 empty] | c_DK2_LargeDecentral | 678 | 0.00022063
[11 empty] | c_DK2_LargeDecentral | 679 | 0.00025596
[11 empty] | c_DK2_LargeDecentral | 680 | 0.0002518
[11 empty] | c_DK2_LargeDecentral | 681 | 0.00023197
[11 empty] | c_DK2_LargeDecentral | 682 | 0.00022397
[11 empty] | c_DK2_LargeDecentral | 683 | 0.0002133
[11 empty] | c_DK2_LargeDecentral | 684 | 0.00020514
[11 empty] | c_DK2_LargeDecentral | 685 | 0.0001993
[11 empty] | c_DK2_LargeDecentral | 686 | 0.00018931
[11 empty] | c_DK2_LargeDecentral | 687 | 0.00018797
[11 empty] | c_DK2_LargeDecentral | 688 | 0.00018647
[11 empty] | c_DK2_LargeDecentral | 689 | 0.00019197
[11 empty] | c_DK2_LargeDecentral | 690 | 0.00019964
[11 empty] | c_DK2_LargeDecentral | 691 | 0.0002003
[11 empty] | c_DK2_LargeDecentral | 692 | 0.00020197
[11 empty] | c_DK2_LargeDecentral | 693 | 0.0002003
[11 empty] | c_DK2_LargeDecentral | 694 | 0.00018247
[11 empty] | c_DK2_LargeDecentral | 695 | 0.00014931
[11 empty] | c_DK2_LargeDecentral | 696 | 0.00011698
[11 empty] | c_DK2_LargeDecentral | 697 | 0.00010482
[11 empty] | c_DK2_LargeDecentral | 698 | 0.00011148
[11 empty] | c_DK2_LargeDecentral | 699 | 0.00011332
[11 empty] | c_DK2_LargeDecentral | 700 | 0.00012132
[11 empty] | c_DK2_LargeDecentral | 701 | 0.00015031
[11 empty] | c_DK2_LargeDecentral | 702 | 0.00022013
[11 empty] | c_DK2_LargeDecentral | 703 | 0.0002553
[11 empty] | c_DK2_LargeDecentral | 704 | 0.0002513
[11 empty] | c_DK2_LargeDecentral | 705 | 0.00023163
[11 empty] | c_DK2_LargeDecentral | 706 | 0.0002233
[11 empty] | c_DK2_LargeDecentral | 707 | 0.00021297
[11 empty] | c_DK2_LargeDecentral | 708 | 0.0002043
[11 empty] | c_DK2_LargeDecentral | 709 | 0.00019864
[11 empty] | c_DK2_LargeDecentral | 710 | 0.00018897
[11 empty] | c_DK2_LargeDecentral | 711 | 0.00018764
[11 empty] | c_DK2_LargeDecentral | 712 | 0.00018597
[11 empty] | c_DK2_LargeDecentral | 713 | 0.00019164
[11 empty] | c_DK2_LargeDecentral | 714 | 0.0001993
[11 empty] | c_DK2_LargeDecentral | 715 | 0.00020014
[11 empty] | c_DK2_LargeDecentral | 716 | 0.0002018
[11 empty] | c_DK2_LargeDecentral | 717 | 0.0002003
[11 empty] | c_DK2_LargeDecentral | 718 | 0.00018247
[11 empty] | c_DK2_LargeDecentral | 719 | 0.00014914
[11 empty] | c_DK2_LargeDecentral | 720 | 0.00011632
[11 empty] | c_DK2_LargeDecentral | 721 | 0.00010515
[11 empty] | c_DK2_LargeDecentral | 722 | 0.00011215
[11 empty] | c_DK2_LargeDecentral | 723 | 0.00011398
[11 empty] | c_DK2_LargeDecentral | 724 | 0.00012215
[11 empty] | c_DK2_LargeDecentral | 725 | 0.00015131
[11 empty] | c_DK2_LargeDecentral | 726 | 0.0002218
[11 empty] | c_DK2_LargeDecentral | 727 | 0.0002573
[11 empty] | c_DK2_LargeDecentral | 728 | 0.00025346
[11 empty] | c_DK2_LargeDecentral | 729 | 0.00023297
[11 empty] | c_DK2_LargeDecentral | 730 | 0.0002248
[11 empty] | c_DK2_LargeDecentral | 731 | 0.0002143
[11 empty] | c_DK2_LargeDecentral | 732 | 0.0002058
[11 empty] | c_DK2_LargeDecentral | 733 | 0.0001998
[11 empty] | c_DK2_LargeDecentral | 734 | 0.00019031
[11 empty] | c_DK2_LargeDecentral | 735 | 0.00018881
[11 empty] | c_DK2_LargeDecentral | 736 | 0.00018747
[11 empty] | c_DK2_LargeDecentral | 737 | 0.00019314
[11 empty] | c_DK2_LargeDecentral | 738 | 0.00020064
[11 empty] | c_DK2_LargeDecentral | 739 | 0.00020164
[11 empty] | c_DK2_LargeDecentral | 740 | 0.0002033
[11 empty] | c_DK2_LargeDecentral | 741 | 0.0002018
[11 empty] | c_DK2_LargeDecentral | 742 | 0.00018397
[11 empty] | c_DK2_LargeDecentral | 743 | 0.00014998
[11 empty] | c_DK2_LargeDecentral | 744 | 0.00011698
[11 empty] | c_DK2_LargeDecentral | 745 | 0.00010432
[11 empty] | c_DK2_LargeDecentral | 746 | 0.00011032
[11 empty] | c_DK2_LargeDecentral | 747 | 0.00011248
[11 empty] | c_DK2_LargeDecentral | 748 | 0.00011915
[11 empty] | c_DK2_LargeDecentral | 749 | 0.00014715
[11 empty] | c_DK2_LargeDecentral | 750 | 0.00021713
[11 empty] | c_DK2_LargeDecentral | 751 | 0.0002538
[11 empty] | c_DK2_LargeDecentral | 752 | 0.00025213
[11 empty] | c_DK2_LargeDecentral | 753 | 0.0002323
[11 empty] | c_DK2_LargeDecentral | 754 | 0.00022347
[11 empty] | c_DK2_LargeDecentral | 755 | 0.00021264
[11 empty] | c_DK2_LargeDecentral | 756 | 0.00020414
[11 empty] | c_DK2_LargeDecentral | 757 | 0.0001978
[11 empty] | c_DK2_LargeDecentral | 758 | 0.00018881
[11 empty] | c_DK2_LargeDecentral | 759 | 0.00018664
[11 empty] | c_DK2_LargeDecentral | 760 | 0.00018514
[11 empty] | c_DK2_LargeDecentral | 761 | 0.00019081
[11 empty] | c_DK2_LargeDecentral | 762 | 0.0001993
[11 empty] | c_DK2_LargeDecentral | 763 | 0.0002008
[11 empty] | c_DK2_LargeDecentral | 764 | 0.00020347
[11 empty] | c_DK2_LargeDecentral | 765 | 0.00020114
[11 empty] | c_DK2_LargeDecentral | 766 | 0.00018397
[11 empty] | c_DK2_LargeDecentral | 767 | 0.00014948
[11 empty] | c_DK2_LargeDecentral | 768 | 0.00011565
[11 empty] | c_DK2_LargeDecentral | 769 | 0.00010482
[11 empty] | c_DK2_LargeDecentral | 770 | 0.00010682
[11 empty] | c_DK2_LargeDecentral | 771 | 0.00010648
[11 empty] | c_DK2_LargeDecentral | 772 | 0.00011598
[11 empty] | c_DK2_LargeDecentral | 773 | 0.00014315
[11 empty] | c_DK2_LargeDecentral | 774 | 0.00020664
[11 empty] | c_DK2_LargeDecentral | 775 | 0.00024796
[11 empty] | c_DK2_LargeDecentral | 776 | 0.00024213
[11 empty] | c_DK2_LargeDecentral | 777 | 0.00022163
[11 empty] | c_DK2_LargeDecentral | 778 | 0.0002118
[11 empty] | c_DK2_LargeDecentral | 779 | 0.0002048
[11 empty] | c_DK2_LargeDecentral | 780 | 0.00019497
[11 empty] | c_DK2_LargeDecentral | 781 | 0.00018831
[11 empty] | c_DK2_LargeDecentral | 782 | 0.00017797
[11 empty] | c_DK2_LargeDecentral | 783 | 0.00018197
[11 empty] | c_DK2_LargeDecentral | 784 | 0.00017964
[11 empty] | c_DK2_LargeDecentral | 785 | 0.00018597
[11 empty] | c_DK2_LargeDecentral | 786 | 0.00019231
[11 empty] | c_DK2_LargeDecentral | 787 | 0.0001948
[11 empty] | c_DK2_LargeDecentral | 788 | 0.00019464
[11 empty] | c_DK2_LargeDecentral | 789 | 0.00019197
[11 empty] | c_DK2_LargeDecentral | 790 | 0.00017947
[11 empty] | c_DK2_LargeDecentral | 791 | 0.00014565
[11 empty] | c_DK2_LargeDecentral | 792 | 0.00011265
[11 empty] | c_DK2_LargeDecentral | 793 | 0.00010532
[11 empty] | c_DK2_LargeDecentral | 794 | 0.00011182
[11 empty] | c_DK2_LargeDecentral | 795 | 0.00011282
[11 empty] | c_DK2_LargeDecentral | 796 | 0.00012781
[11 empty] | c_DK2_LargeDecentral | 797 | 0.00016248
[11 empty] | c_DK2_LargeDecentral | 798 | 0.00022613
[11 empty] | c_DK2_LargeDecentral | 799 | 0.00023647
[11 empty] | c_DK2_LargeDecentral | 800 | 0.00023263
[11 empty] | c_DK2_LargeDecentral | 801 | 0.00021264
[11 empty] | c_DK2_LargeDecentral | 802 | 0.00020447
[11 empty] | c_DK2_LargeDecentral | 803 | 0.0001958
[11 empty] | c_DK2_LargeDecentral | 804 | 0.00018981
[11 empty] | c_DK2_LargeDecentral | 805 | 0.00018497
[11 empty] | c_DK2_LargeDecentral | 806 | 0.00017731
[11 empty] | c_DK2_LargeDecentral | 807 | 0.00017847
[11 empty] | c_DK2_LargeDecentral | 808 | 0.00017781
[11 empty] | c_DK2_LargeDecentral | 809 | 0.00018331
[11 empty] | c_DK2_LargeDecentral | 810 | 0.00019447
[11 empty] | c_DK2_LargeDecentral | 811 | 0.00019814
[11 empty] | c_DK2_LargeDecentral | 812 | 0.00019914
[11 empty] | c_DK2_LargeDecentral | 813 | 0.00019797
[11 empty] | c_DK2_LargeDecentral | 814 | 0.00018447
[11 empty] | c_DK2_LargeDecentral | 815 | 0.00014914
[11 empty] | c_DK2_LargeDecentral | 816 | 0.00011932
[11 empty] | c_DK2_LargeDecentral | 817 | 0.00010332
[11 empty] | c_DK2_LargeDecentral | 818 | 0.00010982
[11 empty] | c_DK2_LargeDecentral | 819 | 0.00011165
[11 empty] | c_DK2_LargeDecentral | 820 | 0.00012032
[11 empty] | c_DK2_LargeDecentral | 821 | 0.00014881
[11 empty] | c_DK2_LargeDecentral | 822 | 0.00021913
[11 empty] | c_DK2_LargeDecentral | 823 | 0.0002533
[11 empty] | c_DK2_LargeDecentral | 824 | 0.00024863
[11 empty] | c_DK2_LargeDecentral | 825 | 0.00022697
[11 empty] | c_DK2_LargeDecentral | 826 | 0.00021913
[11 empty] | c_DK2_LargeDecentral | 827 | 0.0002093
[11 empty] | c_DK2_LargeDecentral | 828 | 0.00020097
[11 empty] | c_DK2_LargeDecentral | 829 | 0.00019497
[11 empty] | c_DK2_LargeDecentral | 830 | 0.00018631
[11 empty] | c_DK2_LargeDecentral | 831 | 0.00018547
[11 empty] | c_DK2_LargeDecentral | 832 | 0.00018414
[11 empty] | c_DK2_LargeDecentral | 833 | 0.00018981
[11 empty] | c_DK2_LargeDecentral | 834 | 0.0001988
[11 empty] | c_DK2_LargeDecentral | 835 | 0.00020047
[11 empty] | c_DK2_LargeDecentral | 836 | 0.00020214
[11 empty] | c_DK2_LargeDecentral | 837 | 0.00019964
[11 empty] | c_DK2_LargeDecentral | 838 | 0.00018281
[11 empty] | c_DK2_LargeDecentral | 839 | 0.00014898
[11 empty] | c_DK2_LargeDecentral | 840 | 0.00011582
[11 empty] | c_DK2_LargeDecentral | 841 | 9.5819e-05
[11 empty] | c_DK2_LargeDecentral | 842 | 0.00010248
[11 empty] | c_DK2_LargeDecentral | 843 | 0.00010398
[11 empty] | c_DK2_LargeDecentral | 844 | 0.00011148
[11 empty] | c_DK2_LargeDecentral | 845 | 0.00013915
[11 empty] | c_DK2_LargeDecentral | 846 | 0.00020564
[11 empty] | c_DK2_LargeDecentral | 847 | 0.00023846
[11 empty] | c_DK2_LargeDecentral | 848 | 0.00023513
[11 empty] | c_DK2_LargeDecentral | 849 | 0.0002148
[11 empty] | c_DK2_LargeDecentral | 850 | 0.00020747
[11 empty] | c_DK2_LargeDecentral | 851 | 0.00019747
[11 empty] | c_DK2_LargeDecentral | 852 | 0.00018981
[11 empty] | c_DK2_LargeDecentral | 853 | 0.00018431
[11 empty] | c_DK2_LargeDecentral | 854 | 0.00017481
[11 empty] | c_DK2_LargeDecentral | 855 | 0.00017347
[11 empty] | c_DK2_LargeDecentral | 856 | 0.00017197
[11 empty] | c_DK2_LargeDecentral | 857 | 0.00017697
[11 empty] | c_DK2_LargeDecentral | 858 | 0.00018431
[11 empty] | c_DK2_LargeDecentral | 859 | 0.00018531
[11 empty] | c_DK2_LargeDecentral | 860 | 0.00018714
[11 empty] | c_DK2_LargeDecentral | 861 | 0.00018614
[11 empty] | c_DK2_LargeDecentral | 862 | 0.00016964
[11 empty] | c_DK2_LargeDecentral | 863 | 0.00013815
[11 empty] | c_DK2_LargeDecentral | 864 | 0.00010715
[11 empty] | c_DK2_LargeDecentral | 865 | 9.4486e-05
[11 empty] | c_DK2_LargeDecentral | 866 | 0.00010099
[11 empty] | c_DK2_LargeDecentral | 867 | 0.00010265
[11 empty] | c_DK2_LargeDecentral | 868 | 0.00010998
[11 empty] | c_DK2_LargeDecentral | 869 | 0.00013748
[11 empty] | c_DK2_LargeDecentral | 870 | 0.0002033
[11 empty] | c_DK2_LargeDecentral | 871 | 0.0002358
[11 empty] | c_DK2_LargeDecentral | 872 | 0.0002323
[11 empty] | c_DK2_LargeDecentral | 873 | 0.00021247
[11 empty] | c_DK2_LargeDecentral | 874 | 0.0002048
[11 empty] | c_DK2_LargeDecentral | 875 | 0.0001953
[11 empty] | c_DK2_LargeDecentral | 876 | 0.00018747
[11 empty] | c_DK2_LargeDecentral | 877 | 0.00018214
[11 empty] | c_DK2_LargeDecentral | 878 | 0.00017281
[11 empty] | c_DK2_LargeDecentral | 879 | 0.00017131
[11 empty] | c_DK2_LargeDecentral | 880 | 0.00016964
[11 empty] | c_DK2_LargeDecentral | 881 | 0.00017481
[11 empty] | c_DK2_LargeDecentral | 882 | 0.00018214
[11 empty] | c_DK2_LargeDecentral | 883 | 0.00018347
[11 empty] | c_DK2_LargeDecentral | 884 | 0.00018497
[11 empty] | c_DK2_LargeDecentral | 885 | 0.00018431
[11 empty] | c_DK2_LargeDecentral | 886 | 0.00016781
[11 empty] | c_DK2_LargeDecentral | 887 | 0.00013665
[11 empty] | c_DK2_LargeDecentral | 888 | 0.00010582
[11 empty] | c_DK2_LargeDecentral | 889 | 9.0987e-05
[11 empty] | c_DK2_LargeDecentral | 890 | 9.7486e-05
[11 empty] | c_DK2_LargeDecentral | 891 | 9.8652e-05
[11 empty] | c_DK2_LargeDecentral | 892 | 0.00010598
[11 empty] | c_DK2_LargeDecentral | 893 | 0.00013281
[11 empty] | c_DK2_LargeDecentral | 894 | 0.0001968
[11 empty] | c_DK2_LargeDecentral | 895 | 0.00022847
[11 empty] | c_DK2_LargeDecentral | 896 | 0.00022513
[11 empty] | c_DK2_LargeDecentral | 897 | 0.00020514
[11 empty] | c_DK2_LargeDecentral | 898 | 0.0001983
[11 empty] | c_DK2_LargeDecentral | 899 | 0.00018881
[11 empty] | c_DK2_LargeDecentral | 900 | 0.00018131
[11 empty] | c_DK2_LargeDecentral | 901 | 0.00017614
[11 empty] | c_DK2_LargeDecentral | 902 | 0.00016681
[11 empty] | c_DK2_LargeDecentral | 903 | 0.00016548
[11 empty] | c_DK2_LargeDecentral | 904 | 0.00016364
[11 empty] | c_DK2_LargeDecentral | 905 | 0.00016881
[11 empty] | c_DK2_LargeDecentral | 906 | 0.00017581
[11 empty] | c_DK2_LargeDecentral | 907 | 0.00017664
[11 empty] | c_DK2_LargeDecentral | 908 | 0.00017864
[11 empty] | c_DK2_LargeDecentral | 909 | 0.00017797
[11 empty] | c_DK2_LargeDecentral | 910 | 0.00016214
[11 empty] | c_DK2_LargeDecentral | 911 | 0.00013181
[11 empty] | c_DK2_LargeDecentral | 912 | 0.00010198
[11 empty] | c_DK2_LargeDecentral | 913 | 8.4987e-05
[11 empty] | c_DK2_LargeDecentral | 914 | 9.0487e-05
[11 empty] | c_DK2_LargeDecentral | 915 | 9.182e-05
[11 empty] | c_DK2_LargeDecentral | 916 | 9.7652e-05
[11 empty] | c_DK2_LargeDecentral | 917 | 0.00012315
[11 empty] | c_DK2_LargeDecentral | 918 | 0.00018414
[11 empty] | c_DK2_LargeDecentral | 919 | 0.0002158
[11 empty] | c_DK2_LargeDecentral | 920 | 0.0002148
[11 empty] | c_DK2_LargeDecentral | 921 | 0.00019597
[11 empty] | c_DK2_LargeDecentral | 922 | 0.00018814
[11 empty] | c_DK2_LargeDecentral | 923 | 0.00017831
[11 empty] | c_DK2_LargeDecentral | 924 | 0.00017114
[11 empty] | c_DK2_LargeDecentral | 925 | 0.00016598
[11 empty] | c_DK2_LargeDecentral | 926 | 0.00015731
[11 empty] | c_DK2_LargeDecentral | 927 | 0.00015514
[11 empty] | c_DK2_LargeDecentral | 928 | 0.00015331
[11 empty] | c_DK2_LargeDecentral | 929 | 0.00015781
[11 empty] | c_DK2_LargeDecentral | 930 | 0.00016581
[11 empty] | c_DK2_LargeDecentral | 931 | 0.00016781
[11 empty] | c_DK2_LargeDecentral | 932 | 0.00017081
[11 empty] | c_DK2_LargeDecentral | 933 | 0.00016931
[11 empty] | c_DK2_LargeDecentral | 934 | 0.00015514
[11 empty] | c_DK2_LargeDecentral | 935 | 0.00012531
[11 empty] | c_DK2_LargeDecentral | 936 | 9.5653e-05
[11 empty] | c_DK2_LargeDecentral | 937 | 7.8988e-05
[11 empty] | c_DK2_LargeDecentral | 938 | 8.2488e-05
[11 empty] | c_DK2_LargeDecentral | 939 | 7.9655e-05
[11 empty] | c_DK2_LargeDecentral | 940 | 8.9653e-05
[11 empty] | c_DK2_LargeDecentral | 941 | 0.00011848
[11 empty] | c_DK2_LargeDecentral | 942 | 0.00017281
[11 empty] | c_DK2_LargeDecentral | 943 | 0.0002093
[11 empty] | c_DK2_LargeDecentral | 944 | 0.0002063
[11 empty] | c_DK2_LargeDecentral | 945 | 0.00018497
[11 empty] | c_DK2_LargeDecentral | 946 | 0.00017364
[11 empty] | c_DK2_LargeDecentral | 947 | 0.00016598
[11 empty] | c_DK2_LargeDecentral | 948 | 0.00015648
[11 empty] | c_DK2_LargeDecentral | 949 | 0.00015198
[11 empty] | c_DK2_LargeDecentral | 950 | 0.00013931
[11 empty] | c_DK2_LargeDecentral | 951 | 0.00014331
[11 empty] | c_DK2_LargeDecentral | 952 | 0.00014181
[11 empty] | c_DK2_LargeDecentral | 953 | 0.00014681
[11 empty] | c_DK2_LargeDecentral | 954 | 0.00015364
[11 empty] | c_DK2_LargeDecentral | 955 | 0.00015831
[11 empty] | c_DK2_LargeDecentral | 956 | 0.00015981
[11 empty] | c_DK2_LargeDecentral | 957 | 0.00016014
[11 empty] | c_DK2_LargeDecentral | 958 | 0.00014814
[11 empty] | c_DK2_LargeDecentral | 959 | 0.00011915
[11 empty] | c_DK2_LargeDecentral | 960 | 8.8154e-05
[11 empty] | c_DK2_LargeDecentral | 961 | 8.1988e-05
[11 empty] | c_DK2_LargeDecentral | 962 | 9.082e-05
[11 empty] | c_DK2_LargeDecentral | 963 | 8.9653e-05
[11 empty] | c_DK2_LargeDecentral | 964 | 0.00010365
[11 empty] | c_DK2_LargeDecentral | 965 | 0.00013581
[11 empty] | c_DK2_LargeDecentral | 966 | 0.00019181
[11 empty] | c_DK2_LargeDecentral | 967 | 0.0002003
[11 empty] | c_DK2_LargeDecentral | 968 | 0.0001978
[11 empty] | c_DK2_LargeDecentral | 969 | 0.00017597
[11 empty] | c_DK2_LargeDecentral | 970 | 0.00016764
[11 empty] | c_DK2_LargeDecentral | 971 | 0.00015931
[11 empty] | c_DK2_LargeDecentral | 972 | 0.00015364
[11 empty] | c_DK2_LargeDecentral | 973 | 0.00014998
[11 empty] | c_DK2_LargeDecentral | 974 | 0.00014181
[11 empty] | c_DK2_LargeDecentral | 975 | 0.00014265
[11 empty] | c_DK2_LargeDecentral | 976 | 0.00014115
[11 empty] | c_DK2_LargeDecentral | 977 | 0.00014781
[11 empty] | c_DK2_LargeDecentral | 978 | 0.00015764
[11 empty] | c_DK2_LargeDecentral | 979 | 0.00016164
[11 empty] | c_DK2_LargeDecentral | 980 | 0.00016464
[11 empty] | c_DK2_LargeDecentral | 981 | 0.00016564
[11 empty] | c_DK2_LargeDecentral | 982 | 0.00015398
[11 empty] | c_DK2_LargeDecentral | 983 | 0.00012432
[11 empty] | c_DK2_LargeDecentral | 984 | 9.5153e-05
[11 empty] | c_DK2_LargeDecentral | 985 | 8.782e-05
[11 empty] | c_DK2_LargeDecentral | 986 | 9.3986e-05
[11 empty] | c_DK2_LargeDecentral | 987 | 9.5153e-05
[11 empty] | c_DK2_LargeDecentral | 988 | 0.00010248
[11 empty] | c_DK2_LargeDecentral | 989 | 0.00012848
[11 empty] | c_DK2_LargeDecentral | 990 | 0.00019164
[11 empty] | c_DK2_LargeDecentral | 991 | 0.00022163
[11 empty] | c_DK2_LargeDecentral | 992 | 0.00021763
[11 empty] | c_DK2_LargeDecentral | 993 | 0.0001968
[11 empty] | c_DK2_LargeDecentral | 994 | 0.00018997
[11 empty] | c_DK2_LargeDecentral | 995 | 0.00018131
[11 empty] | c_DK2_LargeDecentral | 996 | 0.00017431
[11 empty] | c_DK2_LargeDecentral | 997 | 0.00016914
[11 empty] | c_DK2_LargeDecentral | 998 | 0.00016064
[11 empty] | c_DK2_LargeDecentral | 999 | 0.00015964
[11 empty] | c_DK2_LargeDecentral | 1000 | 0.00015814
[11 empty] | c_DK2_LargeDecentral | 1001 | 0.00016281
[11 empty] | c_DK2_LargeDecentral | 1002 | 0.00017097
[11 empty] | c_DK2_LargeDecentral | 1003 | 0.00017247
[11 empty] | c_DK2_LargeDecentral | 1004 | 0.00017464
[11 empty] | c_DK2_LargeDecentral | 1005 | 0.00017314
[11 empty] | c_DK2_LargeDecentral | 1006 | 0.00015848
[11 empty] | c_DK2_LargeDecentral | 1007 | 0.00012915
[11 empty] | c_DK2_LargeDecentral | 1008 | 9.9652e-05
[11 empty] | c_DK2_LargeDecentral | 1009 | 9.1487e-05
[11 empty] | c_DK2_LargeDecentral | 1010 | 9.8152e-05
[11 empty] | c_DK2_LargeDecentral | 1011 | 9.9319e-05
[11 empty] | c_DK2_LargeDecentral | 1012 | 0.00010665
[11 empty] | c_DK2_LargeDecentral | 1013 | 0.00013348
[11 empty] | c_DK2_LargeDecentral | 1014 | 0.00019797
[11 empty] | c_DK2_LargeDecentral | 1015 | 0.0002298
[11 empty] | c_DK2_LargeDecentral | 1016 | 0.0002263
[11 empty] | c_DK2_LargeDecentral | 1017 | 0.00020647
[11 empty] | c_DK2_LargeDecentral | 1018 | 0.0001993
[11 empty] | c_DK2_LargeDecentral | 1019 | 0.00018981
[11 empty] | c_DK2_LargeDecentral | 1020 | 0.00018231
[11 empty] | c_DK2_LargeDecentral | 1021 | 0.00017714
[11 empty] | c_DK2_LargeDecentral | 1022 | 0.00016781
[11 empty] | c_DK2_LargeDecentral | 1023 | 0.00016648
[11 empty] | c_DK2_LargeDecentral | 1024 | 0.00016464
[11 empty] | c_DK2_LargeDecentral | 1025 | 0.00016964
[11 empty] | c_DK2_LargeDecentral | 1026 | 0.00017681
[11 empty] | c_DK2_LargeDecentral | 1027 | 0.00017781
[11 empty] | c_DK2_LargeDecentral | 1028 | 0.00017964
[11 empty] | c_DK2_LargeDecentral | 1029 | 0.00017881
[11 empty] | c_DK2_LargeDecentral | 1030 | 0.00016298
[11 empty] | c_DK2_LargeDecentral | 1031 | 0.00013265
[11 empty] | c_DK2_LargeDecentral | 1032 | 0.00010248
[11 empty] | c_DK2_LargeDecentral | 1033 | 8.1821e-05
[11 empty] | c_DK2_LargeDecentral | 1034 | 8.8154e-05
[11 empty] | c_DK2_LargeDecentral | 1035 | 8.932e-05
[11 empty] | c_DK2_LargeDecentral | 1036 | 9.6652e-05
[11 empty] | c_DK2_LargeDecentral | 1037 | 0.00012465
[11 empty] | c_DK2_LargeDecentral | 1038 | 0.00018564
[11 empty] | c_DK2_LargeDecentral | 1039 | 0.00021647
[11 empty] | c_DK2_LargeDecentral | 1040 | 0.00021347
[11 empty] | c_DK2_LargeDecentral | 1041 | 0.00019364
[11 empty] | c_DK2_LargeDecentral | 1042 | 0.00018464
[11 empty] | c_DK2_LargeDecentral | 1043 | 0.00017514
[11 empty] | c_DK2_LargeDecentral | 1044 | 0.00016781
[11 empty] | c_DK2_LargeDecentral | 1045 | 0.00016298
[11 empty] | c_DK2_LargeDecentral | 1046 | 0.00015348
[11 empty] | c_DK2_LargeDecentral | 1047 | 0.00015214
[11 empty] | c_DK2_LargeDecentral | 1048 | 0.00015031
[11 empty] | c_DK2_LargeDecentral | 1049 | 0.00015481
[11 empty] | c_DK2_LargeDecentral | 1050 | 0.00016298
[11 empty] | c_DK2_LargeDecentral | 1051 | 0.00016498
[11 empty] | c_DK2_LargeDecentral | 1052 | 0.00016764
[11 empty] | c_DK2_LargeDecentral | 1053 | 0.00016748
[11 empty] | c_DK2_LargeDecentral | 1054 | 0.00015231
[11 empty] | c_DK2_LargeDecentral | 1055 | 0.00012282
[11 empty] | c_DK2_LargeDecentral | 1056 | 9.3486e-05
[11 empty] | c_DK2_LargeDecentral | 1057 | 7.8822e-05
[11 empty] | c_DK2_LargeDecentral | 1058 | 8.5654e-05
[11 empty] | c_DK2_LargeDecentral | 1059 | 8.6487e-05
[11 empty] | c_DK2_LargeDecentral | 1060 | 9.4319e-05
[11 empty] | c_DK2_LargeDecentral | 1061 | 0.00012398
[11 empty] | c_DK2_LargeDecentral | 1062 | 0.00018481
[11 empty] | c_DK2_LargeDecentral | 1063 | 0.0002163
[11 empty] | c_DK2_LargeDecentral | 1064 | 0.00021347
[11 empty] | c_DK2_LargeDecentral | 1065 | 0.0001933
[11 empty] | c_DK2_LargeDecentral | 1066 | 0.00018297
[11 empty] | c_DK2_LargeDecentral | 1067 | 0.00017231
[11 empty] | c_DK2_LargeDecentral | 1068 | 0.00016514
[11 empty] | c_DK2_LargeDecentral | 1069 | 0.00016014
[11 empty] | c_DK2_LargeDecentral | 1070 | 0.00015048
[11 empty] | c_DK2_LargeDecentral | 1071 | 0.00014914
[11 empty] | c_DK2_LargeDecentral | 1072 | 0.00014715
[11 empty] | c_DK2_LargeDecentral | 1073 | 0.00015181
[11 empty] | c_DK2_LargeDecentral | 1074 | 0.00016064
[11 empty] | c_DK2_LargeDecentral | 1075 | 0.00016298
[11 empty] | c_DK2_LargeDecentral | 1076 | 0.00016681
[11 empty] | c_DK2_LargeDecentral | 1077 | 0.00016681
[11 empty] | c_DK2_LargeDecentral | 1078 | 0.00015164
[11 empty] | c_DK2_LargeDecentral | 1079 | 0.00012132
[11 empty] | c_DK2_LargeDecentral | 1080 | 9.132e-05
[11 empty] | c_DK2_LargeDecentral | 1081 | 7.9655e-05
[11 empty] | c_DK2_LargeDecentral | 1082 | 8.5487e-05
[11 empty] | c_DK2_LargeDecentral | 1083 | 8.6154e-05
[11 empty] | c_DK2_LargeDecentral | 1084 | 9.282e-05
[11 empty] | c_DK2_LargeDecentral | 1085 | 0.00012048
[11 empty] | c_DK2_LargeDecentral | 1086 | 0.00018047
[11 empty] | c_DK2_LargeDecentral | 1087 | 0.0002128
[11 empty] | c_DK2_LargeDecentral | 1088 | 0.00021214
[11 empty] | c_DK2_LargeDecentral | 1089 | 0.00019297
[11 empty] | c_DK2_LargeDecentral | 1090 | 0.00018297
[11 empty] | c_DK2_LargeDecentral | 1091 | 0.00017231
[11 empty] | c_DK2_LargeDecentral | 1092 | 0.00016498
[11 empty] | c_DK2_LargeDecentral | 1093 | 0.00015998
[11 empty] | c_DK2_LargeDecentral | 1094 | 0.00015081
[11 empty] | c_DK2_LargeDecentral | 1095 | 0.00014881
[11 empty] | c_DK2_LargeDecentral | 1096 | 0.00014698
[11 empty] | c_DK2_LargeDecentral | 1097 | 0.00015114
[11 empty] | c_DK2_LargeDecentral | 1098 | 0.00016031
[11 empty] | c_DK2_LargeDecentral | 1099 | 0.00016348
[11 empty] | c_DK2_LargeDecentral | 1100 | 0.00016748
[11 empty] | c_DK2_LargeDecentral | 1101 | 0.00016664
[11 empty] | c_DK2_LargeDecentral | 1102 | 0.00015214
[11 empty] | c_DK2_LargeDecentral | 1103 | 0.00012148
[11 empty] | c_DK2_LargeDecentral | 1104 | 9.1487e-05
[11 empty] | c_DK2_LargeDecentral | 1105 | 7.6655e-05
[11 empty] | c_DK2_LargeDecentral | 1106 | 8.0322e-05
[11 empty] | c_DK2_LargeDecentral | 1107 | 7.6989e-05
[11 empty] | c_DK2_LargeDecentral | 1108 | 8.732e-05
[11 empty] | c_DK2_LargeDecentral | 1109 | 0.00011615
[11 empty] | c_DK2_LargeDecentral | 1110 | 0.00016914
[11 empty] | c_DK2_LargeDecentral | 1111 | 0.00020497
[11 empty] | c_DK2_LargeDecentral | 1112 | 0.0002023
[11 empty] | c_DK2_LargeDecentral | 1113 | 0.00018114
[11 empty] | c_DK2_LargeDecentral | 1114 | 0.00016964
[11 empty] | c_DK2_LargeDecentral | 1115 | 0.00016198
[11 empty] | c_DK2_LargeDecentral | 1116 | 0.00015264
[11 empty] | c_DK2_LargeDecentral | 1117 | 0.00014814
[11 empty] | c_DK2_LargeDecentral | 1118 | 0.00013581
[11 empty] | c_DK2_LargeDecentral | 1119 | 0.00013965
[11 empty] | c_DK2_LargeDecentral | 1120 | 0.00013798
[11 empty] | c_DK2_LargeDecentral | 1121 | 0.00014298
[11 empty] | c_DK2_LargeDecentral | 1122 | 0.00014981
[11 empty] | c_DK2_LargeDecentral | 1123 | 0.00015448
[11 empty] | c_DK2_LargeDecentral | 1124 | 0.00015631
[11 empty] | c_DK2_LargeDecentral | 1125 | 0.00015664
[11 empty] | c_DK2_LargeDecentral | 1126 | 0.00014498
[11 empty] | c_DK2_LargeDecentral | 1127 | 0.00011648
[11 empty] | c_DK2_LargeDecentral | 1128 | 8.5821e-05
[11 empty] | c_DK2_LargeDecentral | 1129 | 7.5322e-05
[11 empty] | c_DK2_LargeDecentral | 1130 | 8.5321e-05
[11 empty] | c_DK2_LargeDecentral | 1131 | 8.3154e-05
[11 empty] | c_DK2_LargeDecentral | 1132 | 9.7152e-05
[11 empty] | c_DK2_LargeDecentral | 1133 | 0.00012931
[11 empty] | c_DK2_LargeDecentral | 1134 | 0.00018381
[11 empty] | c_DK2_LargeDecentral | 1135 | 0.00019164
[11 empty] | c_DK2_LargeDecentral | 1136 | 0.00018947
[11 empty] | c_DK2_LargeDecentral | 1137 | 0.00016664
[11 empty] | c_DK2_LargeDecentral | 1138 | 0.00015814
[11 empty] | c_DK2_LargeDecentral | 1139 | 0.00014948
[11 empty] | c_DK2_LargeDecentral | 1140 | 0.00014381
[11 empty] | c_DK2_LargeDecentral | 1141 | 0.00014048
[11 empty] | c_DK2_LargeDecentral | 1142 | 0.00013215
[11 empty] | c_DK2_LargeDecentral | 1143 | 0.00013298
[11 empty] | c_DK2_LargeDecentral | 1144 | 0.00013065
[11 empty] | c_DK2_LargeDecentral | 1145 | 0.00013815
[11 empty] | c_DK2_LargeDecentral | 1146 | 0.00014798
[11 empty] | c_DK2_LargeDecentral | 1147 | 0.00015231
[11 empty] | c_DK2_LargeDecentral | 1148 | 0.00015598
[11 empty] | c_DK2_LargeDecentral | 1149 | 0.00015764
[11 empty] | c_DK2_LargeDecentral | 1150 | 0.00014631
[11 empty] | c_DK2_LargeDecentral | 1151 | 0.00011815
[11 empty] | c_DK2_LargeDecentral | 1152 | 8.8654e-05
[11 empty] | c_DK2_LargeDecentral | 1153 | 7.4489e-05
[11 empty] | c_DK2_LargeDecentral | 1154 | 8.1821e-05
[11 empty] | c_DK2_LargeDecentral | 1155 | 8.2155e-05
[11 empty] | c_DK2_LargeDecentral | 1156 | 9.032e-05
[11 empty] | c_DK2_LargeDecentral | 1157 | 0.00011982
[11 empty] | c_DK2_LargeDecentral | 1158 | 0.00017847
[11 empty] | c_DK2_LargeDecentral | 1159 | 0.00020814
[11 empty] | c_DK2_LargeDecentral | 1160 | 0.00020547
[11 empty] | c_DK2_LargeDecentral | 1161 | 0.00018281
[11 empty] | c_DK2_LargeDecentral | 1162 | 0.00017281
[11 empty] | c_DK2_LargeDecentral | 1163 | 0.00016281
[11 empty] | c_DK2_LargeDecentral | 1164 | 0.00015514
[11 empty] | c_DK2_LargeDecentral | 1165 | 0.00015131
[11 empty] | c_DK2_LargeDecentral | 1166 | 0.00014131
[11 empty] | c_DK2_LargeDecentral | 1167 | 0.00014031
[11 empty] | c_DK2_LargeDecentral | 1168 | 0.00013898
[11 empty] | c_DK2_LargeDecentral | 1169 | 0.00014498
[11 empty] | c_DK2_LargeDecentral | 1170 | 0.00015348
[11 empty] | c_DK2_LargeDecentral | 1171 | 0.00015748
[11 empty] | c_DK2_LargeDecentral | 1172 | 0.00016181
[11 empty] | c_DK2_LargeDecentral | 1173 | 0.00016264
[11 empty] | c_DK2_LargeDecentral | 1174 | 0.00014764
[11 empty] | c_DK2_LargeDecentral | 1175 | 0.00011798
[11 empty] | c_DK2_LargeDecentral | 1176 | 8.7987e-05
[11 empty] | c_DK2_LargeDecentral | 1177 | 7.4489e-05
[11 empty] | c_DK2_LargeDecentral | 1178 | 8.1155e-05
[11 empty] | c_DK2_LargeDecentral | 1179 | 8.1655e-05
[11 empty] | c_DK2_LargeDecentral | 1180 | 8.9487e-05
[11 empty] | c_DK2_LargeDecentral | 1181 | 0.00011982
[11 empty] | c_DK2_LargeDecentral | 1182 | 0.00017864
[11 empty] | c_DK2_LargeDecentral | 1183 | 0.00020947
[11 empty] | c_DK2_LargeDecentral | 1184 | 0.0002068
[11 empty] | c_DK2_LargeDecentral | 1185 | 0.00018681
[11 empty] | c_DK2_LargeDecentral | 1186 | 0.00017564
[11 empty] | c_DK2_LargeDecentral | 1187 | 0.00016498
[11 empty] | c_DK2_LargeDecentral | 1188 | 0.00015814
[11 empty] | c_DK2_LargeDecentral | 1189 | 0.00015331
[11 empty] | c_DK2_LargeDecentral | 1190 | 0.00014348
[11 empty] | c_DK2_LargeDecentral | 1191 | 0.00014215
[11 empty] | c_DK2_LargeDecentral | 1192 | 0.00014015
[11 empty] | c_DK2_LargeDecentral | 1193 | 0.00014465
[11 empty] | c_DK2_LargeDecentral | 1194 | 0.00015398
[11 empty] | c_DK2_LargeDecentral | 1195 | 0.00015648
[11 empty] | c_DK2_LargeDecentral | 1196 | 0.00016064
[11 empty] | c_DK2_LargeDecentral | 1197 | 0.00016114
[11 empty] | c_DK2_LargeDecentral | 1198 | 0.00014631
[11 empty] | c_DK2_LargeDecentral | 1199 | 0.00011632
[11 empty] | c_DK2_LargeDecentral | 1200 | 8.6987e-05
[11 empty] | c_DK2_LargeDecentral | 1201 | 7.4656e-05
[11 empty] | c_DK2_LargeDecentral | 1202 | 8.1321e-05
[11 empty] | c_DK2_LargeDecentral | 1203 | 8.1821e-05
[11 empty] | c_DK2_LargeDecentral | 1204 | 8.9987e-05
[11 empty] | c_DK2_LargeDecentral | 1205 | 0.00011998
[11 empty] | c_DK2_LargeDecentral | 1206 | 0.00017914
[11 empty] | c_DK2_LargeDecentral | 1207 | 0.00021014
[11 empty] | c_DK2_LargeDecentral | 1208 | 0.00020747
[11 empty] | c_DK2_LargeDecentral | 1209 | 0.00018764
[11 empty] | c_DK2_LargeDecentral | 1210 | 0.00017631
[11 empty] | c_DK2_LargeDecentral | 1211 | 0.00016581
[11 empty] | c_DK2_LargeDecentral | 1212 | 0.00015848
[11 empty] | c_DK2_LargeDecentral | 1213 | 0.00015398
[11 empty] | c_DK2_LargeDecentral | 1214 | 0.00014415
[11 empty] | c_DK2_LargeDecentral | 1215 | 0.00014265
[11 empty] | c_DK2_LargeDecentral | 1216 | 0.00014098
[11 empty] | c_DK2_LargeDecentral | 1217 | 0.00014548
[11 empty] | c_DK2_LargeDecentral | 1218 | 0.00015464
[11 empty] | c_DK2_LargeDecentral | 1219 | 0.00015714
[11 empty] | c_DK2_LargeDecentral | 1220 | 0.00016148
[11 empty] | c_DK2_LargeDecentral | 1221 | 0.00016164
[11 empty] | c_DK2_LargeDecentral | 1222 | 0.00014698
[11 empty] | c_DK2_LargeDecentral | 1223 | 0.00011682
[11 empty] | c_DK2_LargeDecentral | 1224 | 8.7154e-05
[11 empty] | c_DK2_LargeDecentral | 1225 | 7.4156e-05
[11 empty] | c_DK2_LargeDecentral | 1226 | 8.0988e-05
[11 empty] | c_DK2_LargeDecentral | 1227 | 8.1155e-05
[11 empty] | c_DK2_LargeDecentral | 1228 | 8.9154e-05
[11 empty] | c_DK2_LargeDecentral | 1229 | 0.00011898
[11 empty] | c_DK2_LargeDecentral | 1230 | 0.00017781
[11 empty] | c_DK2_LargeDecentral | 1231 | 0.00020847
[11 empty] | c_DK2_LargeDecentral | 1232 | 0.0002058
[11 empty] | c_DK2_LargeDecentral | 1233 | 0.00018581
[11 empty] | c_DK2_LargeDecentral | 1234 | 0.00017497
[11 empty] | c_DK2_LargeDecentral | 1235 | 0.00016431
[11 empty] | c_DK2_LargeDecentral | 1236 | 0.00015748
[11 empty] | c_DK2_LargeDecentral | 1237 | 0.00015264
[11 empty] | c_DK2_LargeDecentral | 1238 | 0.00014298
[11 empty] | c_DK2_LargeDecentral | 1239 | 0.00014148
[11 empty] | c_DK2_LargeDecentral | 1240 | 0.00013965
[11 empty] | c_DK2_LargeDecentral | 1241 | 0.00014415
[11 empty] | c_DK2_LargeDecentral | 1242 | 0.00015298
[11 empty] | c_DK2_LargeDecentral | 1243 | 0.00015548
[11 empty] | c_DK2_LargeDecentral | 1244 | 0.00015998
[11 empty] | c_DK2_LargeDecentral | 1245 | 0.00016014
[11 empty] | c_DK2_LargeDecentral | 1246 | 0.00014548
[11 empty] | c_DK2_LargeDecentral | 1247 | 0.00011565
[11 empty] | c_DK2_LargeDecentral | 1248 | 8.6654e-05
[11 empty] | c_DK2_LargeDecentral | 1249 | 8.8987e-05
[11 empty] | c_DK2_LargeDecentral | 1250 | 9.4486e-05
[11 empty] | c_DK2_LargeDecentral | 1251 | 9.5986e-05
[11 empty] | c_DK2_LargeDecentral | 1252 | 0.00010182
[11 empty] | c_DK2_LargeDecentral | 1253 | 0.00012715
[11 empty] | c_DK2_LargeDecentral | 1254 | 0.00018997
[11 empty] | c_DK2_LargeDecentral | 1255 | 0.00022247
[11 empty] | c_DK2_LargeDecentral | 1256 | 0.0002213
[11 empty] | c_DK2_LargeDecentral | 1257 | 0.00020197
[11 empty] | c_DK2_LargeDecentral | 1258 | 0.00019464
[11 empty] | c_DK2_LargeDecentral | 1259 | 0.00018464
[11 empty] | c_DK2_LargeDecentral | 1260 | 0.00017731
[11 empty] | c_DK2_LargeDecentral | 1261 | 0.00017197
[11 empty] | c_DK2_LargeDecentral | 1262 | 0.00016331
[11 empty] | c_DK2_LargeDecentral | 1263 | 0.00016114
[11 empty] | c_DK2_LargeDecentral | 1264 | 0.00015914
[11 empty] | c_DK2_LargeDecentral | 1265 | 0.00016414
[11 empty] | c_DK2_LargeDecentral | 1266 | 0.00017197
[11 empty] | c_DK2_LargeDecentral | 1267 | 0.00017364
[11 empty] | c_DK2_LargeDecentral | 1268 | 0.00017631
[11 empty] | c_DK2_LargeDecentral | 1269 | 0.00017497
[11 empty] | c_DK2_LargeDecentral | 1270 | 0.00015998
[11 empty] | c_DK2_LargeDecentral | 1271 | 0.00012965
[11 empty] | c_DK2_LargeDecentral | 1272 | 9.9319e-05
[11 empty] | c_DK2_LargeDecentral | 1273 | 9.4819e-05
[11 empty] | c_DK2_LargeDecentral | 1274 | 9.6486e-05
[11 empty] | c_DK2_LargeDecentral | 1275 | 9.5986e-05
[11 empty] | c_DK2_LargeDecentral | 1276 | 0.00010465
[11 empty] | c_DK2_LargeDecentral | 1277 | 0.00012998
[11 empty] | c_DK2_LargeDecentral | 1278 | 0.00018897
[11 empty] | c_DK2_LargeDecentral | 1279 | 0.00022713
[11 empty] | c_DK2_LargeDecentral | 1280 | 0.00022213
[11 empty] | c_DK2_LargeDecentral | 1281 | 0.0002023
[11 empty] | c_DK2_LargeDecentral | 1282 | 0.0001933
[11 empty] | c_DK2_LargeDecentral | 1283 | 0.00018697
[11 empty] | c_DK2_LargeDecentral | 1284 | 0.00017747
[11 empty] | c_DK2_LargeDecentral | 1285 | 0.00017164
[11 empty] | c_DK2_LargeDecentral | 1286 | 0.00016181
[11 empty] | c_DK2_LargeDecentral | 1287 | 0.00016581
[11 empty] | c_DK2_LargeDecentral | 1288 | 0.00016298
[11 empty] | c_DK2_LargeDecentral | 1289 | 0.00016864
[11 empty] | c_DK2_LargeDecentral | 1290 | 0.00017464
[11 empty] | c_DK2_LargeDecentral | 1291 | 0.00017681
[11 empty] | c_DK2_LargeDecentral | 1292 | 0.00017681
[11 empty] | c_DK2_LargeDecentral | 1293 | 0.00017481
[11 empty] | c_DK2_LargeDecentral | 1294 | 0.00016348
[11 empty] | c_DK2_LargeDecentral | 1295 | 0.00013248
[11 empty] | c_DK2_LargeDecentral | 1296 | 0.00010198
[11 empty] | c_DK2_LargeDecentral | 1297 | 9.0487e-05
[11 empty] | c_DK2_LargeDecentral | 1298 | 9.6652e-05
[11 empty] | c_DK2_LargeDecentral | 1299 | 9.7652e-05
[11 empty] | c_DK2_LargeDecentral | 1300 | 0.00011098
[11 empty] | c_DK2_LargeDecentral | 1301 | 0.00014198
[11 empty] | c_DK2_LargeDecentral | 1302 | 0.00019864
[11 empty] | c_DK2_LargeDecentral | 1303 | 0.00020814
[11 empty] | c_DK2_LargeDecentral | 1304 | 0.00020547
[11 empty] | c_DK2_LargeDecentral | 1305 | 0.00018631
[11 empty] | c_DK2_LargeDecentral | 1306 | 0.00017881
[11 empty] | c_DK2_LargeDecentral | 1307 | 0.00017114
[11 empty] | c_DK2_LargeDecentral | 1308 | 0.00016581
[11 empty] | c_DK2_LargeDecentral | 1309 | 0.00016181
[11 empty] | c_DK2_LargeDecentral | 1310 | 0.00015448
[11 empty] | c_DK2_LargeDecentral | 1311 | 0.00015514
[11 empty] | c_DK2_LargeDecentral | 1312 | 0.00015431
[11 empty] | c_DK2_LargeDecentral | 1313 | 0.00015898
[11 empty] | c_DK2_LargeDecentral | 1314 | 0.00016881
[11 empty] | c_DK2_LargeDecentral | 1315 | 0.00017231
[11 empty] | c_DK2_LargeDecentral | 1316 | 0.00017347
[11 empty] | c_DK2_LargeDecentral | 1317 | 0.00017281
[11 empty] | c_DK2_LargeDecentral | 1318 | 0.00016148
[11 empty] | c_DK2_LargeDecentral | 1319 | 0.00013031
[11 empty] | c_DK2_LargeDecentral | 1320 | 0.00010332
[11 empty] | c_DK2_LargeDecentral | 1321 | 8.7487e-05
[11 empty] | c_DK2_LargeDecentral | 1322 | 9.332e-05
[11 empty] | c_DK2_LargeDecentral | 1323 | 9.4819e-05
[11 empty] | c_DK2_LargeDecentral | 1324 | 0.00010198
[11 empty] | c_DK2_LargeDecentral | 1325 | 0.00012831
[11 empty] | c_DK2_LargeDecentral | 1326 | 0.00019147
[11 empty] | c_DK2_LargeDecentral | 1327 | 0.00022147
[11 empty] | c_DK2_LargeDecentral | 1328 | 0.00021763
[11 empty] | c_DK2_LargeDecentral | 1329 | 0.00019664
[11 empty] | c_DK2_LargeDecentral | 1330 | 0.00018964
[11 empty] | c_DK2_LargeDecentral | 1331 | 0.00018081
[11 empty] | c_DK2_LargeDecentral | 1332 | 0.00017347
[11 empty] | c_DK2_LargeDecentral | 1333 | 0.00016848
[11 empty] | c_DK2_LargeDecentral | 1334 | 0.00015981
[11 empty] | c_DK2_LargeDecentral | 1335 | 0.00015898
[11 empty] | c_DK2_LargeDecentral | 1336 | 0.00015748
[11 empty] | c_DK2_LargeDecentral | 1337 | 0.00016248
[11 empty] | c_DK2_LargeDecentral | 1338 | 0.00017064
[11 empty] | c_DK2_LargeDecentral | 1339 | 0.00017214
[11 empty] | c_DK2_LargeDecentral | 1340 | 0.00017447
[11 empty] | c_DK2_LargeDecentral | 1341 | 0.00017314
[11 empty] | c_DK2_LargeDecentral | 1342 | 0.00015831
[11 empty] | c_DK2_LargeDecentral | 1343 | 0.00012865
[11 empty] | c_DK2_LargeDecentral | 1344 | 9.9152e-05
[11 empty] | c_DK2_LargeDecentral | 1345 | 7.7322e-05
[11 empty] | c_DK2_LargeDecentral | 1346 | 8.4154e-05
[11 empty] | c_DK2_LargeDecentral | 1347 | 8.4821e-05
[11 empty] | c_DK2_LargeDecentral | 1348 | 9.282e-05
[11 empty] | c_DK2_LargeDecentral | 1349 | 0.00012282
[11 empty] | c_DK2_LargeDecentral | 1350 | 0.00018281
[11 empty] | c_DK2_LargeDecentral | 1351 | 0.00021397
[11 empty] | c_DK2_LargeDecentral | 1352 | 0.00021114
[11 empty] | c_DK2_LargeDecentral | 1353 | 0.00019131
[11 empty] | c_DK2_LargeDecentral | 1354 | 0.00018064
[11 empty] | c_DK2_LargeDecentral | 1355 | 0.00016981
[11 empty] | c_DK2_LargeDecentral | 1356 | 0.00016281
[11 empty] | c_DK2_LargeDecentral | 1357 | 0.00015798
[11 empty] | c_DK2_LargeDecentral | 1358 | 0.00014798
[11 empty] | c_DK2_LargeDecentral | 1359 | 0.00014681
[11 empty] | c_DK2_LargeDecentral | 1360 | 0.00014498
[11 empty] | c_DK2_LargeDecentral | 1361 | 0.00014948
[11 empty] | c_DK2_LargeDecentral | 1362 | 0.00015848
[11 empty] | c_DK2_LargeDecentral | 1363 | 0.00016064
[11 empty] | c_DK2_LargeDecentral | 1364 | 0.00016481
[11 empty] | c_DK2_LargeDecentral | 1365 | 0.00016481
[11 empty] | c_DK2_LargeDecentral | 1366 | 0.00014964
[11 empty] | c_DK2_LargeDecentral | 1367 | 0.00011948
[11 empty] | c_DK2_LargeDecentral | 1368 | 8.9987e-05
[11 empty] | c_DK2_LargeDecentral | 1369 | 7.3156e-05
[11 empty] | c_DK2_LargeDecentral | 1370 | 7.9988e-05
[11 empty] | c_DK2_LargeDecentral | 1371 | 8.0322e-05
[11 empty] | c_DK2_LargeDecentral | 1372 | 8.832e-05
[11 empty] | c_DK2_LargeDecentral | 1373 | 0.00011815
[11 empty] | c_DK2_LargeDecentral | 1374 | 0.00017647
[11 empty] | c_DK2_LargeDecentral | 1375 | 0.00020697
[11 empty] | c_DK2_LargeDecentral | 1376 | 0.0002043
[11 empty] | c_DK2_LargeDecentral | 1377 | 0.00018447
[11 empty] | c_DK2_LargeDecentral | 1378 | 0.00017347
[11 empty] | c_DK2_LargeDecentral | 1379 | 0.00016298
[11 empty] | c_DK2_LargeDecentral | 1380 | 0.00015581
[11 empty] | c_DK2_LargeDecentral | 1381 | 0.00015148
[11 empty] | c_DK2_LargeDecentral | 1382 | 0.00014148
[11 empty] | c_DK2_LargeDecentral | 1383 | 0.00014031
[11 empty] | c_DK2_LargeDecentral | 1384 | 0.00013865
[11 empty] | c_DK2_LargeDecentral | 1385 | 0.00014265
[11 empty] | c_DK2_LargeDecentral | 1386 | 0.00015181
[11 empty] | c_DK2_LargeDecentral | 1387 | 0.00015448
[11 empty] | c_DK2_LargeDecentral | 1388 | 0.00015898
[11 empty] | c_DK2_LargeDecentral | 1389 | 0.00015914
[11 empty] | c_DK2_LargeDecentral | 1390 | 0.00014448
[11 empty] | c_DK2_LargeDecentral | 1391 | 0.00011482
[11 empty] | c_DK2_LargeDecentral | 1392 | 8.5654e-05
[11 empty] | c_DK2_LargeDecentral | 1393 | 7.5989e-05
[11 empty] | c_DK2_LargeDecentral | 1394 | 8.2821e-05
[11 empty] | c_DK2_LargeDecentral | 1395 | 8.3154e-05
[11 empty] | c_DK2_LargeDecentral | 1396 | 9.132e-05
[11 empty] | c_DK2_LargeDecentral | 1397 | 0.00012165
[11 empty] | c_DK2_LargeDecentral | 1398 | 0.00018164
[11 empty] | c_DK2_LargeDecentral | 1399 | 0.00021297
[11 empty] | c_DK2_LargeDecentral | 1400 | 0.0002103
[11 empty] | c_DK2_LargeDecentral | 1401 | 0.00019014
[11 empty] | c_DK2_LargeDecentral | 1402 | 0.00017881
[11 empty] | c_DK2_LargeDecentral | 1403 | 0.00016798
[11 empty] | c_DK2_LargeDecentral | 1404 | 0.00016064
[11 empty] | c_DK2_LargeDecentral | 1405 | 0.00015598
[11 empty] | c_DK2_LargeDecentral | 1406 | 0.00014598
[11 empty] | c_DK2_LargeDecentral | 1407 | 0.00014465
[11 empty] | c_DK2_LargeDecentral | 1408 | 0.00014281
[11 empty] | c_DK2_LargeDecentral | 1409 | 0.00014748
[11 empty] | c_DK2_LargeDecentral | 1410 | 0.00015681
[11 empty] | c_DK2_LargeDecentral | 1411 | 0.00015931
[11 empty] | c_DK2_LargeDecentral | 1412 | 0.00016364
[11 empty] | c_DK2_LargeDecentral | 1413 | 0.00016381
[11 empty] | c_DK2_LargeDecentral | 1414 | 0.00014881
[11 empty] | c_DK2_LargeDecentral | 1415 | 0.00011848
[11 empty] | c_DK2_LargeDecentral | 1416 | 8.8654e-05
[11 empty] | c_DK2_LargeDecentral | 1417 | 8.8487e-05
[11 empty] | c_DK2_LargeDecentral | 1418 | 9.4153e-05
[11 empty] | c_DK2_LargeDecentral | 1419 | 9.5486e-05
[11 empty] | c_DK2_LargeDecentral | 1420 | 0.00010132
[11 empty] | c_DK2_LargeDecentral | 1421 | 0.00012715
[11 empty] | c_DK2_LargeDecentral | 1422 | 0.00018947
[11 empty] | c_DK2_LargeDecentral | 1423 | 0.00022197
[11 empty] | c_DK2_LargeDecentral | 1424 | 0.0002208
[11 empty] | c_DK2_LargeDecentral | 1425 | 0.00020164
[11 empty] | c_DK2_LargeDecentral | 1426 | 0.00019414
[11 empty] | c_DK2_LargeDecentral | 1427 | 0.00018414
[11 empty] | c_DK2_LargeDecentral | 1428 | 0.00017681
[11 empty] | c_DK2_LargeDecentral | 1429 | 0.00017164
[11 empty] | c_DK2_LargeDecentral | 1430 | 0.00016264
[11 empty] | c_DK2_LargeDecentral | 1431 | 0.00016064
[11 empty] | c_DK2_LargeDecentral | 1432 | 0.00015864
[11 empty] | c_DK2_LargeDecentral | 1433 | 0.00016348
[11 empty] | c_DK2_LargeDecentral | 1434 | 0.00017164
[11 empty] | c_DK2_LargeDecentral | 1435 | 0.00017314
[11 empty] | c_DK2_LargeDecentral | 1436 | 0.00017597
[11 empty] | c_DK2_LargeDecentral | 1437 | 0.00017431
[11 empty] | c_DK2_LargeDecentral | 1438 | 0.00015981
[11 empty] | c_DK2_LargeDecentral | 1439 | 0.00012915
[11 empty] | c_DK2_LargeDecentral | 1440 | 9.8985e-05
[11 empty] | c_DK2_LargeDecentral | 1441 | 9.3986e-05
[11 empty] | c_DK2_LargeDecentral | 1442 | 9.5819e-05
[11 empty] | c_DK2_LargeDecentral | 1443 | 9.5319e-05
[11 empty] | c_DK2_LargeDecentral | 1444 | 0.00010382
[11 empty] | c_DK2_LargeDecentral | 1445 | 0.00012898
[11 empty] | c_DK2_LargeDecentral | 1446 | 0.00018764
[11 empty] | c_DK2_LargeDecentral | 1447 | 0.00022563
[11 empty] | c_DK2_LargeDecentral | 1448 | 0.0002208
[11 empty] | c_DK2_LargeDecentral | 1449 | 0.00020097
[11 empty] | c_DK2_LargeDecentral | 1450 | 0.00019197
[11 empty] | c_DK2_LargeDecentral | 1451 | 0.00018581
[11 empty] | c_DK2_LargeDecentral | 1452 | 0.00017647
[11 empty] | c_DK2_LargeDecentral | 1453 | 0.00017047
[11 empty] | c_DK2_LargeDecentral | 1454 | 0.00016081
[11 empty] | c_DK2_LargeDecentral | 1455 | 0.00016448
[11 empty] | c_DK2_LargeDecentral | 1456 | 0.00016198
[11 empty] | c_DK2_LargeDecentral | 1457 | 0.00016764
[11 empty] | c_DK2_LargeDecentral | 1458 | 0.00017331
[11 empty] | c_DK2_LargeDecentral | 1459 | 0.00017564
[11 empty] | c_DK2_LargeDecentral | 1460 | 0.00017564
[11 empty] | c_DK2_LargeDecentral | 1461 | 0.00017364
[11 empty] | c_DK2_LargeDecentral | 1462 | 0.00016231
[11 empty] | c_DK2_LargeDecentral | 1463 | 0.00013148
[11 empty] | c_DK2_LargeDecentral | 1464 | 0.00010115
[11 empty] | c_DK2_LargeDecentral | 1465 | 8.3488e-05
[11 empty] | c_DK2_LargeDecentral | 1466 | 9.0987e-05
[11 empty] | c_DK2_LargeDecentral | 1467 | 9.0987e-05
[11 empty] | c_DK2_LargeDecentral | 1468 | 0.00010448
[11 empty] | c_DK2_LargeDecentral | 1469 | 0.00013548
[11 empty] | c_DK2_LargeDecentral | 1470 | 0.00019064
[11 empty] | c_DK2_LargeDecentral | 1471 | 0.00019947
[11 empty] | c_DK2_LargeDecentral | 1472 | 0.00019714
[11 empty] | c_DK2_LargeDecentral | 1473 | 0.00017647
[11 empty] | c_DK2_LargeDecentral | 1474 | 0.00016881
[11 empty] | c_DK2_LargeDecentral | 1475 | 0.00016081
[11 empty] | c_DK2_LargeDecentral | 1476 | 0.00015548
[11 empty] | c_DK2_LargeDecentral | 1477 | 0.00015181
[11 empty] | c_DK2_LargeDecentral | 1478 | 0.00014415
[11 empty] | c_DK2_LargeDecentral | 1479 | 0.00014481
[11 empty] | c_DK2_LargeDecentral | 1480 | 0.00014315
[11 empty] | c_DK2_LargeDecentral | 1481 | 0.00014914
[11 empty] | c_DK2_LargeDecentral | 1482 | 0.00015881
[11 empty] | c_DK2_LargeDecentral | 1483 | 0.00016231
[11 empty] | c_DK2_LargeDecentral | 1484 | 0.00016481
[11 empty] | c_DK2_LargeDecentral | 1485 | 0.00016498
[11 empty] | c_DK2_LargeDecentral | 1486 | 0.00015364
[11 empty] | c_DK2_LargeDecentral | 1487 | 0.00012415
[11 empty] | c_DK2_LargeDecentral | 1488 | 9.6486e-05
[11 empty] | c_DK2_LargeDecentral | 1489 | 7.4989e-05
[11 empty] | c_DK2_LargeDecentral | 1490 | 8.2488e-05
[11 empty] | c_DK2_LargeDecentral | 1491 | 8.2821e-05
[11 empty] | c_DK2_LargeDecentral | 1492 | 9.0987e-05
[11 empty] | c_DK2_LargeDecentral | 1493 | 0.00012065
[11 empty] | c_DK2_LargeDecentral | 1494 | 0.00017981
[11 empty] | c_DK2_LargeDecentral | 1495 | 0.00020964
[11 empty] | c_DK2_LargeDecentral | 1496 | 0.0002073
[11 empty] | c_DK2_LargeDecentral | 1497 | 0.00018414
[11 empty] | c_DK2_LargeDecentral | 1498 | 0.00017397
[11 empty] | c_DK2_LargeDecentral | 1499 | 0.00016414
[11 empty] | c_DK2_LargeDecentral | 1500 | 0.00015631
[11 empty] | c_DK2_LargeDecentral | 1501 | 0.00015248
[11 empty] | c_DK2_LargeDecentral | 1502 | 0.00014231
[11 empty] | c_DK2_LargeDecentral | 1503 | 0.00014148
[11 empty] | c_DK2_LargeDecentral | 1504 | 0.00014015
[11 empty] | c_DK2_LargeDecentral | 1505 | 0.00014598
[11 empty] | c_DK2_LargeDecentral | 1506 | 0.00015464
[11 empty] | c_DK2_LargeDecentral | 1507 | 0.00015881
[11 empty] | c_DK2_LargeDecentral | 1508 | 0.00016314
[11 empty] | c_DK2_LargeDecentral | 1509 | 0.00016364
[11 empty] | c_DK2_LargeDecentral | 1510 | 0.00014864
[11 empty] | c_DK2_LargeDecentral | 1511 | 0.00011898
[11 empty] | c_DK2_LargeDecentral | 1512 | 8.882e-05
[11 empty] | c_DK2_LargeDecentral | 1513 | 7.8988e-05
[11 empty] | c_DK2_LargeDecentral | 1514 | 8.5821e-05
[11 empty] | c_DK2_LargeDecentral | 1515 | 8.6321e-05
[11 empty] | c_DK2_LargeDecentral | 1516 | 9.4153e-05
[11 empty] | c_DK2_LargeDecentral | 1517 | 0.00012332
[11 empty] | c_DK2_LargeDecentral | 1518 | 0.00018397
[11 empty] | c_DK2_LargeDecentral | 1519 | 0.00021497
[11 empty] | c_DK2_LargeDecentral | 1520 | 0.00021214
[11 empty] | c_DK2_LargeDecentral | 1521 | 0.00019231
[11 empty] | c_DK2_LargeDecentral | 1522 | 0.00018214
[11 empty] | c_DK2_LargeDecentral | 1523 | 0.00017181
[11 empty] | c_DK2_LargeDecentral | 1524 | 0.00016464
[11 empty] | c_DK2_LargeDecentral | 1525 | 0.00015998
[11 empty] | c_DK2_LargeDecentral | 1526 | 0.00014998
[11 empty] | c_DK2_LargeDecentral | 1527 | 0.00014881
[11 empty] | c_DK2_LargeDecentral | 1528 | 0.00014698
[11 empty] | c_DK2_LargeDecentral | 1529 | 0.00015148
[11 empty] | c_DK2_LargeDecentral | 1530 | 0.00016014
[11 empty] | c_DK2_LargeDecentral | 1531 | 0.00016231
[11 empty] | c_DK2_LargeDecentral | 1532 | 0.00016614
[11 empty] | c_DK2_LargeDecentral | 1533 | 0.00016581
[11 empty] | c_DK2_LargeDecentral | 1534 | 0.00015081
[11 empty] | c_DK2_LargeDecentral | 1535 | 0.00012065
[11 empty] | c_DK2_LargeDecentral | 1536 | 9.132e-05
[11 empty] | c_DK2_LargeDecentral | 1537 | 7.9488e-05
[11 empty] | c_DK2_LargeDecentral | 1538 | 8.6154e-05
[11 empty] | c_DK2_LargeDecentral | 1539 | 8.6987e-05
[11 empty] | c_DK2_LargeDecentral | 1540 | 9.4653e-05
[11 empty] | c_DK2_LargeDecentral | 1541 | 0.00012365
[11 empty] | c_DK2_LargeDecentral | 1542 | 0.00018431
[11 empty] | c_DK2_LargeDecentral | 1543 | 0.00021547
[11 empty] | c_DK2_LargeDecentral | 1544 | 0.00021247
[11 empty] | c_DK2_LargeDecentral | 1545 | 0.00019264
[11 empty] | c_DK2_LargeDecentral | 1546 | 0.00018247
[11 empty] | c_DK2_LargeDecentral | 1547 | 0.00017264
[11 empty] | c_DK2_LargeDecentral | 1548 | 0.00016531
[11 empty] | c_DK2_LargeDecentral | 1549 | 0.00016048
[11 empty] | c_DK2_LargeDecentral | 1550 | 0.00015081
[11 empty] | c_DK2_LargeDecentral | 1551 | 0.00014931
[11 empty] | c_DK2_LargeDecentral | 1552 | 0.00014764
[11 empty] | c_DK2_LargeDecentral | 1553 | 0.00015214
[11 empty] | c_DK2_LargeDecentral | 1554 | 0.00016081
[11 empty] | c_DK2_LargeDecentral | 1555 | 0.00016298
[11 empty] | c_DK2_LargeDecentral | 1556 | 0.00016648
[11 empty] | c_DK2_LargeDecentral | 1557 | 0.00016631
[11 empty] | c_DK2_LargeDecentral | 1558 | 0.00015114
[11 empty] | c_DK2_LargeDecentral | 1559 | 0.00012132
[11 empty] | c_DK2_LargeDecentral | 1560 | 9.182e-05
[11 empty] | c_DK2_LargeDecentral | 1561 | 7.3489e-05
[11 empty] | c_DK2_LargeDecentral | 1562 | 8.0322e-05
[11 empty] | c_DK2_LargeDecentral | 1563 | 8.0655e-05
[11 empty] | c_DK2_LargeDecentral | 1564 | 8.8654e-05
[11 empty] | c_DK2_LargeDecentral | 1565 | 0.00011865
[11 empty] | c_DK2_LargeDecentral | 1566 | 0.00017714
[11 empty] | c_DK2_LargeDecentral | 1567 | 0.00020797
[11 empty] | c_DK2_LargeDecentral | 1568 | 0.00020497
[11 empty] | c_DK2_LargeDecentral | 1569 | 0.00018514
[11 empty] | c_DK2_LargeDecentral | 1570 | 0.00017414
[11 empty] | c_DK2_LargeDecentral | 1571 | 0.00016381
[11 empty] | c_DK2_LargeDecentral | 1572 | 0.00015648
[11 empty] | c_DK2_LargeDecentral | 1573 | 0.00015198
[11 empty] | c_DK2_LargeDecentral | 1574 | 0.00014215
[11 empty] | c_DK2_LargeDecentral | 1575 | 0.00014081
[11 empty] | c_DK2_LargeDecentral | 1576 | 0.00013898
[11 empty] | c_DK2_LargeDecentral | 1577 | 0.00014315
[11 empty] | c_DK2_LargeDecentral | 1578 | 0.00015231
[11 empty] | c_DK2_LargeDecentral | 1579 | 0.00015481
[11 empty] | c_DK2_LargeDecentral | 1580 | 0.00015931
[11 empty] | c_DK2_LargeDecentral | 1581 | 0.00015948
[11 empty] | c_DK2_LargeDecentral | 1582 | 0.00014481
[11 empty] | c_DK2_LargeDecentral | 1583 | 0.00011532
[11 empty] | c_DK2_LargeDecentral | 1584 | 8.6154e-05
[11 empty] | c_DK2_LargeDecentral | 1585 | 7.5656e-05
[11 empty] | c_DK2_LargeDecentral | 1586 | 8.1821e-05
[11 empty] | c_DK2_LargeDecentral | 1587 | 8.1821e-05
[11 empty] | c_DK2_LargeDecentral | 1588 | 8.8987e-05
[11 empty] | c_DK2_LargeDecentral | 1589 | 0.00011798
[11 empty] | c_DK2_LargeDecentral | 1590 | 0.00017697
[11 empty] | c_DK2_LargeDecentral | 1591 | 0.00020964
[11 empty] | c_DK2_LargeDecentral | 1592 | 0.0002093
[11 empty] | c_DK2_LargeDecentral | 1593 | 0.00019031
[11 empty] | c_DK2_LargeDecentral | 1594 | 0.00017864
[11 empty] | c_DK2_LargeDecentral | 1595 | 0.00016731
[11 empty] | c_DK2_LargeDecentral | 1596 | 0.00015981
[11 empty] | c_DK2_LargeDecentral | 1597 | 0.00015514
[11 empty] | c_DK2_LargeDecentral | 1598 | 0.00014565
[11 empty] | c_DK2_LargeDecentral | 1599 | 0.00014365
[11 empty] | c_DK2_LargeDecentral | 1600 | 0.00014198
[11 empty] | c_DK2_LargeDecentral | 1601 | 0.00014598
[11 empty] | c_DK2_LargeDecentral | 1602 | 0.00015581
[11 empty] | c_DK2_LargeDecentral | 1603 | 0.00015948
[11 empty] | c_DK2_LargeDecentral | 1604 | 0.00016431
[11 empty] | c_DK2_LargeDecentral | 1605 | 0.00016381
[11 empty] | c_DK2_LargeDecentral | 1606 | 0.00014948
[11 empty] | c_DK2_LargeDecentral | 1607 | 0.00011848
[11 empty] | c_DK2_LargeDecentral | 1608 | 8.8487e-05
[11 empty] | c_DK2_LargeDecentral | 1609 | 7.9322e-05
[11 empty] | c_DK2_LargeDecentral | 1610 | 8.2988e-05
[11 empty] | c_DK2_LargeDecentral | 1611 | 7.9655e-05
[11 empty] | c_DK2_LargeDecentral | 1612 | 9.0153e-05
[11 empty] | c_DK2_LargeDecentral | 1613 | 0.00011898
[11 empty] | c_DK2_LargeDecentral | 1614 | 0.00017314
[11 empty] | c_DK2_LargeDecentral | 1615 | 0.00020964
[11 empty] | c_DK2_LargeDecentral | 1616 | 0.00020664
[11 empty] | c_DK2_LargeDecentral | 1617 | 0.00018531
[11 empty] | c_DK2_LargeDecentral | 1618 | 0.00017414
[11 empty] | c_DK2_LargeDecentral | 1619 | 0.00016631
[11 empty] | c_DK2_LargeDecentral | 1620 | 0.00015681
[11 empty] | c_DK2_LargeDecentral | 1621 | 0.00015248
[11 empty] | c_DK2_LargeDecentral | 1622 | 0.00013981
[11 empty] | c_DK2_LargeDecentral | 1623 | 0.00014381
[11 empty] | c_DK2_LargeDecentral | 1624 | 0.00014215
[11 empty] | c_DK2_LargeDecentral | 1625 | 0.00014731
[11 empty] | c_DK2_LargeDecentral | 1626 | 0.00015414
[11 empty] | c_DK2_LargeDecentral | 1627 | 0.00015864
[11 empty] | c_DK2_LargeDecentral | 1628 | 0.00016031
[11 empty] | c_DK2_LargeDecentral | 1629 | 0.00016031
[11 empty] | c_DK2_LargeDecentral | 1630 | 0.00014848
[11 empty] | c_DK2_LargeDecentral | 1631 | 0.00011948
[11 empty] | c_DK2_LargeDecentral | 1632 | 8.832e-05
[11 empty] | c_DK2_LargeDecentral | 1633 | 8.782e-05
[11 empty] | c_DK2_LargeDecentral | 1634 | 9.4153e-05
[11 empty] | c_DK2_LargeDecentral | 1635 | 9.4819e-05
[11 empty] | c_DK2_LargeDecentral | 1636 | 0.00010815
[11 empty] | c_DK2_LargeDecentral | 1637 | 0.00013915
[11 empty] | c_DK2_LargeDecentral | 1638 | 0.00019514
[11 empty] | c_DK2_LargeDecentral | 1639 | 0.0002043
[11 empty] | c_DK2_LargeDecentral | 1640 | 0.00020164
[11 empty] | c_DK2_LargeDecentral | 1641 | 0.00018197
[11 empty] | c_DK2_LargeDecentral | 1642 | 0.00017447
[11 empty] | c_DK2_LargeDecentral | 1643 | 0.00016681
[11 empty] | c_DK2_LargeDecentral | 1644 | 0.00016164
[11 empty] | c_DK2_LargeDecentral | 1645 | 0.00015764
[11 empty] | c_DK2_LargeDecentral | 1646 | 0.00015014
[11 empty] | c_DK2_LargeDecentral | 1647 | 0.00015098
[11 empty] | c_DK2_LargeDecentral | 1648 | 0.00014964
[11 empty] | c_DK2_LargeDecentral | 1649 | 0.00015498
[11 empty] | c_DK2_LargeDecentral | 1650 | 0.00016448
[11 empty] | c_DK2_LargeDecentral | 1651 | 0.00016798
[11 empty] | c_DK2_LargeDecentral | 1652 | 0.00016964
[11 empty] | c_DK2_LargeDecentral | 1653 | 0.00016931
[11 empty] | c_DK2_LargeDecentral | 1654 | 0.00015781
[11 empty] | c_DK2_LargeDecentral | 1655 | 0.00012765
[11 empty] | c_DK2_LargeDecentral | 1656 | 0.00010049
[11 empty] | c_DK2_LargeDecentral | 1657 | 9.4486e-05
[11 empty] | c_DK2_LargeDecentral | 1658 | 0.00010049
[11 empty] | c_DK2_LargeDecentral | 1659 | 0.00010198
[11 empty] | c_DK2_LargeDecentral | 1660 | 0.00010982
[11 empty] | c_DK2_LargeDecentral | 1661 | 0.00013681
[11 empty] | c_DK2_LargeDecentral | 1662 | 0.00020314
[11 empty] | c_DK2_LargeDecentral | 1663 | 0.0002348
[11 empty] | c_DK2_LargeDecentral | 1664 | 0.00023063
[11 empty] | c_DK2_LargeDecentral | 1665 | 0.00020947
[11 empty] | c_DK2_LargeDecentral | 1666 | 0.00020214
[11 empty] | c_DK2_LargeDecentral | 1667 | 0.00019297
[11 empty] | c_DK2_LargeDecentral | 1668 | 0.00018531
[11 empty] | c_DK2_LargeDecentral | 1669 | 0.00017981
[11 empty] | c_DK2_LargeDecentral | 1670 | 0.00017131
[11 empty] | c_DK2_LargeDecentral | 1671 | 0.00017031
[11 empty] | c_DK2_LargeDecentral | 1672 | 0.00016881
[11 empty] | c_DK2_LargeDecentral | 1673 | 0.00017414
[11 empty] | c_DK2_LargeDecentral | 1674 | 0.00018264
[11 empty] | c_DK2_LargeDecentral | 1675 | 0.00018397
[11 empty] | c_DK2_LargeDecentral | 1676 | 0.00018614
[11 empty] | c_DK2_LargeDecentral | 1677 | 0.00018414
[11 empty] | c_DK2_LargeDecentral | 1678 | 0.00016848
[11 empty] | c_DK2_LargeDecentral | 1679 | 0.00013731
[11 empty] | c_DK2_LargeDecentral | 1680 | 0.00010632
[11 empty] | c_DK2_LargeDecentral | 1681 | 9.332e-05
[11 empty] | c_DK2_LargeDecentral | 1682 | 9.9819e-05
[11 empty] | c_DK2_LargeDecentral | 1683 | 0.00010132
[11 empty] | c_DK2_LargeDecentral | 1684 | 0.00010865
[11 empty] | c_DK2_LargeDecentral | 1685 | 0.00013598
[11 empty] | c_DK2_LargeDecentral | 1686 | 0.0002013
[11 empty] | c_DK2_LargeDecentral | 1687 | 0.00023347
[11 empty] | c_DK2_LargeDecentral | 1688 | 0.00023013
[11 empty] | c_DK2_LargeDecentral | 1689 | 0.00021014
[11 empty] | c_DK2_LargeDecentral | 1690 | 0.00020297
[11 empty] | c_DK2_LargeDecentral | 1691 | 0.00019297
[11 empty] | c_DK2_LargeDecentral | 1692 | 0.00018547
[11 empty] | c_DK2_LargeDecentral | 1693 | 0.00018014
[11 empty] | c_DK2_LargeDecentral | 1694 | 0.00017081
[11 empty] | c_DK2_LargeDecentral | 1695 | 0.00016948
[11 empty] | c_DK2_LargeDecentral | 1696 | 0.00016764
[11 empty] | c_DK2_LargeDecentral | 1697 | 0.00017281
[11 empty] | c_DK2_LargeDecentral | 1698 | 0.00018014
[11 empty] | c_DK2_LargeDecentral | 1699 | 0.00018097
[11 empty] | c_DK2_LargeDecentral | 1700 | 0.00018297
[11 empty] | c_DK2_LargeDecentral | 1701 | 0.00018197
[11 empty] | c_DK2_LargeDecentral | 1702 | 0.00016581
[11 empty] | c_DK2_LargeDecentral | 1703 | 0.00013498
[11 empty] | c_DK2_LargeDecentral | 1704 | 0.00010448
[11 empty] | c_DK2_LargeDecentral | 1705 | 8.832e-05
[11 empty] | c_DK2_LargeDecentral | 1706 | 9.4319e-05
[11 empty] | c_DK2_LargeDecentral | 1707 | 9.5986e-05
[11 empty] | c_DK2_LargeDecentral | 1708 | 0.00010298
[11 empty] | c_DK2_LargeDecentral | 1709 | 0.00012948
[11 empty] | c_DK2_LargeDecentral | 1710 | 0.00019247
[11 empty] | c_DK2_LargeDecentral | 1711 | 0.00022363
[11 empty] | c_DK2_LargeDecentral | 1712 | 0.0002203
[11 empty] | c_DK2_LargeDecentral | 1713 | 0.00020064
[11 empty] | c_DK2_LargeDecentral | 1714 | 0.00019347
[11 empty] | c_DK2_LargeDecentral | 1715 | 0.00018414
[11 empty] | c_DK2_LargeDecentral | 1716 | 0.00017681
[11 empty] | c_DK2_LargeDecentral | 1717 | 0.00017181
[11 empty] | c_DK2_LargeDecentral | 1718 | 0.00016281
[11 empty] | c_DK2_LargeDecentral | 1719 | 0.00016114
[11 empty] | c_DK2_LargeDecentral | 1720 | 0.00015931
[11 empty] | c_DK2_LargeDecentral | 1721 | 0.00016431
[11 empty] | c_DK2_LargeDecentral | 1722 | 0.00017147
[11 empty] | c_DK2_LargeDecentral | 1723 | 0.00017247
[11 empty] | c_DK2_LargeDecentral | 1724 | 0.00017447
[11 empty] | c_DK2_LargeDecentral | 1725 | 0.00017381
[11 empty] | c_DK2_LargeDecentral | 1726 | 0.00015831
[11 empty] | c_DK2_LargeDecentral | 1727 | 0.00012881
[11 empty] | c_DK2_LargeDecentral | 1728 | 9.9319e-05
[11 empty] | c_DK2_LargeDecentral | 1729 | 8.5987e-05
[11 empty] | c_DK2_LargeDecentral | 1730 | 9.2153e-05
[11 empty] | c_DK2_LargeDecentral | 1731 | 9.3486e-05
[11 empty] | c_DK2_LargeDecentral | 1732 | 0.00010032
[11 empty] | c_DK2_LargeDecentral | 1733 | 0.00012698
[11 empty] | c_DK2_LargeDecentral | 1734 | 0.00018897
[11 empty] | c_DK2_LargeDecentral | 1735 | 0.00021963
[11 empty] | c_DK2_LargeDecentral | 1736 | 0.00021647
[11 empty] | c_DK2_LargeDecentral | 1737 | 0.0001968
[11 empty] | c_DK2_LargeDecentral | 1738 | 0.00018964
[11 empty] | c_DK2_LargeDecentral | 1739 | 0.00018014
[11 empty] | c_DK2_LargeDecentral | 1740 | 0.00017314
[11 empty] | c_DK2_LargeDecentral | 1741 | 0.00016814
[11 empty] | c_DK2_LargeDecentral | 1742 | 0.00015881
[11 empty] | c_DK2_LargeDecentral | 1743 | 0.00015748
[11 empty] | c_DK2_LargeDecentral | 1744 | 0.00015548
[11 empty] | c_DK2_LargeDecentral | 1745 | 0.00016048
[11 empty] | c_DK2_LargeDecentral | 1746 | 0.00016764
[11 empty] | c_DK2_LargeDecentral | 1747 | 0.00016848
[11 empty] | c_DK2_LargeDecentral | 1748 | 0.00017081
[11 empty] | c_DK2_LargeDecentral | 1749 | 0.00017031
[11 empty] | c_DK2_LargeDecentral | 1750 | 0.00015514
[11 empty] | c_DK2_LargeDecentral | 1751 | 0.00012598
[11 empty] | c_DK2_LargeDecentral | 1752 | 9.6986e-05
[11 empty] | c_DK2_LargeDecentral | 1753 | 8.3321e-05
[11 empty] | c_DK2_LargeDecentral | 1754 | 8.882e-05
[11 empty] | c_DK2_LargeDecentral | 1755 | 8.9987e-05
[11 empty] | c_DK2_LargeDecentral | 1756 | 9.5986e-05
[11 empty] | c_DK2_LargeDecentral | 1757 | 0.00012232
[11 empty] | c_DK2_LargeDecentral | 1758 | 0.00018314
[11 empty] | c_DK2_LargeDecentral | 1759 | 0.00021514
[11 empty] | c_DK2_LargeDecentral | 1760 | 0.00021414
[11 empty] | c_DK2_LargeDecentral | 1761 | 0.00019497
[11 empty] | c_DK2_LargeDecentral | 1762 | 0.00018647
[11 empty] | c_DK2_LargeDecentral | 1763 | 0.00017647
[11 empty] | c_DK2_LargeDecentral | 1764 | 0.00016914
[11 empty] | c_DK2_LargeDecentral | 1765 | 0.00016414
[11 empty] | c_DK2_LargeDecentral | 1766 | 0.00015514
[11 empty] | c_DK2_LargeDecentral | 1767 | 0.00015298
[11 empty] | c_DK2_LargeDecentral | 1768 | 0.00015114
[11 empty] | c_DK2_LargeDecentral | 1769 | 0.00015548
[11 empty] | c_DK2_LargeDecentral | 1770 | 0.00016414
[11 empty] | c_DK2_LargeDecentral | 1771 | 0.00016648
[11 empty] | c_DK2_LargeDecentral | 1772 | 0.00016997
[11 empty] | c_DK2_LargeDecentral | 1773 | 0.00016864
[11 empty] | c_DK2_LargeDecentral | 1774 | 0.00015431
[11 empty] | c_DK2_LargeDecentral | 1775 | 0.00012415
[11 empty] | c_DK2_LargeDecentral | 1776 | 9.4319e-05
[11 empty] | c_DK2_LargeDecentral | 1777 | 8.1988e-05
[11 empty] | c_DK2_LargeDecentral | 1778 | 8.4987e-05
[11 empty] | c_DK2_LargeDecentral | 1779 | 8.2655e-05
[11 empty] | c_DK2_LargeDecentral | 1780 | 9.2153e-05
[11 empty] | c_DK2_LargeDecentral | 1781 | 0.00011932
[11 empty] | c_DK2_LargeDecentral | 1782 | 0.00017397
[11 empty] | c_DK2_LargeDecentral | 1783 | 0.0002103
[11 empty] | c_DK2_LargeDecentral | 1784 | 0.00020697
[11 empty] | c_DK2_LargeDecentral | 1785 | 0.00018631
[11 empty] | c_DK2_LargeDecentral | 1786 | 0.00017597
[11 empty] | c_DK2_LargeDecentral | 1787 | 0.00016898
[11 empty] | c_DK2_LargeDecentral | 1788 | 0.00015964
[11 empty] | c_DK2_LargeDecentral | 1789 | 0.00015481
[11 empty] | c_DK2_LargeDecentral | 1790 | 0.00014331
[11 empty] | c_DK2_LargeDecentral | 1791 | 0.00014715
[11 empty] | c_DK2_LargeDecentral | 1792 | 0.00014531
[11 empty] | c_DK2_LargeDecentral | 1793 | 0.00015031
[11 empty] | c_DK2_LargeDecentral | 1794 | 0.00015648
[11 empty] | c_DK2_LargeDecentral | 1795 | 0.00016031
[11 empty] | c_DK2_LargeDecentral | 1796 | 0.00016164
[11 empty] | c_DK2_LargeDecentral | 1797 | 0.00016098
[11 empty] | c_DK2_LargeDecentral | 1798 | 0.00014964
[11 empty] | c_DK2_LargeDecentral | 1799 | 0.00012065
[11 empty] | c_DK2_LargeDecentral | 1800 | 9.032e-05
[11 empty] | c_DK2_LargeDecentral | 1801 | 7.7489e-05
[11 empty] | c_DK2_LargeDecentral | 1802 | 8.7654e-05
[11 empty] | c_DK2_LargeDecentral | 1803 | 8.5321e-05
[11 empty] | c_DK2_LargeDecentral | 1804 | 9.9652e-05
[11 empty] | c_DK2_LargeDecentral | 1805 | 0.00013265
[11 empty] | c_DK2_LargeDecentral | 1806 | 0.00018831
[11 empty] | c_DK2_LargeDecentral | 1807 | 0.0001963
[11 empty] | c_DK2_LargeDecentral | 1808 | 0.00019397
[11 empty] | c_DK2_LargeDecentral | 1809 | 0.00017047
[11 empty] | c_DK2_LargeDecentral | 1810 | 0.00016181
[11 empty] | c_DK2_LargeDecentral | 1811 | 0.00015314
[11 empty] | c_DK2_LargeDecentral | 1812 | 0.00014731
[11 empty] | c_DK2_LargeDecentral | 1813 | 0.00014398
[11 empty] | c_DK2_LargeDecentral | 1814 | 0.00013531
[11 empty] | c_DK2_LargeDecentral | 1815 | 0.00013615
[11 empty] | c_DK2_LargeDecentral | 1816 | 0.00013431
[11 empty] | c_DK2_LargeDecentral | 1817 | 0.00014181
[11 empty] | c_DK2_LargeDecentral | 1818 | 0.00015198
[11 empty] | c_DK2_LargeDecentral | 1819 | 0.00015631
[11 empty] | c_DK2_LargeDecentral | 1820 | 0.00016014
[11 empty] | c_DK2_LargeDecentral | 1821 | 0.00016164
[11 empty] | c_DK2_LargeDecentral | 1822 | 0.00014981
[11 empty] | c_DK2_LargeDecentral | 1823 | 0.00012132
[11 empty] | c_DK2_LargeDecentral | 1824 | 9.082e-05
[11 empty] | c_DK2_LargeDecentral | 1825 | 7.7322e-05
[11 empty] | c_DK2_LargeDecentral | 1826 | 8.4987e-05
[11 empty] | c_DK2_LargeDecentral | 1827 | 8.5487e-05
[11 empty] | c_DK2_LargeDecentral | 1828 | 9.382e-05
[11 empty] | c_DK2_LargeDecentral | 1829 | 0.00012432
[11 empty] | c_DK2_LargeDecentral | 1830 | 0.00018447
[11 empty] | c_DK2_LargeDecentral | 1831 | 0.00021497
[11 empty] | c_DK2_LargeDecentral | 1832 | 0.00021247
[11 empty] | c_DK2_LargeDecentral | 1833 | 0.00018931
[11 empty] | c_DK2_LargeDecentral | 1834 | 0.00017897
[11 empty] | c_DK2_LargeDecentral | 1835 | 0.00016864
[11 empty] | c_DK2_LargeDecentral | 1836 | 0.00016064
[11 empty] | c_DK2_LargeDecentral | 1837 | 0.00015681
[11 empty] | c_DK2_LargeDecentral | 1838 | 0.00014615
[11 empty] | c_DK2_LargeDecentral | 1839 | 0.00014548
[11 empty] | c_DK2_LargeDecentral | 1840 | 0.00014415
[11 empty] | c_DK2_LargeDecentral | 1841 | 0.00015048
[11 empty] | c_DK2_LargeDecentral | 1842 | 0.00015914
[11 empty] | c_DK2_LargeDecentral | 1843 | 0.00016331
[11 empty] | c_DK2_LargeDecentral | 1844 | 0.00016781
[11 empty] | c_DK2_LargeDecentral | 1845 | 0.00016831
[11 empty] | c_DK2_LargeDecentral | 1846 | 0.00015264
[11 empty] | c_DK2_LargeDecentral | 1847 | 0.00012232
[11 empty] | c_DK2_LargeDecentral | 1848 | 9.132e-05
[11 empty] | c_DK2_LargeDecentral | 1849 | 8.4987e-05
[11 empty] | c_DK2_LargeDecentral | 1850 | 9.1487e-05
[11 empty] | c_DK2_LargeDecentral | 1851 | 9.2486e-05
[11 empty] | c_DK2_LargeDecentral | 1852 | 9.9485e-05
[11 empty] | c_DK2_LargeDecentral | 1853 | 0.00012665
[11 empty] | c_DK2_LargeDecentral | 1854 | 0.00018881
[11 empty] | c_DK2_LargeDecentral | 1855 | 0.00021963
[11 empty] | c_DK2_LargeDecentral | 1856 | 0.0002163
[11 empty] | c_DK2_LargeDecentral | 1857 | 0.00019664
[11 empty] | c_DK2_LargeDecentral | 1858 | 0.00018897
[11 empty] | c_DK2_LargeDecentral | 1859 | 0.00017914
[11 empty] | c_DK2_LargeDecentral | 1860 | 0.00017214
[11 empty] | c_DK2_LargeDecentral | 1861 | 0.00016714
[11 empty] | c_DK2_LargeDecentral | 1862 | 0.00015781
[11 empty] | c_DK2_LargeDecentral | 1863 | 0.00015631
[11 empty] | c_DK2_LargeDecentral | 1864 | 0.00015448
[11 empty] | c_DK2_LargeDecentral | 1865 | 0.00015931
[11 empty] | c_DK2_LargeDecentral | 1866 | 0.00016681
[11 empty] | c_DK2_LargeDecentral | 1867 | 0.00016814
[11 empty] | c_DK2_LargeDecentral | 1868 | 0.00017047
[11 empty] | c_DK2_LargeDecentral | 1869 | 0.00016997
[11 empty] | c_DK2_LargeDecentral | 1870 | 0.00015481
[11 empty] | c_DK2_LargeDecentral | 1871 | 0.00012548
[11 empty] | c_DK2_LargeDecentral | 1872 | 9.6319e-05
[11 empty] | c_DK2_LargeDecentral | 1873 | 7.6822e-05
[11 empty] | c_DK2_LargeDecentral | 1874 | 8.3488e-05
[11 empty] | c_DK2_LargeDecentral | 1875 | 8.3988e-05
[11 empty] | c_DK2_LargeDecentral | 1876 | 9.182e-05
[11 empty] | c_DK2_LargeDecentral | 1877 | 0.00012165
[11 empty] | c_DK2_LargeDecentral | 1878 | 0.00018131
[11 empty] | c_DK2_LargeDecentral | 1879 | 0.00021247
[11 empty] | c_DK2_LargeDecentral | 1880 | 0.00020964
[11 empty] | c_DK2_LargeDecentral | 1881 | 0.00018964
[11 empty] | c_DK2_LargeDecentral | 1882 | 0.00017897
[11 empty] | c_DK2_LargeDecentral | 1883 | 0.00016864
[11 empty] | c_DK2_LargeDecentral | 1884 | 0.00016148
[11 empty] | c_DK2_LargeDecentral | 1885 | 0.00015664
[11 empty] | c_DK2_LargeDecentral | 1886 | 0.00014698
[11 empty] | c_DK2_LargeDecentral | 1887 | 0.00014565
[11 empty] | c_DK2_LargeDecentral | 1888 | 0.00014381
[11 empty] | c_DK2_LargeDecentral | 1889 | 0.00014831
[11 empty] | c_DK2_LargeDecentral | 1890 | 0.00015714
[11 empty] | c_DK2_LargeDecentral | 1891 | 0.00015964
[11 empty] | c_DK2_LargeDecentral | 1892 | 0.00016364
[11 empty] | c_DK2_LargeDecentral | 1893 | 0.00016381
[11 empty] | c_DK2_LargeDecentral | 1894 | 0.00014881
[11 empty] | c_DK2_LargeDecentral | 1895 | 0.00011882
[11 empty] | c_DK2_LargeDecentral | 1896 | 8.9154e-05
[11 empty] | c_DK2_LargeDecentral | 1897 | 6.949e-05
[11 empty] | c_DK2_LargeDecentral | 1898 | 7.5989e-05
[11 empty] | c_DK2_LargeDecentral | 1899 | 7.6322e-05
[11 empty] | c_DK2_LargeDecentral | 1900 | 8.3654e-05
[11 empty] | c_DK2_LargeDecentral | 1901 | 0.00011248
[11 empty] | c_DK2_LargeDecentral | 1902 | 0.00016898
[11 empty] | c_DK2_LargeDecentral | 1903 | 0.0001983
[11 empty] | c_DK2_LargeDecentral | 1904 | 0.0001958
[11 empty] | c_DK2_LargeDecentral | 1905 | 0.00017631
[11 empty] | c_DK2_LargeDecentral | 1906 | 0.00016581
[11 empty] | c_DK2_LargeDecentral | 1907 | 0.00015581
[11 empty] | c_DK2_LargeDecentral | 1908 | 0.00014914
[11 empty] | c_DK2_LargeDecentral | 1909 | 0.00014481
[11 empty] | c_DK2_LargeDecentral | 1910 | 0.00013498
[11 empty] | c_DK2_LargeDecentral | 1911 | 0.00013365
[11 empty] | c_DK2_LargeDecentral | 1912 | 0.00013165
[11 empty] | c_DK2_LargeDecentral | 1913 | 0.00013598
[11 empty] | c_DK2_LargeDecentral | 1914 | 0.00014465
[11 empty] | c_DK2_LargeDecentral | 1915 | 0.00014698
[11 empty] | c_DK2_LargeDecentral | 1916 | 0.00015131
[11 empty] | c_DK2_LargeDecentral | 1917 | 0.00015181
[11 empty] | c_DK2_LargeDecentral | 1918 | 0.00013781
[11 empty] | c_DK2_LargeDecentral | 1919 | 0.00010948
[11 empty] | c_DK2_LargeDecentral | 1920 | 8.1488e-05
[11 empty] | c_DK2_LargeDecentral | 1921 | 7.049e-05
[11 empty] | c_DK2_LargeDecentral | 1922 | 7.6322e-05
[11 empty] | c_DK2_LargeDecentral | 1923 | 7.6322e-05
[11 empty] | c_DK2_LargeDecentral | 1924 | 8.3154e-05
[11 empty] | c_DK2_LargeDecentral | 1925 | 0.00011065
[11 empty] | c_DK2_LargeDecentral | 1926 | 0.00016664
[11 empty] | c_DK2_LargeDecentral | 1927 | 0.00019764
[11 empty] | c_DK2_LargeDecentral | 1928 | 0.0001973
[11 empty] | c_DK2_LargeDecentral | 1929 | 0.00017864
[11 empty] | c_DK2_LargeDecentral | 1930 | 0.00016781
[11 empty] | c_DK2_LargeDecentral | 1931 | 0.00015714
[11 empty] | c_DK2_LargeDecentral | 1932 | 0.00015031
[11 empty] | c_DK2_LargeDecentral | 1933 | 0.00014565
[11 empty] | c_DK2_LargeDecentral | 1934 | 0.00013665
[11 empty] | c_DK2_LargeDecentral | 1935 | 0.00013465
[11 empty] | c_DK2_LargeDecentral | 1936 | 0.00013281
[11 empty] | c_DK2_LargeDecentral | 1937 | 0.00013648
[11 empty] | c_DK2_LargeDecentral | 1938 | 0.00014581
[11 empty] | c_DK2_LargeDecentral | 1939 | 0.00014948
[11 empty] | c_DK2_LargeDecentral | 1940 | 0.00015398
[11 empty] | c_DK2_LargeDecentral | 1941 | 0.00015398
[11 empty] | c_DK2_LargeDecentral | 1942 | 0.00014048
[11 empty] | c_DK2_LargeDecentral | 1943 | 0.00011098
[11 empty] | c_DK2_LargeDecentral | 1944 | 8.2488e-05
[11 empty] | c_DK2_LargeDecentral | 1945 | 7.099e-05
[11 empty] | c_DK2_LargeDecentral | 1946 | 7.4489e-05
[11 empty] | c_DK2_LargeDecentral | 1947 | 7.1156e-05
[11 empty] | c_DK2_LargeDecentral | 1948 | 8.0655e-05
[11 empty] | c_DK2_LargeDecentral | 1949 | 0.00010798
[11 empty] | c_DK2_LargeDecentral | 1950 | 0.00015814
[11 empty] | c_DK2_LargeDecentral | 1951 | 0.00019231
[11 empty] | c_DK2_LargeDecentral | 1952 | 0.00018981
[11 empty] | c_DK2_LargeDecentral | 1953 | 0.00016898
[11 empty] | c_DK2_LargeDecentral | 1954 | 0.00015848
[11 empty] | c_DK2_LargeDecentral | 1955 | 0.00015148
[11 empty] | c_DK2_LargeDecentral | 1956 | 0.00014248
[11 empty] | c_DK2_LargeDecentral | 1957 | 0.00013848
[11 empty] | c_DK2_LargeDecentral | 1958 | 0.00012631
[11 empty] | c_DK2_LargeDecentral | 1959 | 0.00013048
[11 empty] | c_DK2_LargeDecentral | 1960 | 0.00012848
[11 empty] | c_DK2_LargeDecentral | 1961 | 0.00013298
[11 empty] | c_DK2_LargeDecentral | 1962 | 0.00013915
[11 empty] | c_DK2_LargeDecentral | 1963 | 0.00014381
[11 empty] | c_DK2_LargeDecentral | 1964 | 0.00014565
[11 empty] | c_DK2_LargeDecentral | 1965 | 0.00014615
[11 empty] | c_DK2_LargeDecentral | 1966 | 0.00013515
[11 empty] | c_DK2_LargeDecentral | 1967 | 0.00010848
[11 empty] | c_DK2_LargeDecentral | 1968 | 7.9488e-05
[11 empty] | c_DK2_LargeDecentral | 1969 | 7.5156e-05
[11 empty] | c_DK2_LargeDecentral | 1970 | 8.4987e-05
[11 empty] | c_DK2_LargeDecentral | 1971 | 8.2821e-05
[11 empty] | c_DK2_LargeDecentral | 1972 | 9.6819e-05
[11 empty] | c_DK2_LargeDecentral | 1973 | 0.00012898
[11 empty] | c_DK2_LargeDecentral | 1974 | 0.00018347
[11 empty] | c_DK2_LargeDecentral | 1975 | 0.00019131
[11 empty] | c_DK2_LargeDecentral | 1976 | 0.00018914
[11 empty] | c_DK2_LargeDecentral | 1977 | 0.00016614
[11 empty] | c_DK2_LargeDecentral | 1978 | 0.00015764
[11 empty] | c_DK2_LargeDecentral | 1979 | 0.00014898
[11 empty] | c_DK2_LargeDecentral | 1980 | 0.00014348
[11 empty] | c_DK2_LargeDecentral | 1981 | 0.00014015
[11 empty] | c_DK2_LargeDecentral | 1982 | 0.00013165
[11 empty] | c_DK2_LargeDecentral | 1983 | 0.00013248
[11 empty] | c_DK2_LargeDecentral | 1984 | 0.00013031
[11 empty] | c_DK2_LargeDecentral | 1985 | 0.00013765
[11 empty] | c_DK2_LargeDecentral | 1986 | 0.00014748
[11 empty] | c_DK2_LargeDecentral | 1987 | 0.00015181
[11 empty] | c_DK2_LargeDecentral | 1988 | 0.00015581
[11 empty] | c_DK2_LargeDecentral | 1989 | 0.00015731
[11 empty] | c_DK2_LargeDecentral | 1990 | 0.00014581
[11 empty] | c_DK2_LargeDecentral | 1991 | 0.00011798
[11 empty] | c_DK2_LargeDecentral | 1992 | 8.8487e-05
[11 empty] | c_DK2_LargeDecentral | 1993 | 7.7155e-05
[11 empty] | c_DK2_LargeDecentral | 1994 | 8.4654e-05
[11 empty] | c_DK2_LargeDecentral | 1995 | 8.5154e-05
[11 empty] | c_DK2_LargeDecentral | 1996 | 9.3486e-05
[11 empty] | c_DK2_LargeDecentral | 1997 | 0.00012398
[11 empty] | c_DK2_LargeDecentral | 1998 | 0.00018414
[11 empty] | c_DK2_LargeDecentral | 1999 | 0.00021447
[11 empty] | c_DK2_LargeDecentral | 2000 | 0.00021214
[11 empty] | c_DK2_LargeDecentral | 2001 | 0.00018897
[11 empty] | c_DK2_LargeDecentral | 2002 | 0.00017847
[11 empty] | c_DK2_LargeDecentral | 2003 | 0.00016848
[11 empty] | c_DK2_LargeDecentral | 2004 | 0.00016031
[11 empty] | c_DK2_LargeDecentral | 2005 | 0.00015631
[11 empty] | c_DK2_LargeDecentral | 2006 | 0.00014615
[11 empty] | c_DK2_LargeDecentral | 2007 | 0.00014515
[11 empty] | c_DK2_LargeDecentral | 2008 | 0.00014398
[11 empty] | c_DK2_LargeDecentral | 2009 | 0.00015014
[11 empty] | c_DK2_LargeDecentral | 2010 | 0.00015881
[11 empty] | c_DK2_LargeDecentral | 2011 | 0.00016298
[11 empty] | c_DK2_LargeDecentral | 2012 | 0.00016731
[11 empty] | c_DK2_LargeDecentral | 2013 | 0.00016798
[11 empty] | c_DK2_LargeDecentral | 2014 | 0.00015264
[11 empty] | c_DK2_LargeDecentral | 2015 | 0.00012198
[11 empty] | c_DK2_LargeDecentral | 2016 | 9.1153e-05
[11 empty] | c_DK2_LargeDecentral | 2017 | 7.7322e-05
[11 empty] | c_DK2_LargeDecentral | 2018 | 8.3988e-05
[11 empty] | c_DK2_LargeDecentral | 2019 | 8.4654e-05
[11 empty] | c_DK2_LargeDecentral | 2020 | 9.2653e-05
[11 empty] | c_DK2_LargeDecentral | 2021 | 0.00012265
[11 empty] | c_DK2_LargeDecentral | 2022 | 0.00018247
[11 empty] | c_DK2_LargeDecentral | 2023 | 0.0002138
[11 empty] | c_DK2_LargeDecentral | 2024 | 0.00021097
[11 empty] | c_DK2_LargeDecentral | 2025 | 0.00019097
[11 empty] | c_DK2_LargeDecentral | 2026 | 0.00018014
[11 empty] | c_DK2_LargeDecentral | 2027 | 0.00016981
[11 empty] | c_DK2_LargeDecentral | 2028 | 0.00016248
[11 empty] | c_DK2_LargeDecentral | 2029 | 0.00015764
[11 empty] | c_DK2_LargeDecentral | 2030 | 0.00014798
[11 empty] | c_DK2_LargeDecentral | 2031 | 0.00014648
[11 empty] | c_DK2_LargeDecentral | 2032 | 0.00014481
[11 empty] | c_DK2_LargeDecentral | 2033 | 0.00014931
[11 empty] | c_DK2_LargeDecentral | 2034 | 0.00015814
[11 empty] | c_DK2_LargeDecentral | 2035 | 0.00016048
[11 empty] | c_DK2_LargeDecentral | 2036 | 0.00016464
[11 empty] | c_DK2_LargeDecentral | 2037 | 0.00016481
[11 empty] | c_DK2_LargeDecentral | 2038 | 0.00014964
[11 empty] | c_DK2_LargeDecentral | 2039 | 0.00011948
[11 empty] | c_DK2_LargeDecentral | 2040 | 8.982e-05
[11 empty] | c_DK2_LargeDecentral | 2041 | 7.1323e-05
[11 empty] | c_DK2_LargeDecentral | 2042 | 7.7655e-05
[11 empty] | c_DK2_LargeDecentral | 2043 | 7.8322e-05
[11 empty] | c_DK2_LargeDecentral | 2044 | 8.5821e-05
[11 empty] | c_DK2_LargeDecentral | 2045 | 0.00011498
[11 empty] | c_DK2_LargeDecentral | 2046 | 0.00017231
[11 empty] | c_DK2_LargeDecentral | 2047 | 0.0002023
[11 empty] | c_DK2_LargeDecentral | 2048 | 0.0001998
[11 empty] | c_DK2_LargeDecentral | 2049 | 0.00018014
[11 empty] | c_DK2_LargeDecentral | 2050 | 0.00016931
[11 empty] | c_DK2_LargeDecentral | 2051 | 0.00015914
[11 empty] | c_DK2_LargeDecentral | 2052 | 0.00015214
[11 empty] | c_DK2_LargeDecentral | 2053 | 0.00014798
[11 empty] | c_DK2_LargeDecentral | 2054 | 0.00013815
[11 empty] | c_DK2_LargeDecentral | 2055 | 0.00013681
[11 empty] | c_DK2_LargeDecentral | 2056 | 0.00013498
[11 empty] | c_DK2_LargeDecentral | 2057 | 0.00013898
[11 empty] | c_DK2_LargeDecentral | 2058 | 0.00014798
[11 empty] | c_DK2_LargeDecentral | 2059 | 0.00015064
[11 empty] | c_DK2_LargeDecentral | 2060 | 0.00015481
[11 empty] | c_DK2_LargeDecentral | 2061 | 0.00015531
[11 empty] | c_DK2_LargeDecentral | 2062 | 0.00014115
[11 empty] | c_DK2_LargeDecentral | 2063 | 0.00011215
[11 empty] | c_DK2_LargeDecentral | 2064 | 8.3488e-05
[11 empty] | c_DK2_LargeDecentral | 2065 | 6.6324e-05
[11 empty] | c_DK2_LargeDecentral | 2066 | 7.2323e-05
[11 empty] | c_DK2_LargeDecentral | 2067 | 7.2656e-05
[11 empty] | c_DK2_LargeDecentral | 2068 | 7.9655e-05
[11 empty] | c_DK2_LargeDecentral | 2069 | 0.00010748
[11 empty] | c_DK2_LargeDecentral | 2070 | 0.00016214
[11 empty] | c_DK2_LargeDecentral | 2071 | 0.00019031
[11 empty] | c_DK2_LargeDecentral | 2072 | 0.00018797
[11 empty] | c_DK2_LargeDecentral | 2073 | 0.00016848
[11 empty] | c_DK2_LargeDecentral | 2074 | 0.00015864
[11 empty] | c_DK2_LargeDecentral | 2075 | 0.00014914
[11 empty] | c_DK2_LargeDecentral | 2076 | 0.00014298
[11 empty] | c_DK2_LargeDecentral | 2077 | 0.00013848
[11 empty] | c_DK2_LargeDecentral | 2078 | 0.00012898
[11 empty] | c_DK2_LargeDecentral | 2079 | 0.00012765
[11 empty] | c_DK2_LargeDecentral | 2080 | 0.00012565
[11 empty] | c_DK2_LargeDecentral | 2081 | 0.00012948
[11 empty] | c_DK2_LargeDecentral | 2082 | 0.00013815
[11 empty] | c_DK2_LargeDecentral | 2083 | 0.00014031
[11 empty] | c_DK2_LargeDecentral | 2084 | 0.00014465
[11 empty] | c_DK2_LargeDecentral | 2085 | 0.00014515
[11 empty] | c_DK2_LargeDecentral | 2086 | 0.00013198
[11 empty] | c_DK2_LargeDecentral | 2087 | 0.00010482
[11 empty] | c_DK2_LargeDecentral | 2088 | 7.7822e-05
[11 empty] | c_DK2_LargeDecentral | 2089 | 6.3824e-05
[11 empty] | c_DK2_LargeDecentral | 2090 | 6.899e-05
[11 empty] | c_DK2_LargeDecentral | 2091 | 6.8823e-05
[11 empty] | c_DK2_LargeDecentral | 2092 | 7.4989e-05
[11 empty] | c_DK2_LargeDecentral | 2093 | 0.00010049
[11 empty] | c_DK2_LargeDecentral | 2094 | 0.00015314
[11 empty] | c_DK2_LargeDecentral | 2095 | 0.00018147
[11 empty] | c_DK2_LargeDecentral | 2096 | 0.00018114
[11 empty] | c_DK2_LargeDecentral | 2097 | 0.00016298
[11 empty] | c_DK2_LargeDecentral | 2098 | 0.00015348
[11 empty] | c_DK2_LargeDecentral | 2099 | 0.00014348
[11 empty] | c_DK2_LargeDecentral | 2100 | 0.00013748
[11 empty] | c_DK2_LargeDecentral | 2101 | 0.00013331
[11 empty] | c_DK2_LargeDecentral | 2102 | 0.00012448
[11 empty] | c_DK2_LargeDecentral | 2103 | 0.00012232
[11 empty] | c_DK2_LargeDecentral | 2104 | 0.00012015
[11 empty] | c_DK2_LargeDecentral | 2105 | 0.00012365
[11 empty] | c_DK2_LargeDecentral | 2106 | 0.00013231
[11 empty] | c_DK2_LargeDecentral | 2107 | 0.00013565
[11 empty] | c_DK2_LargeDecentral | 2108 | 0.00014031
[11 empty] | c_DK2_LargeDecentral | 2109 | 0.00014048
[11 empty] | c_DK2_LargeDecentral | 2110 | 0.00012831
[11 empty] | c_DK2_LargeDecentral | 2111 | 0.00010132
[11 empty] | c_DK2_LargeDecentral | 2112 | 7.4989e-05
[11 empty] | c_DK2_LargeDecentral | 2113 | 6.5324e-05
[11 empty] | c_DK2_LargeDecentral | 2114 | 6.8323e-05
[11 empty] | c_DK2_LargeDecentral | 2115 | 6.5157e-05
[11 empty] | c_DK2_LargeDecentral | 2116 | 7.3822e-05
[11 empty] | c_DK2_LargeDecentral | 2117 | 9.9319e-05
[11 empty] | c_DK2_LargeDecentral | 2118 | 0.00014648
[11 empty] | c_DK2_LargeDecentral | 2119 | 0.00017864
[11 empty] | c_DK2_LargeDecentral | 2120 | 0.00017664
[11 empty] | c_DK2_LargeDecentral | 2121 | 0.00015664
[11 empty] | c_DK2_LargeDecentral | 2122 | 0.00014698
[11 empty] | c_DK2_LargeDecentral | 2123 | 0.00014048
[11 empty] | c_DK2_LargeDecentral | 2124 | 0.00013198
[11 empty] | c_DK2_LargeDecentral | 2125 | 0.00012831
[11 empty] | c_DK2_LargeDecentral | 2126 | 0.00011698
[11 empty] | c_DK2_LargeDecentral | 2127 | 0.00012082
[11 empty] | c_DK2_LargeDecentral | 2128 | 0.00011865
[11 empty] | c_DK2_LargeDecentral | 2129 | 0.00012265
[11 empty] | c_DK2_LargeDecentral | 2130 | 0.00012831
[11 empty] | c_DK2_LargeDecentral | 2131 | 0.00013248
[11 empty] | c_DK2_LargeDecentral | 2132 | 0.00013431
[11 empty] | c_DK2_LargeDecentral | 2133 | 0.00013498
[11 empty] | c_DK2_LargeDecentral | 2134 | 0.00012515
[11 empty] | c_DK2_LargeDecentral | 2135 | 0.00010049
[11 empty] | c_DK2_LargeDecentral | 2136 | 7.3156e-05
[11 empty] | c_DK2_LargeDecentral | 2137 | 7.3822e-05
[11 empty] | c_DK2_LargeDecentral | 2138 | 8.3654e-05
[11 empty] | c_DK2_LargeDecentral | 2139 | 9.5319e-05
[11 empty] | c_DK2_LargeDecentral | 2140 | 0.00012715
[11 empty] | c_DK2_LargeDecentral | 2141 | 0.00018064
[11 empty] | c_DK2_LargeDecentral | 2142 | 0.00018847
[11 empty] | c_DK2_LargeDecentral | 2143 | 0.00018647
[11 empty] | c_DK2_LargeDecentral | 2144 | 0.00016364
[11 empty] | c_DK2_LargeDecentral | 2145 | 0.00015531
[11 empty] | c_DK2_LargeDecentral | 2146 | 0.00014698
[11 empty] | c_DK2_LargeDecentral | 2147 | 0.00014148
[11 empty] | c_DK2_LargeDecentral | 2148 | 0.00013798
[11 empty] | c_DK2_LargeDecentral | 2149 | 0.00012981
[11 empty] | c_DK2_LargeDecentral | 2150 | 0.00013048
[11 empty] | c_DK2_LargeDecentral | 2151 | 0.00012831
[11 empty] | c_DK2_LargeDecentral | 2152 | 0.00013565
[11 empty] | c_DK2_LargeDecentral | 2153 | 0.00014531
[11 empty] | c_DK2_LargeDecentral | 2154 | 0.00014964
[11 empty] | c_DK2_LargeDecentral | 2155 | 0.00015331
[11 empty] | c_DK2_LargeDecentral | 2156 | 0.00015498
[11 empty] | c_DK2_LargeDecentral | 2157 | 0.00014381
[11 empty] | c_DK2_LargeDecentral | 2158 | 0.00011615
[11 empty] | c_DK2_LargeDecentral | 2159 | 8.6987e-05
[11 empty] | c_DK2_LargeDecentral | 2160 | 8.3654e-05
[11 empty] | c_DK2_LargeDecentral | 2161 | 8.9987e-05
[11 empty] | c_DK2_LargeDecentral | 2162 | 9.1153e-05
[11 empty] | c_DK2_LargeDecentral | 2163 | 9.8819e-05
[11 empty] | c_DK2_LargeDecentral | 2164 | 0.00012615
[11 empty] | c_DK2_LargeDecentral | 2165 | 0.00018797
[11 empty] | c_DK2_LargeDecentral | 2166 | 0.00021797
[11 empty] | c_DK2_LargeDecentral | 2167 | 0.00021464
[11 empty] | c_DK2_LargeDecentral | 2168 | 0.00019297
[11 empty] | c_DK2_LargeDecentral | 2169 | 0.00018497
[11 empty] | c_DK2_LargeDecentral | 2170 | 0.00017597
[11 empty] | c_DK2_LargeDecentral | 2171 | 0.00016848
[11 empty] | c_DK2_LargeDecentral | 2172 | 0.00016381
[11 empty] | c_DK2_LargeDecentral | 2173 | 0.00015464
[11 empty] | c_DK2_LargeDecentral | 2174 | 0.00015364
[11 empty] | c_DK2_LargeDecentral | 2175 | 0.00015214
[11 empty] | c_DK2_LargeDecentral | 2176 | 0.00015731
[11 empty] | c_DK2_LargeDecentral | 2177 | 0.00016581
[11 empty] | c_DK2_LargeDecentral | 2178 | 0.00016814
[11 empty] | c_DK2_LargeDecentral | 2179 | 0.00017097
[11 empty] | c_DK2_LargeDecentral | 2180 | 0.00017031
[11 empty] | c_DK2_LargeDecentral | 2181 | 0.00015548
[11 empty] | c_DK2_LargeDecentral | 2182 | 0.00012581
[11 empty] | c_DK2_LargeDecentral | 2183 | 9.5986e-05
[11 empty] | c_DK2_LargeDecentral | 2184 | 7.6822e-05
[11 empty] | c_DK2_LargeDecentral | 2185 | 8.3654e-05
[11 empty] | c_DK2_LargeDecentral | 2186 | 8.4321e-05
[11 empty] | c_DK2_LargeDecentral | 2187 | 9.232e-05
[11 empty] | c_DK2_LargeDecentral | 2188 | 0.00012232
[11 empty] | c_DK2_LargeDecentral | 2189 | 0.00018231
[11 empty] | c_DK2_LargeDecentral | 2190 | 0.0002138
[11 empty] | c_DK2_LargeDecentral | 2191 | 0.00021097
[11 empty] | c_DK2_LargeDecentral | 2192 | 0.00019081
[11 empty] | c_DK2_LargeDecentral | 2193 | 0.00017981
[11 empty] | c_DK2_LargeDecentral | 2194 | 0.00016931
[11 empty] | c_DK2_LargeDecentral | 2195 | 0.00016214
[11 empty] | c_DK2_LargeDecentral | 2196 | 0.00015714
[11 empty] | c_DK2_LargeDecentral | 2197 | 0.00014748
[11 empty] | c_DK2_LargeDecentral | 2198 | 0.00014598
[11 empty] | c_DK2_LargeDecentral | 2199 | 0.00014415
[11 empty] | c_DK2_LargeDecentral | 2200 | 0.00014864
[11 empty] | c_DK2_LargeDecentral | 2201 | 0.00015798
[11 empty] | c_DK2_LargeDecentral | 2202 | 0.00016031
[11 empty] | c_DK2_LargeDecentral | 2203 | 0.00016448
[11 empty] | c_DK2_LargeDecentral | 2204 | 0.00016464
[11 empty] | c_DK2_LargeDecentral | 2205 | 0.00014948
[11 empty] | c_DK2_LargeDecentral | 2206 | 0.00011932
[11 empty] | c_DK2_LargeDecentral | 2207 | 8.9487e-05
[11 empty] | c_DK2_LargeDecentral | 2208 | 6.899e-05
[11 empty] | c_DK2_LargeDecentral | 2209 | 7.5656e-05
[11 empty] | c_DK2_LargeDecentral | 2210 | 7.5822e-05
[11 empty] | c_DK2_LargeDecentral | 2211 | 8.3154e-05
[11 empty] | c_DK2_LargeDecentral | 2212 | 0.00011182
[11 empty] | c_DK2_LargeDecentral | 2213 | 0.00016814
[11 empty] | c_DK2_LargeDecentral | 2214 | 0.00019714
[11 empty] | c_DK2_LargeDecentral | 2215 | 0.0001948
[11 empty] | c_DK2_LargeDecentral | 2216 | 0.00017531
[11 empty] | c_DK2_LargeDecentral | 2217 | 0.00016464
[11 empty] | c_DK2_LargeDecentral | 2218 | 0.00015498
[11 empty] | c_DK2_LargeDecentral | 2219 | 0.00014831
[11 empty] | c_DK2_LargeDecentral | 2220 | 0.00014398
[11 empty] | c_DK2_LargeDecentral | 2221 | 0.00013431
[11 empty] | c_DK2_LargeDecentral | 2222 | 0.00013281
[11 empty] | c_DK2_LargeDecentral | 2223 | 0.00013098
[11 empty] | c_DK2_LargeDecentral | 2224 | 0.00013498
[11 empty] | c_DK2_LargeDecentral | 2225 | 0.00014381
[11 empty] | c_DK2_LargeDecentral | 2226 | 0.00014615
[11 empty] | c_DK2_LargeDecentral | 2227 | 0.00015064
[11 empty] | c_DK2_LargeDecentral | 2228 | 0.00015098
[11 empty] | c_DK2_LargeDecentral | 2229 | 0.00013731
[11 empty] | c_DK2_LargeDecentral | 2230 | 0.00010915
[11 empty] | c_DK2_LargeDecentral | 2231 | 8.1155e-05
[11 empty] | c_DK2_LargeDecentral | 2232 | 6.3824e-05
[11 empty] | c_DK2_LargeDecentral | 2233 | 6.9823e-05
[11 empty] | c_DK2_LargeDecentral | 2234 | 7.0156e-05
[11 empty] | c_DK2_LargeDecentral | 2235 | 7.6822e-05
[11 empty] | c_DK2_LargeDecentral | 2236 | 0.00010398
[11 empty] | c_DK2_LargeDecentral | 2237 | 0.00015748
[11 empty] | c_DK2_LargeDecentral | 2238 | 0.00018514
[11 empty] | c_DK2_LargeDecentral | 2239 | 0.00018264
[11 empty] | c_DK2_LargeDecentral | 2240 | 0.00016331
[11 empty] | c_DK2_LargeDecentral | 2241 | 0.00015398
[11 empty] | c_DK2_LargeDecentral | 2242 | 0.00014481
[11 empty] | c_DK2_LargeDecentral | 2243 | 0.00013865
[11 empty] | c_DK2_LargeDecentral | 2244 | 0.00013431
[11 empty] | c_DK2_LargeDecentral | 2245 | 0.00012498
[11 empty] | c_DK2_LargeDecentral | 2246 | 0.00012365
[11 empty] | c_DK2_LargeDecentral | 2247 | 0.00012148
[11 empty] | c_DK2_LargeDecentral | 2248 | 0.00012515
[11 empty] | c_DK2_LargeDecentral | 2249 | 0.00013348
[11 empty] | c_DK2_LargeDecentral | 2250 | 0.00013581
[11 empty] | c_DK2_LargeDecentral | 2251 | 0.00013998
[11 empty] | c_DK2_LargeDecentral | 2252 | 0.00014065
[11 empty] | c_DK2_LargeDecentral | 2253 | 0.00012765
[11 empty] | c_DK2_LargeDecentral | 2254 | 0.00010165
[11 empty] | c_DK2_LargeDecentral | 2255 | 7.5322e-05
[11 empty] | c_DK2_LargeDecentral | 2256 | 5.9658e-05
[11 empty] | c_DK2_LargeDecentral | 2257 | 6.4491e-05
[11 empty] | c_DK2_LargeDecentral | 2258 | 6.4324e-05
[11 empty] | c_DK2_LargeDecentral | 2259 | 6.999e-05
[11 empty] | c_DK2_LargeDecentral | 2260 | 9.4653e-05
[11 empty] | c_DK2_LargeDecentral | 2261 | 0.00014515
[11 empty] | c_DK2_LargeDecentral | 2262 | 0.00017197
[11 empty] | c_DK2_LargeDecentral | 2263 | 0.00017181
[11 empty] | c_DK2_LargeDecentral | 2264 | 0.00015381
[11 empty] | c_DK2_LargeDecentral | 2265 | 0.00014498
[11 empty] | c_DK2_LargeDecentral | 2266 | 0.00013565
[11 empty] | c_DK2_LargeDecentral | 2267 | 0.00012998
[11 empty] | c_DK2_LargeDecentral | 2268 | 0.00012615
[11 empty] | c_DK2_LargeDecentral | 2269 | 0.00011748
[11 empty] | c_DK2_LargeDecentral | 2270 | 0.00011515
[11 empty] | c_DK2_LargeDecentral | 2271 | 0.00011315
[11 empty] | c_DK2_LargeDecentral | 2272 | 0.00011615
[11 empty] | c_DK2_LargeDecentral | 2273 | 0.00012465
[11 empty] | c_DK2_LargeDecentral | 2274 | 0.00012765
[11 empty] | c_DK2_LargeDecentral | 2275 | 0.00013231
[11 empty] | c_DK2_LargeDecentral | 2276 | 0.00013265
[11 empty] | c_DK2_LargeDecentral | 2277 | 0.00012098
[11 empty] | c_DK2_LargeDecentral | 2278 | 9.5653e-05
[11 empty] | c_DK2_LargeDecentral | 2279 | 7.049e-05
[11 empty] | c_DK2_LargeDecentral | 2280 | 5.8658e-05
[11 empty] | c_DK2_LargeDecentral | 2281 | 6.1158e-05
[11 empty] | c_DK2_LargeDecentral | 2282 | 5.7991e-05
[11 empty] | c_DK2_LargeDecentral | 2283 | 6.5824e-05
[11 empty] | c_DK2_LargeDecentral | 2284 | 9.032e-05
[11 empty] | c_DK2_LargeDecentral | 2285 | 0.00013548
[11 empty] | c_DK2_LargeDecentral | 2286 | 0.00016681
[11 empty] | c_DK2_LargeDecentral | 2287 | 0.00016531
[11 empty] | c_DK2_LargeDecentral | 2288 | 0.00014481
[11 empty] | c_DK2_LargeDecentral | 2289 | 0.00013548
[11 empty] | c_DK2_LargeDecentral | 2290 | 0.00012981
[11 empty] | c_DK2_LargeDecentral | 2291 | 0.00012132
[11 empty] | c_DK2_LargeDecentral | 2292 | 0.00011782
[11 empty] | c_DK2_LargeDecentral | 2293 | 0.00010665
[11 empty] | c_DK2_LargeDecentral | 2294 | 0.00011032
[11 empty] | c_DK2_LargeDecentral | 2295 | 0.00010748
[11 empty] | c_DK2_LargeDecentral | 2296 | 0.00011048
[11 empty] | c_DK2_LargeDecentral | 2297 | 0.00011565
[11 empty] | c_DK2_LargeDecentral | 2298 | 0.00011982
[11 empty] | c_DK2_LargeDecentral | 2299 | 0.00012282
[11 empty] | c_DK2_LargeDecentral | 2300 | 0.00012365
[11 empty] | c_DK2_LargeDecentral | 2301 | 0.00011532
[11 empty] | c_DK2_LargeDecentral | 2302 | 9.2153e-05
[11 empty] | c_DK2_LargeDecentral | 2303 | 6.599e-05
[11 empty] | c_DK2_LargeDecentral | 2304 | 5.9991e-05
[11 empty] | c_DK2_LargeDecentral | 2305 | 6.7823e-05
[11 empty] | c_DK2_LargeDecentral | 2306 | 6.6823e-05
[11 empty] | c_DK2_LargeDecentral | 2307 | 7.8655e-05
[11 empty] | c_DK2_LargeDecentral | 2308 | 0.00010632
[11 empty] | c_DK2_LargeDecentral | 2309 | 0.00015264
[11 empty] | c_DK2_LargeDecentral | 2310 | 0.00015948
[11 empty] | c_DK2_LargeDecentral | 2311 | 0.00015881
[11 empty] | c_DK2_LargeDecentral | 2312 | 0.00013715
[11 empty] | c_DK2_LargeDecentral | 2313 | 0.00013015
[11 empty] | c_DK2_LargeDecentral | 2314 | 0.00012315
[11 empty] | c_DK2_LargeDecentral | 2315 | 0.00011848
[11 empty] | c_DK2_LargeDecentral | 2316 | 0.00011565
[11 empty] | c_DK2_LargeDecentral | 2317 | 0.00010782
[11 empty] | c_DK2_LargeDecentral | 2318 | 0.00010782
[11 empty] | c_DK2_LargeDecentral | 2319 | 0.00010565
[11 empty] | c_DK2_LargeDecentral | 2320 | 0.00011132
[11 empty] | c_DK2_LargeDecentral | 2321 | 0.00011965
[11 empty] | c_DK2_LargeDecentral | 2322 | 0.00012348
[11 empty] | c_DK2_LargeDecentral | 2323 | 0.00012715
[11 empty] | c_DK2_LargeDecentral | 2324 | 0.00012881
[11 empty] | c_DK2_LargeDecentral | 2325 | 0.00011998
[11 empty] | c_DK2_LargeDecentral | 2326 | 9.6652e-05
[11 empty] | c_DK2_LargeDecentral | 2327 | 7.1489e-05
[11 empty] | c_DK2_LargeDecentral | 2328 | 6.6157e-05
[11 empty] | c_DK2_LargeDecentral | 2329 | 7.2823e-05
[11 empty] | c_DK2_LargeDecentral | 2330 | 7.3156e-05
[11 empty] | c_DK2_LargeDecentral | 2331 | 8.0155e-05
[11 empty] | c_DK2_LargeDecentral | 2332 | 0.00010748
[11 empty] | c_DK2_LargeDecentral | 2333 | 0.00016214
[11 empty] | c_DK2_LargeDecentral | 2334 | 0.00018914
[11 empty] | c_DK2_LargeDecentral | 2335 | 0.00018681
[11 empty] | c_DK2_LargeDecentral | 2336 | 0.00016481
[11 empty] | c_DK2_LargeDecentral | 2337 | 0.00015598
[11 empty] | c_DK2_LargeDecentral | 2338 | 0.00014698
[11 empty] | c_DK2_LargeDecentral | 2339 | 0.00014015
[11 empty] | c_DK2_LargeDecentral | 2340 | 0.00013681
[11 empty] | c_DK2_LargeDecentral | 2341 | 0.00012681
[11 empty] | c_DK2_LargeDecentral | 2342 | 0.00012615
[11 empty] | c_DK2_LargeDecentral | 2343 | 0.00012448
[11 empty] | c_DK2_LargeDecentral | 2344 | 0.00012981
[11 empty] | c_DK2_LargeDecentral | 2345 | 0.00013748
[11 empty] | c_DK2_LargeDecentral | 2346 | 0.00014115
[11 empty] | c_DK2_LargeDecentral | 2347 | 0.00014548
[11 empty] | c_DK2_LargeDecentral | 2348 | 0.00014648
[11 empty] | c_DK2_LargeDecentral | 2349 | 0.00013298
[11 empty] | c_DK2_LargeDecentral | 2350 | 0.00010632
[11 empty] | c_DK2_LargeDecentral | 2351 | 7.8822e-05
[11 empty] | c_DK2_LargeDecentral | 2352 | 7.7655e-05
[11 empty] | c_DK2_LargeDecentral | 2353 | 8.4488e-05
[11 empty] | c_DK2_LargeDecentral | 2354 | 8.4987e-05
[11 empty] | c_DK2_LargeDecentral | 2355 | 9.282e-05
[11 empty] | c_DK2_LargeDecentral | 2356 | 0.00012282
[11 empty] | c_DK2_LargeDecentral | 2357 | 0.00018281
[11 empty] | c_DK2_LargeDecentral | 2358 | 0.00021397
[11 empty] | c_DK2_LargeDecentral | 2359 | 0.00021114
[11 empty] | c_DK2_LargeDecentral | 2360 | 0.00019131
[11 empty] | c_DK2_LargeDecentral | 2361 | 0.00018064
[11 empty] | c_DK2_LargeDecentral | 2362 | 0.00017014
[11 empty] | c_DK2_LargeDecentral | 2363 | 0.00016298
[11 empty] | c_DK2_LargeDecentral | 2364 | 0.00015814
[11 empty] | c_DK2_LargeDecentral | 2365 | 0.00014848
[11 empty] | c_DK2_LargeDecentral | 2366 | 0.00014698
[11 empty] | c_DK2_LargeDecentral | 2367 | 0.00014531
[11 empty] | c_DK2_LargeDecentral | 2368 | 0.00014964
[11 empty] | c_DK2_LargeDecentral | 2369 | 0.00015848
[11 empty] | c_DK2_LargeDecentral | 2370 | 0.00016081
[11 empty] | c_DK2_LargeDecentral | 2371 | 0.00016498
[11 empty] | c_DK2_LargeDecentral | 2372 | 0.00016498
[11 empty] | c_DK2_LargeDecentral | 2373 | 0.00014998
[11 empty] | c_DK2_LargeDecentral | 2374 | 0.00011965
[11 empty] | c_DK2_LargeDecentral | 2375 | 9.0153e-05
[11 empty] | c_DK2_LargeDecentral | 2376 | 8.982e-05
[11 empty] | c_DK2_LargeDecentral | 2377 | 9.6153e-05
[11 empty] | c_DK2_LargeDecentral | 2378 | 9.7652e-05
[11 empty] | c_DK2_LargeDecentral | 2379 | 0.00010465
[11 empty] | c_DK2_LargeDecentral | 2380 | 0.00013165
[11 empty] | c_DK2_LargeDecentral | 2381 | 0.0001953
[11 empty] | c_DK2_LargeDecentral | 2382 | 0.00022697
[11 empty] | c_DK2_LargeDecentral | 2383 | 0.00022363
[11 empty] | c_DK2_LargeDecentral | 2384 | 0.00020397
[11 empty] | c_DK2_LargeDecentral | 2385 | 0.00019647
[11 empty] | c_DK2_LargeDecentral | 2386 | 0.00018681
[11 empty] | c_DK2_LargeDecentral | 2387 | 0.00017964
[11 empty] | c_DK2_LargeDecentral | 2388 | 0.00017431
[11 empty] | c_DK2_LargeDecentral | 2389 | 0.00016531
[11 empty] | c_DK2_LargeDecentral | 2390 | 0.00016364
[11 empty] | c_DK2_LargeDecentral | 2391 | 0.00016198
[11 empty] | c_DK2_LargeDecentral | 2392 | 0.00016681
[11 empty] | c_DK2_LargeDecentral | 2393 | 0.00017414
[11 empty] | c_DK2_LargeDecentral | 2394 | 0.00017547
[11 empty] | c_DK2_LargeDecentral | 2395 | 0.00017731
[11 empty] | c_DK2_LargeDecentral | 2396 | 0.00017664
[11 empty] | c_DK2_LargeDecentral | 2397 | 0.00016081
[11 empty] | c_DK2_LargeDecentral | 2398 | 0.00013081
[11 empty] | c_DK2_LargeDecentral | 2399 | 0.00010082
[11 empty] | c_DK2_LargeDecentral | 2400 | 9.4153e-05
[11 empty] | c_DK2_LargeDecentral | 2401 | 0.00010082
[11 empty] | c_DK2_LargeDecentral | 2402 | 0.00010232
[11 empty] | c_DK2_LargeDecentral | 2403 | 0.00010965
[11 empty] | c_DK2_LargeDecentral | 2404 | 0.00013698
[11 empty] | c_DK2_LargeDecentral | 2405 | 0.0002028
[11 empty] | c_DK2_LargeDecentral | 2406 | 0.00023513
[11 empty] | c_DK2_LargeDecentral | 2407 | 0.0002318
[11 empty] | c_DK2_LargeDecentral | 2408 | 0.00021164
[11 empty] | c_DK2_LargeDecentral | 2409 | 0.00020447
[11 empty] | c_DK2_LargeDecentral | 2410 | 0.00019464
[11 empty] | c_DK2_LargeDecentral | 2411 | 0.00018697
[11 empty] | c_DK2_LargeDecentral | 2412 | 0.00018147
[11 empty] | c_DK2_LargeDecentral | 2413 | 0.00017231
[11 empty] | c_DK2_LargeDecentral | 2414 | 0.00017081
[11 empty] | c_DK2_LargeDecentral | 2415 | 0.00016898
[11 empty] | c_DK2_LargeDecentral | 2416 | 0.00017431
[11 empty] | c_DK2_LargeDecentral | 2417 | 0.00018147
[11 empty] | c_DK2_LargeDecentral | 2418 | 0.00018247
[11 empty] | c_DK2_LargeDecentral | 2419 | 0.00018431
[11 empty] | c_DK2_LargeDecentral | 2420 | 0.00018331
[11 empty] | c_DK2_LargeDecentral | 2421 | 0.00016714
[11 empty] | c_DK2_LargeDecentral | 2422 | 0.00013615
[11 empty] | c_DK2_LargeDecentral | 2423 | 0.00010532
[11 empty] | c_DK2_LargeDecentral | 2424 | 9.5486e-05
[11 empty] | c_DK2_LargeDecentral | 2425 | 0.00010132
[11 empty] | c_DK2_LargeDecentral | 2426 | 0.00010298
[11 empty] | c_DK2_LargeDecentral | 2427 | 0.00010915
[11 empty] | c_DK2_LargeDecentral | 2428 | 0.00013581
[11 empty] | c_DK2_LargeDecentral | 2429 | 0.0002018
[11 empty] | c_DK2_LargeDecentral | 2430 | 0.00023597
[11 empty] | c_DK2_LargeDecentral | 2431 | 0.00023463
[11 empty] | c_DK2_LargeDecentral | 2432 | 0.00021514
[11 empty] | c_DK2_LargeDecentral | 2433 | 0.00020714
[11 empty] | c_DK2_LargeDecentral | 2434 | 0.0001968
[11 empty] | c_DK2_LargeDecentral | 2435 | 0.00018897
[11 empty] | c_DK2_LargeDecentral | 2436 | 0.00018331
[11 empty] | c_DK2_LargeDecentral | 2437 | 0.00017447
[11 empty] | c_DK2_LargeDecentral | 2438 | 0.00017214
[11 empty] | c_DK2_LargeDecentral | 2439 | 0.00017047
[11 empty] | c_DK2_LargeDecentral | 2440 | 0.00017547
[11 empty] | c_DK2_LargeDecentral | 2441 | 0.00018381
[11 empty] | c_DK2_LargeDecentral | 2442 | 0.00018547
[11 empty] | c_DK2_LargeDecentral | 2443 | 0.00018814
[11 empty] | c_DK2_LargeDecentral | 2444 | 0.00018631
[11 empty] | c_DK2_LargeDecentral | 2445 | 0.00017047
[11 empty] | c_DK2_LargeDecentral | 2446 | 0.00013815
[11 empty] | c_DK2_LargeDecentral | 2447 | 0.00010648
[11 empty] | c_DK2_LargeDecentral | 2448 | 9.6652e-05
[11 empty] | c_DK2_LargeDecentral | 2449 | 9.8652e-05
[11 empty] | c_DK2_LargeDecentral | 2450 | 9.7986e-05
[11 empty] | c_DK2_LargeDecentral | 2451 | 0.00010665
[11 empty] | c_DK2_LargeDecentral | 2452 | 0.00013248
[11 empty] | c_DK2_LargeDecentral | 2453 | 0.00019214
[11 empty] | c_DK2_LargeDecentral | 2454 | 0.00023113
[11 empty] | c_DK2_LargeDecentral | 2455 | 0.0002258
[11 empty] | c_DK2_LargeDecentral | 2456 | 0.00020597
[11 empty] | c_DK2_LargeDecentral | 2457 | 0.00019664
[11 empty] | c_DK2_LargeDecentral | 2458 | 0.00019031
[11 empty] | c_DK2_LargeDecentral | 2459 | 0.00018097
[11 empty] | c_DK2_LargeDecentral | 2460 | 0.00017464
[11 empty] | c_DK2_LargeDecentral | 2461 | 0.00016481
[11 empty] | c_DK2_LargeDecentral | 2462 | 0.00016898
[11 empty] | c_DK2_LargeDecentral | 2463 | 0.00016614
[11 empty] | c_DK2_LargeDecentral | 2464 | 0.00017181
[11 empty] | c_DK2_LargeDecentral | 2465 | 0.00017797
[11 empty] | c_DK2_LargeDecentral | 2466 | 0.00018014
[11 empty] | c_DK2_LargeDecentral | 2467 | 0.00018047
[11 empty] | c_DK2_LargeDecentral | 2468 | 0.00017797
[11 empty] | c_DK2_LargeDecentral | 2469 | 0.00016648
[11 empty] | c_DK2_LargeDecentral | 2470 | 0.00013498
[11 empty] | c_DK2_LargeDecentral | 2471 | 0.00010398
[11 empty] | c_DK2_LargeDecentral | 2472 | 9.132e-05
[11 empty] | c_DK2_LargeDecentral | 2473 | 9.7319e-05
[11 empty] | c_DK2_LargeDecentral | 2474 | 9.8486e-05
[11 empty] | c_DK2_LargeDecentral | 2475 | 0.00011182
[11 empty] | c_DK2_LargeDecentral | 2476 | 0.00014315
[11 empty] | c_DK2_LargeDecentral | 2477 | 0.0002003
[11 empty] | c_DK2_LargeDecentral | 2478 | 0.00020964
[11 empty] | c_DK2_LargeDecentral | 2479 | 0.0002068
[11 empty] | c_DK2_LargeDecentral | 2480 | 0.00018747
[11 empty] | c_DK2_LargeDecentral | 2481 | 0.00018014
[11 empty] | c_DK2_LargeDecentral | 2482 | 0.00017247
[11 empty] | c_DK2_LargeDecentral | 2483 | 0.00016698
[11 empty] | c_DK2_LargeDecentral | 2484 | 0.00016298
[11 empty] | c_DK2_LargeDecentral | 2485 | 0.00015548
[11 empty] | c_DK2_LargeDecentral | 2486 | 0.00015631
[11 empty] | c_DK2_LargeDecentral | 2487 | 0.00015531
[11 empty] | c_DK2_LargeDecentral | 2488 | 0.00016031
[11 empty] | c_DK2_LargeDecentral | 2489 | 0.00017014
[11 empty] | c_DK2_LargeDecentral | 2490 | 0.00017331
[11 empty] | c_DK2_LargeDecentral | 2491 | 0.00017497
[11 empty] | c_DK2_LargeDecentral | 2492 | 0.00017431
[11 empty] | c_DK2_LargeDecentral | 2493 | 0.00016264
[11 empty] | c_DK2_LargeDecentral | 2494 | 0.00013131
[11 empty] | c_DK2_LargeDecentral | 2495 | 0.00010398
[11 empty] | c_DK2_LargeDecentral | 2496 | 8.6987e-05
[11 empty] | c_DK2_LargeDecentral | 2497 | 9.2986e-05
[11 empty] | c_DK2_LargeDecentral | 2498 | 9.4319e-05
[11 empty] | c_DK2_LargeDecentral | 2499 | 0.00010165
[11 empty] | c_DK2_LargeDecentral | 2500 | 0.00012831
[11 empty] | c_DK2_LargeDecentral | 2501 | 0.00019097
[11 empty] | c_DK2_LargeDecentral | 2502 | 0.00022113
[11 empty] | c_DK2_LargeDecentral | 2503 | 0.00021713
[11 empty] | c_DK2_LargeDecentral | 2504 | 0.00019597
[11 empty] | c_DK2_LargeDecentral | 2505 | 0.00018897
[11 empty] | c_DK2_LargeDecentral | 2506 | 0.00017997
[11 empty] | c_DK2_LargeDecentral | 2507 | 0.00017297
[11 empty] | c_DK2_LargeDecentral | 2508 | 0.00016798
[11 empty] | c_DK2_LargeDecentral | 2509 | 0.00015914
[11 empty] | c_DK2_LargeDecentral | 2510 | 0.00015831
[11 empty] | c_DK2_LargeDecentral | 2511 | 0.00015648
[11 empty] | c_DK2_LargeDecentral | 2512 | 0.00016164
[11 empty] | c_DK2_LargeDecentral | 2513 | 0.00016997
[11 empty] | c_DK2_LargeDecentral | 2514 | 0.00017164
[11 empty] | c_DK2_LargeDecentral | 2515 | 0.00017397
[11 empty] | c_DK2_LargeDecentral | 2516 | 0.00017281
[11 empty] | c_DK2_LargeDecentral | 2517 | 0.00015798
[11 empty] | c_DK2_LargeDecentral | 2518 | 0.00012848
[11 empty] | c_DK2_LargeDecentral | 2519 | 9.8652e-05
[11 empty] | c_DK2_LargeDecentral | 2520 | 8.1488e-05
[11 empty] | c_DK2_LargeDecentral | 2521 | 8.7987e-05
[11 empty] | c_DK2_LargeDecentral | 2522 | 8.882e-05
[11 empty] | c_DK2_LargeDecentral | 2523 | 9.6486e-05
[11 empty] | c_DK2_LargeDecentral | 2524 | 0.00012465
[11 empty] | c_DK2_LargeDecentral | 2525 | 0.00018547
[11 empty] | c_DK2_LargeDecentral | 2526 | 0.00021647
[11 empty] | c_DK2_LargeDecentral | 2527 | 0.00021347
[11 empty] | c_DK2_LargeDecentral | 2528 | 0.00019364
[11 empty] | c_DK2_LargeDecentral | 2529 | 0.00018464
[11 empty] | c_DK2_LargeDecentral | 2530 | 0.00017464
[11 empty] | c_DK2_LargeDecentral | 2531 | 0.00016764
[11 empty] | c_DK2_LargeDecentral | 2532 | 0.00016248
[11 empty] | c_DK2_LargeDecentral | 2533 | 0.00015298
[11 empty] | c_DK2_LargeDecentral | 2534 | 0.00015181
[11 empty] | c_DK2_LargeDecentral | 2535 | 0.00014981
[11 empty] | c_DK2_LargeDecentral | 2536 | 0.00015448
[11 empty] | c_DK2_LargeDecentral | 2537 | 0.00016264
[11 empty] | c_DK2_LargeDecentral | 2538 | 0.00016431
[11 empty] | c_DK2_LargeDecentral | 2539 | 0.00016748
[11 empty] | c_DK2_LargeDecentral | 2540 | 0.00016731
[11 empty] | c_DK2_LargeDecentral | 2541 | 0.00015214
[11 empty] | c_DK2_LargeDecentral | 2542 | 0.00012248
[11 empty] | c_DK2_LargeDecentral | 2543 | 9.3153e-05
[11 empty] | c_DK2_LargeDecentral | 2544 | 7.0656e-05
[11 empty] | c_DK2_LargeDecentral | 2545 | 7.6989e-05
[11 empty] | c_DK2_LargeDecentral | 2546 | 7.7489e-05
[11 empty] | c_DK2_LargeDecentral | 2547 | 8.4987e-05
[11 empty] | c_DK2_LargeDecentral | 2548 | 0.00011415
[11 empty] | c_DK2_LargeDecentral | 2549 | 0.00017114
[11 empty] | c_DK2_LargeDecentral | 2550 | 0.00020097
[11 empty] | c_DK2_LargeDecentral | 2551 | 0.0001983
[11 empty] | c_DK2_LargeDecentral | 2552 | 0.00017881
[11 empty] | c_DK2_LargeDecentral | 2553 | 0.00016798
[11 empty] | c_DK2_LargeDecentral | 2554 | 0.00015814
[11 empty] | c_DK2_LargeDecentral | 2555 | 0.00015098
[11 empty] | c_DK2_LargeDecentral | 2556 | 0.00014681
[11 empty] | c_DK2_LargeDecentral | 2557 | 0.00013698
[11 empty] | c_DK2_LargeDecentral | 2558 | 0.00013565
[11 empty] | c_DK2_LargeDecentral | 2559 | 0.00013381
[11 empty] | c_DK2_LargeDecentral | 2560 | 0.00013798
[11 empty] | c_DK2_LargeDecentral | 2561 | 0.00014681
[11 empty] | c_DK2_LargeDecentral | 2562 | 0.00014948
[11 empty] | c_DK2_LargeDecentral | 2563 | 0.00015364
[11 empty] | c_DK2_LargeDecentral | 2564 | 0.00015398
[11 empty] | c_DK2_LargeDecentral | 2565 | 0.00013998
[11 empty] | c_DK2_LargeDecentral | 2566 | 0.00011132
[11 empty] | c_DK2_LargeDecentral | 2567 | 8.2821e-05
[11 empty] | c_DK2_LargeDecentral | 2568 | 6.3824e-05
[11 empty] | c_DK2_LargeDecentral | 2569 | 6.9823e-05
[11 empty] | c_DK2_LargeDecentral | 2570 | 7.0156e-05
[11 empty] | c_DK2_LargeDecentral | 2571 | 7.6822e-05
[11 empty] | c_DK2_LargeDecentral | 2572 | 0.00010398
[11 empty] | c_DK2_LargeDecentral | 2573 | 0.00015748
[11 empty] | c_DK2_LargeDecentral | 2574 | 0.00018464
[11 empty] | c_DK2_LargeDecentral | 2575 | 0.00018231
[11 empty] | c_DK2_LargeDecentral | 2576 | 0.00016314
[11 empty] | c_DK2_LargeDecentral | 2577 | 0.00015364
[11 empty] | c_DK2_LargeDecentral | 2578 | 0.00014448
[11 empty] | c_DK2_LargeDecentral | 2579 | 0.00013848
[11 empty] | c_DK2_LargeDecentral | 2580 | 0.00013431
[11 empty] | c_DK2_LargeDecentral | 2581 | 0.00012481
[11 empty] | c_DK2_LargeDecentral | 2582 | 0.00012348
[11 empty] | c_DK2_LargeDecentral | 2583 | 0.00012148
[11 empty] | c_DK2_LargeDecentral | 2584 | 0.00012515
[11 empty] | c_DK2_LargeDecentral | 2585 | 0.00013348
[11 empty] | c_DK2_LargeDecentral | 2586 | 0.00013581
[11 empty] | c_DK2_LargeDecentral | 2587 | 0.00013981
[11 empty] | c_DK2_LargeDecentral | 2588 | 0.00014065
[11 empty] | c_DK2_LargeDecentral | 2589 | 0.00012765
[11 empty] | c_DK2_LargeDecentral | 2590 | 0.00010149
[11 empty] | c_DK2_LargeDecentral | 2591 | 7.5156e-05
[11 empty] | c_DK2_LargeDecentral | 2592 | 5.9825e-05
[11 empty] | c_DK2_LargeDecentral | 2593 | 6.4657e-05
[11 empty] | c_DK2_LargeDecentral | 2594 | 6.4491e-05
[11 empty] | c_DK2_LargeDecentral | 2595 | 7.0156e-05
[11 empty] | c_DK2_LargeDecentral | 2596 | 9.4986e-05
[11 empty] | c_DK2_LargeDecentral | 2597 | 0.00014615
[11 empty] | c_DK2_LargeDecentral | 2598 | 0.00017381
[11 empty] | c_DK2_LargeDecentral | 2599 | 0.00017364
[11 empty] | c_DK2_LargeDecentral | 2600 | 0.00015514
[11 empty] | c_DK2_LargeDecentral | 2601 | 0.00014615
[11 empty] | c_DK2_LargeDecentral | 2602 | 0.00013648
[11 empty] | c_DK2_LargeDecentral | 2603 | 0.00013065
[11 empty] | c_DK2_LargeDecentral | 2604 | 0.00012648
[11 empty] | c_DK2_LargeDecentral | 2605 | 0.00011765
[11 empty] | c_DK2_LargeDecentral | 2606 | 0.00011532
[11 empty] | c_DK2_LargeDecentral | 2607 | 0.00011332
[11 empty] | c_DK2_LargeDecentral | 2608 | 0.00011615
[11 empty] | c_DK2_LargeDecentral | 2609 | 0.00012465
[11 empty] | c_DK2_LargeDecentral | 2610 | 0.00012798
[11 empty] | c_DK2_LargeDecentral | 2611 | 0.00013298
[11 empty] | c_DK2_LargeDecentral | 2612 | 0.00013331
[11 empty] | c_DK2_LargeDecentral | 2613 | 0.00012198
[11 empty] | c_DK2_LargeDecentral | 2614 | 9.6319e-05
[11 empty] | c_DK2_LargeDecentral | 2615 | 7.049e-05
[11 empty] | c_DK2_LargeDecentral | 2616 | 5.8158e-05
[11 empty] | c_DK2_LargeDecentral | 2617 | 6.0158e-05
[11 empty] | c_DK2_LargeDecentral | 2618 | 5.7158e-05
[11 empty] | c_DK2_LargeDecentral | 2619 | 6.4657e-05
[11 empty] | c_DK2_LargeDecentral | 2620 | 8.932e-05
[11 empty] | c_DK2_LargeDecentral | 2621 | 0.00013448
[11 empty] | c_DK2_LargeDecentral | 2622 | 0.00016598
[11 empty] | c_DK2_LargeDecentral | 2623 | 0.00016481
[11 empty] | c_DK2_LargeDecentral | 2624 | 0.00014381
[11 empty] | c_DK2_LargeDecentral | 2625 | 0.00013465
[11 empty] | c_DK2_LargeDecentral | 2626 | 0.00012898
[11 empty] | c_DK2_LargeDecentral | 2627 | 0.00012015
[11 empty] | c_DK2_LargeDecentral | 2628 | 0.00011665
[11 empty] | c_DK2_LargeDecentral | 2629 | 0.00010548
[11 empty] | c_DK2_LargeDecentral | 2630 | 0.00010915
[11 empty] | c_DK2_LargeDecentral | 2631 | 0.00010615
[11 empty] | c_DK2_LargeDecentral | 2632 | 0.00010915
[11 empty] | c_DK2_LargeDecentral | 2633 | 0.00011398
[11 empty] | c_DK2_LargeDecentral | 2634 | 0.00011848
[11 empty] | c_DK2_LargeDecentral | 2635 | 0.00012165
[11 empty] | c_DK2_LargeDecentral | 2636 | 0.00012248
[11 empty] | c_DK2_LargeDecentral | 2637 | 0.00011465
[11 empty] | c_DK2_LargeDecentral | 2638 | 9.132e-05
[11 empty] | c_DK2_LargeDecentral | 2639 | 6.5157e-05
[11 empty] | c_DK2_LargeDecentral | 2640 | 5.3659e-05
[11 empty] | c_DK2_LargeDecentral | 2641 | 5.9991e-05
[11 empty] | c_DK2_LargeDecentral | 2642 | 6.0491e-05
[11 empty] | c_DK2_LargeDecentral | 2643 | 7.2656e-05
[11 empty] | c_DK2_LargeDecentral | 2644 | 0.00010149
[11 empty] | c_DK2_LargeDecentral | 2645 | 0.00014781
[11 empty] | c_DK2_LargeDecentral | 2646 | 0.00015448
[11 empty] | c_DK2_LargeDecentral | 2647 | 0.00015564
[11 empty] | c_DK2_LargeDecentral | 2648 | 0.00013198
[11 empty] | c_DK2_LargeDecentral | 2649 | 0.00012382
[11 empty] | c_DK2_LargeDecentral | 2650 | 0.00011698
[11 empty] | c_DK2_LargeDecentral | 2651 | 0.00011165
[11 empty] | c_DK2_LargeDecentral | 2652 | 0.00010848
[11 empty] | c_DK2_LargeDecentral | 2653 | 0.00010032
[11 empty] | c_DK2_LargeDecentral | 2654 | 9.9152e-05
[11 empty] | c_DK2_LargeDecentral | 2655 | 9.6486e-05
[11 empty] | c_DK2_LargeDecentral | 2656 | 0.00010115
[11 empty] | c_DK2_LargeDecentral | 2657 | 0.00010848
[11 empty] | c_DK2_LargeDecentral | 2658 | 0.00011348
[11 empty] | c_DK2_LargeDecentral | 2659 | 0.00011915
[11 empty] | c_DK2_LargeDecentral | 2660 | 0.00012115
[11 empty] | c_DK2_LargeDecentral | 2661 | 0.00011398
[11 empty] | c_DK2_LargeDecentral | 2662 | 9.082e-05
[11 empty] | c_DK2_LargeDecentral | 2663 | 6.5157e-05
[11 empty] | c_DK2_LargeDecentral | 2664 | 5.1159e-05
[11 empty] | c_DK2_LargeDecentral | 2665 | 5.6158e-05
[11 empty] | c_DK2_LargeDecentral | 2666 | 5.6825e-05
[11 empty] | c_DK2_LargeDecentral | 2667 | 6.2491e-05
[11 empty] | c_DK2_LargeDecentral | 2668 | 8.7987e-05
[11 empty] | c_DK2_LargeDecentral | 2669 | 0.00014081
[11 empty] | c_DK2_LargeDecentral | 2670 | 0.00016814
[11 empty] | c_DK2_LargeDecentral | 2671 | 0.00016548
[11 empty] | c_DK2_LargeDecentral | 2672 | 0.00014031
[11 empty] | c_DK2_LargeDecentral | 2673 | 0.00013281
[11 empty] | c_DK2_LargeDecentral | 2674 | 0.00012398
[11 empty] | c_DK2_LargeDecentral | 2675 | 0.00011748
[11 empty] | c_DK2_LargeDecentral | 2676 | 0.00011332
[11 empty] | c_DK2_LargeDecentral | 2677 | 0.00010348
[11 empty] | c_DK2_LargeDecentral | 2678 | 0.00010099
[11 empty] | c_DK2_LargeDecentral | 2679 | 9.8652e-05
[11 empty] | c_DK2_LargeDecentral | 2680 | 0.00010149
[11 empty] | c_DK2_LargeDecentral | 2681 | 0.00010882
[11 empty] | c_DK2_LargeDecentral | 2682 | 0.00011282
[11 empty] | c_DK2_LargeDecentral | 2683 | 0.00011998
[11 empty] | c_DK2_LargeDecentral | 2684 | 0.00012265
[11 empty] | c_DK2_LargeDecentral | 2685 | 0.00011298
[11 empty] | c_DK2_LargeDecentral | 2686 | 8.9987e-05
[11 empty] | c_DK2_LargeDecentral | 2687 | 6.2824e-05
[11 empty] | c_DK2_LargeDecentral | 2688 | 4.566e-05
[11 empty] | c_DK2_LargeDecentral | 2689 | 4.9826e-05
[11 empty] | c_DK2_LargeDecentral | 2690 | 5.0326e-05
[11 empty] | c_DK2_LargeDecentral | 2691 | 5.5159e-05
[11 empty] | c_DK2_LargeDecentral | 2692 | 8.0322e-05
[11 empty] | c_DK2_LargeDecentral | 2693 | 0.00013131
[11 empty] | c_DK2_LargeDecentral | 2694 | 0.00015931
[11 empty] | c_DK2_LargeDecentral | 2695 | 0.00015648
[11 empty] | c_DK2_LargeDecentral | 2696 | 0.00013315
[11 empty] | c_DK2_LargeDecentral | 2697 | 0.00012565
[11 empty] | c_DK2_LargeDecentral | 2698 | 0.00011682
[11 empty] | c_DK2_LargeDecentral | 2699 | 0.00011082
[11 empty] | c_DK2_LargeDecentral | 2700 | 0.00010598
[11 empty] | c_DK2_LargeDecentral | 2701 | 9.6153e-05
[11 empty] | c_DK2_LargeDecentral | 2702 | 9.2486e-05
[11 empty] | c_DK2_LargeDecentral | 2703 | 8.9487e-05
[11 empty] | c_DK2_LargeDecentral | 2704 | 9.132e-05
[11 empty] | c_DK2_LargeDecentral | 2705 | 9.8152e-05
[11 empty] | c_DK2_LargeDecentral | 2706 | 0.00010232
[11 empty] | c_DK2_LargeDecentral | 2707 | 0.00010965
[11 empty] | c_DK2_LargeDecentral | 2708 | 0.00011182
[11 empty] | c_DK2_LargeDecentral | 2709 | 0.00010365
[11 empty] | c_DK2_LargeDecentral | 2710 | 8.2155e-05
[11 empty] | c_DK2_LargeDecentral | 2711 | 5.6158e-05
[11 empty] | c_DK2_LargeDecentral | 2712 | 4.3494e-05
[11 empty] | c_DK2_LargeDecentral | 2713 | 4.7326e-05
[11 empty] | c_DK2_LargeDecentral | 2714 | 4.7993e-05
[11 empty] | c_DK2_LargeDecentral | 2715 | 5.2492e-05
[11 empty] | c_DK2_LargeDecentral | 2716 | 7.6822e-05
[11 empty] | c_DK2_LargeDecentral | 2717 | 0.00012631
[11 empty] | c_DK2_LargeDecentral | 2718 | 0.00015298
[11 empty] | c_DK2_LargeDecentral | 2719 | 0.00015014
[11 empty] | c_DK2_LargeDecentral | 2720 | 0.00012781
[11 empty] | c_DK2_LargeDecentral | 2721 | 0.00012065
[11 empty] | c_DK2_LargeDecentral | 2722 | 0.00011198
[11 empty] | c_DK2_LargeDecentral | 2723 | 0.00010632
[11 empty] | c_DK2_LargeDecentral | 2724 | 0.00010198
[11 empty] | c_DK2_LargeDecentral | 2725 | 9.2153e-05
[11 empty] | c_DK2_LargeDecentral | 2726 | 8.882e-05
[11 empty] | c_DK2_LargeDecentral | 2727 | 8.5487e-05
[11 empty] | c_DK2_LargeDecentral | 2728 | 8.732e-05
[11 empty] | c_DK2_LargeDecentral | 2729 | 9.4153e-05
[11 empty] | c_DK2_LargeDecentral | 2730 | 9.8152e-05
[11 empty] | c_DK2_LargeDecentral | 2731 | 0.00010498
[11 empty] | c_DK2_LargeDecentral | 2732 | 0.00010715
[11 empty] | c_DK2_LargeDecentral | 2733 | 9.9319e-05
[11 empty] | c_DK2_LargeDecentral | 2734 | 7.8988e-05
[11 empty] | c_DK2_LargeDecentral | 2735 | 5.3492e-05
[11 empty] | c_DK2_LargeDecentral | 2736 | 4.1161e-05
[11 empty] | c_DK2_LargeDecentral | 2737 | 4.4993e-05
[11 empty] | c_DK2_LargeDecentral | 2738 | 4.5493e-05
[11 empty] | c_DK2_LargeDecentral | 2739 | 4.9659e-05
[11 empty] | c_DK2_LargeDecentral | 2740 | 7.2989e-05
[11 empty] | c_DK2_LargeDecentral | 2741 | 0.00012048
[11 empty] | c_DK2_LargeDecentral | 2742 | 0.00014615
[11 empty] | c_DK2_LargeDecentral | 2743 | 0.00014331
[11 empty] | c_DK2_LargeDecentral | 2744 | 0.00012132
[11 empty] | c_DK2_LargeDecentral | 2745 | 0.00011482
[11 empty] | c_DK2_LargeDecentral | 2746 | 0.00010665
[11 empty] | c_DK2_LargeDecentral | 2747 | 0.00010149
[11 empty] | c_DK2_LargeDecentral | 2748 | 9.7152e-05
[11 empty] | c_DK2_LargeDecentral | 2749 | 8.7654e-05
[11 empty] | c_DK2_LargeDecentral | 2750 | 8.4321e-05
[11 empty] | c_DK2_LargeDecentral | 2751 | 8.1321e-05
[11 empty] | c_DK2_LargeDecentral | 2752 | 8.2988e-05
[11 empty] | c_DK2_LargeDecentral | 2753 | 8.9487e-05
[11 empty] | c_DK2_LargeDecentral | 2754 | 9.282e-05
[11 empty] | c_DK2_LargeDecentral | 2755 | 9.9652e-05
[11 empty] | c_DK2_LargeDecentral | 2756 | 0.00010182
[11 empty] | c_DK2_LargeDecentral | 2757 | 9.4319e-05
[11 empty] | c_DK2_LargeDecentral | 2758 | 7.4822e-05
[11 empty] | c_DK2_LargeDecentral | 2759 | 5.0826e-05
[11 empty] | c_DK2_LargeDecentral | 2760 | 4.0994e-05
[11 empty] | c_DK2_LargeDecentral | 2761 | 4.4327e-05
[11 empty] | c_DK2_LargeDecentral | 2762 | 4.3994e-05
[11 empty] | c_DK2_LargeDecentral | 2763 | 4.7826e-05
[11 empty] | c_DK2_LargeDecentral | 2764 | 6.9656e-05
[11 empty] | c_DK2_LargeDecentral | 2765 | 0.00011582
[11 empty] | c_DK2_LargeDecentral | 2766 | 0.00014081
[11 empty] | c_DK2_LargeDecentral | 2767 | 0.00014048
[11 empty] | c_DK2_LargeDecentral | 2768 | 0.00011982
[11 empty] | c_DK2_LargeDecentral | 2769 | 0.00011332
[11 empty] | c_DK2_LargeDecentral | 2770 | 0.00010448
[11 empty] | c_DK2_LargeDecentral | 2771 | 9.8985e-05
[11 empty] | c_DK2_LargeDecentral | 2772 | 9.5986e-05
[11 empty] | c_DK2_LargeDecentral | 2773 | 8.6487e-05
[11 empty] | c_DK2_LargeDecentral | 2774 | 8.2655e-05
[11 empty] | c_DK2_LargeDecentral | 2775 | 7.9155e-05
[11 empty] | c_DK2_LargeDecentral | 2776 | 8.0988e-05
[11 empty] | c_DK2_LargeDecentral | 2777 | 8.8154e-05
[11 empty] | c_DK2_LargeDecentral | 2778 | 9.1986e-05
[11 empty] | c_DK2_LargeDecentral | 2779 | 9.9152e-05
[11 empty] | c_DK2_LargeDecentral | 2780 | 0.00010082
[11 empty] | c_DK2_LargeDecentral | 2781 | 9.3986e-05
[11 empty] | c_DK2_LargeDecentral | 2782 | 7.3822e-05
[11 empty] | c_DK2_LargeDecentral | 2783 | 4.9993e-05
[11 empty] | c_DK2_LargeDecentral | 2784 | 4.8826e-05
[11 empty] | c_DK2_LargeDecentral | 2785 | 4.9159e-05
[11 empty] | c_DK2_LargeDecentral | 2786 | 4.666e-05
[11 empty] | c_DK2_LargeDecentral | 2787 | 5.2659e-05
[11 empty] | c_DK2_LargeDecentral | 2788 | 7.5989e-05
[11 empty] | c_DK2_LargeDecentral | 2789 | 0.00011865
[11 empty] | c_DK2_LargeDecentral | 2790 | 0.00014998
[11 empty] | c_DK2_LargeDecentral | 2791 | 0.00014931
[11 empty] | c_DK2_LargeDecentral | 2792 | 0.00012765
[11 empty] | c_DK2_LargeDecentral | 2793 | 0.00011898
[11 empty] | c_DK2_LargeDecentral | 2794 | 0.00011415
[11 empty] | c_DK2_LargeDecentral | 2795 | 0.00010482
[11 empty] | c_DK2_LargeDecentral | 2796 | 0.00010132
[11 empty] | c_DK2_LargeDecentral | 2797 | 9.0487e-05
[11 empty] | c_DK2_LargeDecentral | 2798 | 9.3653e-05
[11 empty] | c_DK2_LargeDecentral | 2799 | 8.9487e-05
[11 empty] | c_DK2_LargeDecentral | 2800 | 9.082e-05
[11 empty] | c_DK2_LargeDecentral | 2801 | 9.4819e-05
[11 empty] | c_DK2_LargeDecentral | 2802 | 9.9652e-05
[11 empty] | c_DK2_LargeDecentral | 2803 | 0.00010498
[11 empty] | c_DK2_LargeDecentral | 2804 | 0.00010615
[11 empty] | c_DK2_LargeDecentral | 2805 | 0.00010115
[11 empty] | c_DK2_LargeDecentral | 2806 | 7.9488e-05
[11 empty] | c_DK2_LargeDecentral | 2807 | 5.4659e-05
[11 empty] | c_DK2_LargeDecentral | 2808 | 4.8826e-05
[11 empty] | c_DK2_LargeDecentral | 2809 | 5.4159e-05
[11 empty] | c_DK2_LargeDecentral | 2810 | 5.5492e-05
[11 empty] | c_DK2_LargeDecentral | 2811 | 6.749e-05
[11 empty] | c_DK2_LargeDecentral | 2812 | 9.6652e-05
[11 empty] | c_DK2_LargeDecentral | 2813 | 0.00014181
[11 empty] | c_DK2_LargeDecentral | 2814 | 0.00014831
[11 empty] | c_DK2_LargeDecentral | 2815 | 0.00015048
[11 empty] | c_DK2_LargeDecentral | 2816 | 0.00012581
[11 empty] | c_DK2_LargeDecentral | 2817 | 0.00011732
[11 empty] | c_DK2_LargeDecentral | 2818 | 0.00011098
[11 empty] | c_DK2_LargeDecentral | 2819 | 0.00010515
[11 empty] | c_DK2_LargeDecentral | 2820 | 0.00010215
[11 empty] | c_DK2_LargeDecentral | 2821 | 9.382e-05
[11 empty] | c_DK2_LargeDecentral | 2822 | 9.1986e-05
[11 empty] | c_DK2_LargeDecentral | 2823 | 8.932e-05
[11 empty] | c_DK2_LargeDecentral | 2824 | 9.3153e-05
[11 empty] | c_DK2_LargeDecentral | 2825 | 9.9985e-05
[11 empty] | c_DK2_LargeDecentral | 2826 | 0.00010548
[11 empty] | c_DK2_LargeDecentral | 2827 | 0.00011182
[11 empty] | c_DK2_LargeDecentral | 2828 | 0.00011398
[11 empty] | c_DK2_LargeDecentral | 2829 | 0.00010832
[11 empty] | c_DK2_LargeDecentral | 2830 | 8.5321e-05
[11 empty] | c_DK2_LargeDecentral | 2831 | 6.0324e-05
[11 empty] | c_DK2_LargeDecentral | 2832 | 4.6993e-05
[11 empty] | c_DK2_LargeDecentral | 2833 | 5.1492e-05
[11 empty] | c_DK2_LargeDecentral | 2834 | 5.2326e-05
[11 empty] | c_DK2_LargeDecentral | 2835 | 5.7325e-05
[11 empty] | c_DK2_LargeDecentral | 2836 | 8.2155e-05
[11 empty] | c_DK2_LargeDecentral | 2837 | 0.00013398
[11 empty] | c_DK2_LargeDecentral | 2838 | 0.00016114
[11 empty] | c_DK2_LargeDecentral | 2839 | 0.00015848
[11 empty] | c_DK2_LargeDecentral | 2840 | 0.00013281
[11 empty] | c_DK2_LargeDecentral | 2841 | 0.00012565
[11 empty] | c_DK2_LargeDecentral | 2842 | 0.00011698
[11 empty] | c_DK2_LargeDecentral | 2843 | 0.00011082
[11 empty] | c_DK2_LargeDecentral | 2844 | 0.00010648
[11 empty] | c_DK2_LargeDecentral | 2845 | 9.6652e-05
[11 empty] | c_DK2_LargeDecentral | 2846 | 9.4153e-05
[11 empty] | c_DK2_LargeDecentral | 2847 | 9.1487e-05
[11 empty] | c_DK2_LargeDecentral | 2848 | 9.3653e-05
[11 empty] | c_DK2_LargeDecentral | 2849 | 0.00010082
[11 empty] | c_DK2_LargeDecentral | 2850 | 0.00010498
[11 empty] | c_DK2_LargeDecentral | 2851 | 0.00011248
[11 empty] | c_DK2_LargeDecentral | 2852 | 0.00011548
[11 empty] | c_DK2_LargeDecentral | 2853 | 0.00010698
[11 empty] | c_DK2_LargeDecentral | 2854 | 8.5154e-05
[11 empty] | c_DK2_LargeDecentral | 2855 | 5.8325e-05
[11 empty] | c_DK2_LargeDecentral | 2856 | 4.5993e-05
[11 empty] | c_DK2_LargeDecentral | 2857 | 4.9826e-05
[11 empty] | c_DK2_LargeDecentral | 2858 | 5.0659e-05
[11 empty] | c_DK2_LargeDecentral | 2859 | 5.5492e-05
[11 empty] | c_DK2_LargeDecentral | 2860 | 8.0655e-05
[11 empty] | c_DK2_LargeDecentral | 2861 | 0.00013181
[11 empty] | c_DK2_LargeDecentral | 2862 | 0.00015981
[11 empty] | c_DK2_LargeDecentral | 2863 | 0.00015664
[11 empty] | c_DK2_LargeDecentral | 2864 | 0.00013348
[11 empty] | c_DK2_LargeDecentral | 2865 | 0.00012598
[11 empty] | c_DK2_LargeDecentral | 2866 | 0.00011698
[11 empty] | c_DK2_LargeDecentral | 2867 | 0.00011132
[11 empty] | c_DK2_LargeDecentral | 2868 | 0.00010648
[11 empty] | c_DK2_LargeDecentral | 2869 | 9.6652e-05
[11 empty] | c_DK2_LargeDecentral | 2870 | 9.2986e-05
[11 empty] | c_DK2_LargeDecentral | 2871 | 8.9653e-05
[11 empty] | c_DK2_LargeDecentral | 2872 | 9.182e-05
[11 empty] | c_DK2_LargeDecentral | 2873 | 9.8652e-05
[11 empty] | c_DK2_LargeDecentral | 2874 | 0.00010265
[11 empty] | c_DK2_LargeDecentral | 2875 | 0.00010982
[11 empty] | c_DK2_LargeDecentral | 2876 | 0.00011198
[11 empty] | c_DK2_LargeDecentral | 2877 | 0.00010398
[11 empty] | c_DK2_LargeDecentral | 2878 | 8.2321e-05
[11 empty] | c_DK2_LargeDecentral | 2879 | 5.6158e-05
[11 empty] | c_DK2_LargeDecentral | 2880 | 4.9493e-05
[11 empty] | c_DK2_LargeDecentral | 2881 | 5.3825e-05
[11 empty] | c_DK2_LargeDecentral | 2882 | 5.4825e-05
[11 empty] | c_DK2_LargeDecentral | 2883 | 5.9991e-05
[11 empty] | c_DK2_LargeDecentral | 2884 | 8.6321e-05
[11 empty] | c_DK2_LargeDecentral | 2885 | 0.00013915
[11 empty] | c_DK2_LargeDecentral | 2886 | 0.00016798
[11 empty] | c_DK2_LargeDecentral | 2887 | 0.00016498
[11 empty] | c_DK2_LargeDecentral | 2888 | 0.00014181
[11 empty] | c_DK2_LargeDecentral | 2889 | 0.00013348
[11 empty] | c_DK2_LargeDecentral | 2890 | 0.00012415
[11 empty] | c_DK2_LargeDecentral | 2891 | 0.00011782
[11 empty] | c_DK2_LargeDecentral | 2892 | 0.00011315
[11 empty] | c_DK2_LargeDecentral | 2893 | 0.00010315
[11 empty] | c_DK2_LargeDecentral | 2894 | 9.9652e-05
[11 empty] | c_DK2_LargeDecentral | 2895 | 9.6486e-05
[11 empty] | c_DK2_LargeDecentral | 2896 | 9.8819e-05
[11 empty] | c_DK2_LargeDecentral | 2897 | 0.00010598
[11 empty] | c_DK2_LargeDecentral | 2898 | 0.00011032
[11 empty] | c_DK2_LargeDecentral | 2899 | 0.00011732
[11 empty] | c_DK2_LargeDecentral | 2900 | 0.00011932
[11 empty] | c_DK2_LargeDecentral | 2901 | 0.00011048
[11 empty] | c_DK2_LargeDecentral | 2902 | 8.7654e-05
[11 empty] | c_DK2_LargeDecentral | 2903 | 6.0491e-05
[11 empty] | c_DK2_LargeDecentral | 2904 | 5.7658e-05
[11 empty] | c_DK2_LargeDecentral | 2905 | 6.3157e-05
[11 empty] | c_DK2_LargeDecentral | 2906 | 6.3324e-05
[11 empty] | c_DK2_LargeDecentral | 2907 | 6.9156e-05
[11 empty] | c_DK2_LargeDecentral | 2908 | 9.4486e-05
[11 empty] | c_DK2_LargeDecentral | 2909 | 0.00014498
[11 empty] | c_DK2_LargeDecentral | 2910 | 0.00017047
[11 empty] | c_DK2_LargeDecentral | 2911 | 0.00016814
[11 empty] | c_DK2_LargeDecentral | 2912 | 0.00014931
[11 empty] | c_DK2_LargeDecentral | 2913 | 0.00014098
[11 empty] | c_DK2_LargeDecentral | 2914 | 0.00013265
[11 empty] | c_DK2_LargeDecentral | 2915 | 0.00012715
[11 empty] | c_DK2_LargeDecentral | 2916 | 0.00012332
[11 empty] | c_DK2_LargeDecentral | 2917 | 0.00011398
[11 empty] | c_DK2_LargeDecentral | 2918 | 0.00011265
[11 empty] | c_DK2_LargeDecentral | 2919 | 0.00011015
[11 empty] | c_DK2_LargeDecentral | 2920 | 0.00011348
[11 empty] | c_DK2_LargeDecentral | 2921 | 0.00012132
[11 empty] | c_DK2_LargeDecentral | 2922 | 0.00012348
[11 empty] | c_DK2_LargeDecentral | 2923 | 0.00012765
[11 empty] | c_DK2_LargeDecentral | 2924 | 0.00012848
[11 empty] | c_DK2_LargeDecentral | 2925 | 0.00011682
[11 empty] | c_DK2_LargeDecentral | 2926 | 9.2986e-05
[11 empty] | c_DK2_LargeDecentral | 2927 | 6.849e-05
[11 empty] | c_DK2_LargeDecentral | 2928 | 6.7823e-05
[11 empty] | c_DK2_LargeDecentral | 2929 | 7.3156e-05
[11 empty] | c_DK2_LargeDecentral | 2930 | 7.3156e-05
[11 empty] | c_DK2_LargeDecentral | 2931 | 7.9488e-05
[11 empty] | c_DK2_LargeDecentral | 2932 | 0.00010648
[11 empty] | c_DK2_LargeDecentral | 2933 | 0.00016114
[11 empty] | c_DK2_LargeDecentral | 2934 | 0.00019081
[11 empty] | c_DK2_LargeDecentral | 2935 | 0.00019064
[11 empty] | c_DK2_LargeDecentral | 2936 | 0.00017214
[11 empty] | c_DK2_LargeDecentral | 2937 | 0.00016198
[11 empty] | c_DK2_LargeDecentral | 2938 | 0.00015148
[11 empty] | c_DK2_LargeDecentral | 2939 | 0.00014515
[11 empty] | c_DK2_LargeDecentral | 2940 | 0.00014065
[11 empty] | c_DK2_LargeDecentral | 2941 | 0.00013165
[11 empty] | c_DK2_LargeDecentral | 2942 | 0.00012948
[11 empty] | c_DK2_LargeDecentral | 2943 | 0.00012765
[11 empty] | c_DK2_LargeDecentral | 2944 | 0.00013131
[11 empty] | c_DK2_LargeDecentral | 2945 | 0.00014031
[11 empty] | c_DK2_LargeDecentral | 2946 | 0.00014381
[11 empty] | c_DK2_LargeDecentral | 2947 | 0.00014848
[11 empty] | c_DK2_LargeDecentral | 2948 | 0.00014831
[11 empty] | c_DK2_LargeDecentral | 2949 | 0.00013531
[11 empty] | c_DK2_LargeDecentral | 2950 | 0.00010698
[11 empty] | c_DK2_LargeDecentral | 2951 | 7.9488e-05
[11 empty] | c_DK2_LargeDecentral | 2952 | 7.5489e-05
[11 empty] | c_DK2_LargeDecentral | 2953 | 7.9155e-05
[11 empty] | c_DK2_LargeDecentral | 2954 | 7.5822e-05
[11 empty] | c_DK2_LargeDecentral | 2955 | 8.5987e-05
[11 empty] | c_DK2_LargeDecentral | 2956 | 0.00011448
[11 empty] | c_DK2_LargeDecentral | 2957 | 0.00016714
[11 empty] | c_DK2_LargeDecentral | 2958 | 0.00020264
[11 empty] | c_DK2_LargeDecentral | 2959 | 0.0002003
[11 empty] | c_DK2_LargeDecentral | 2960 | 0.00017881
[11 empty] | c_DK2_LargeDecentral | 2961 | 0.00016764
[11 empty] | c_DK2_LargeDecentral | 2962 | 0.00015998
[11 empty] | c_DK2_LargeDecentral | 2963 | 0.00015064
[11 empty] | c_DK2_LargeDecentral | 2964 | 0.00014631
[11 empty] | c_DK2_LargeDecentral | 2965 | 0.00013398
[11 empty] | c_DK2_LargeDecentral | 2966 | 0.00013781
[11 empty] | c_DK2_LargeDecentral | 2967 | 0.00013615
[11 empty] | c_DK2_LargeDecentral | 2968 | 0.00014115
[11 empty] | c_DK2_LargeDecentral | 2969 | 0.00014798
[11 empty] | c_DK2_LargeDecentral | 2970 | 0.00015264
[11 empty] | c_DK2_LargeDecentral | 2971 | 0.00015448
[11 empty] | c_DK2_LargeDecentral | 2972 | 0.00015481
[11 empty] | c_DK2_LargeDecentral | 2973 | 0.00014315
[11 empty] | c_DK2_LargeDecentral | 2974 | 0.00011498
[11 empty] | c_DK2_LargeDecentral | 2975 | 8.4654e-05
[11 empty] | c_DK2_LargeDecentral | 2976 | 7.3822e-05
[11 empty] | c_DK2_LargeDecentral | 2977 | 8.3654e-05
[11 empty] | c_DK2_LargeDecentral | 2978 | 8.1488e-05
[11 empty] | c_DK2_LargeDecentral | 2979 | 9.5153e-05
[11 empty] | c_DK2_LargeDecentral | 2980 | 0.00012715
[11 empty] | c_DK2_LargeDecentral | 2981 | 0.00018064
[11 empty] | c_DK2_LargeDecentral | 2982 | 0.00018847
[11 empty] | c_DK2_LargeDecentral | 2983 | 0.00018631
[11 empty] | c_DK2_LargeDecentral | 2984 | 0.00016348
[11 empty] | c_DK2_LargeDecentral | 2985 | 0.00015531
[11 empty] | c_DK2_LargeDecentral | 2986 | 0.00014681
[11 empty] | c_DK2_LargeDecentral | 2987 | 0.00014148
[11 empty] | c_DK2_LargeDecentral | 2988 | 0.00013798
[11 empty] | c_DK2_LargeDecentral | 2989 | 0.00012965
[11 empty] | c_DK2_LargeDecentral | 2990 | 0.00013031
[11 empty] | c_DK2_LargeDecentral | 2991 | 0.00012831
[11 empty] | c_DK2_LargeDecentral | 2992 | 0.00013548
[11 empty] | c_DK2_LargeDecentral | 2993 | 0.00014531
[11 empty] | c_DK2_LargeDecentral | 2994 | 0.00014948
[11 empty] | c_DK2_LargeDecentral | 2995 | 0.00015314
[11 empty] | c_DK2_LargeDecentral | 2996 | 0.00015498
[11 empty] | c_DK2_LargeDecentral | 2997 | 0.00014365
[11 empty] | c_DK2_LargeDecentral | 2998 | 0.00011598
[11 empty] | c_DK2_LargeDecentral | 2999 | 8.6987e-05
[11 empty] | c_DK2_LargeDecentral | 3000 | 7.2323e-05
[11 empty] | c_DK2_LargeDecentral | 3001 | 7.9488e-05
[11 empty] | c_DK2_LargeDecentral | 3002 | 7.9822e-05
[11 empty] | c_DK2_LargeDecentral | 3003 | 8.7487e-05
[11 empty] | c_DK2_LargeDecentral | 3004 | 0.00011665
[11 empty] | c_DK2_LargeDecentral | 3005 | 0.00017431
[11 empty] | c_DK2_LargeDecentral | 3006 | 0.00020314
[11 empty] | c_DK2_LargeDecentral | 3007 | 0.0002008
[11 empty] | c_DK2_LargeDecentral | 3008 | 0.00017814
[11 empty] | c_DK2_LargeDecentral | 3009 | 0.00016848
[11 empty] | c_DK2_LargeDecentral | 3010 | 0.00015881
[11 empty] | c_DK2_LargeDecentral | 3011 | 0.00015131
[11 empty] | c_DK2_LargeDecentral | 3012 | 0.00014764
[11 empty] | c_DK2_LargeDecentral | 3013 | 0.00013748
[11 empty] | c_DK2_LargeDecentral | 3014 | 0.00013665
[11 empty] | c_DK2_LargeDecentral | 3015 | 0.00013531
[11 empty] | c_DK2_LargeDecentral | 3016 | 0.00014098
[11 empty] | c_DK2_LargeDecentral | 3017 | 0.00014948
[11 empty] | c_DK2_LargeDecentral | 3018 | 0.00015314
[11 empty] | c_DK2_LargeDecentral | 3019 | 0.00015764
[11 empty] | c_DK2_LargeDecentral | 3020 | 0.00015831
[11 empty] | c_DK2_LargeDecentral | 3021 | 0.00014381
[11 empty] | c_DK2_LargeDecentral | 3022 | 0.00011498
[11 empty] | c_DK2_LargeDecentral | 3023 | 8.5654e-05
[11 empty] | c_DK2_LargeDecentral | 3024 | 7.1656e-05
[11 empty] | c_DK2_LargeDecentral | 3025 | 7.7989e-05
[11 empty] | c_DK2_LargeDecentral | 3026 | 7.8655e-05
[11 empty] | c_DK2_LargeDecentral | 3027 | 8.6154e-05
[11 empty] | c_DK2_LargeDecentral | 3028 | 0.00011548
[11 empty] | c_DK2_LargeDecentral | 3029 | 0.00017314
[11 empty] | c_DK2_LargeDecentral | 3030 | 0.00020314
[11 empty] | c_DK2_LargeDecentral | 3031 | 0.00020047
[11 empty] | c_DK2_LargeDecentral | 3032 | 0.00018081
[11 empty] | c_DK2_LargeDecentral | 3033 | 0.00016997
[11 empty] | c_DK2_LargeDecentral | 3034 | 0.00015981
[11 empty] | c_DK2_LargeDecentral | 3035 | 0.00015314
[11 empty] | c_DK2_LargeDecentral | 3036 | 0.00014848
[11 empty] | c_DK2_LargeDecentral | 3037 | 0.00013881
[11 empty] | c_DK2_LargeDecentral | 3038 | 0.00013715
[11 empty] | c_DK2_LargeDecentral | 3039 | 0.00013531
[11 empty] | c_DK2_LargeDecentral | 3040 | 0.00013965
[11 empty] | c_DK2_LargeDecentral | 3041 | 0.00014864
[11 empty] | c_DK2_LargeDecentral | 3042 | 0.00015098
[11 empty] | c_DK2_LargeDecentral | 3043 | 0.00015548
[11 empty] | c_DK2_LargeDecentral | 3044 | 0.00015581
[11 empty] | c_DK2_LargeDecentral | 3045 | 0.00014148
[11 empty] | c_DK2_LargeDecentral | 3046 | 0.00011248
[11 empty] | c_DK2_LargeDecentral | 3047 | 8.3821e-05
[11 empty] | c_DK2_LargeDecentral | 3048 | 6.7157e-05
[11 empty] | c_DK2_LargeDecentral | 3049 | 7.3323e-05
[11 empty] | c_DK2_LargeDecentral | 3050 | 7.3656e-05
[11 empty] | c_DK2_LargeDecentral | 3051 | 8.0821e-05
[11 empty] | c_DK2_LargeDecentral | 3052 | 0.00010882
[11 empty] | c_DK2_LargeDecentral | 3053 | 0.00016398
[11 empty] | c_DK2_LargeDecentral | 3054 | 0.00019264
[11 empty] | c_DK2_LargeDecentral | 3055 | 0.00019014
[11 empty] | c_DK2_LargeDecentral | 3056 | 0.00017064
[11 empty] | c_DK2_LargeDecentral | 3057 | 0.00016064
[11 empty] | c_DK2_LargeDecentral | 3058 | 0.00015114
[11 empty] | c_DK2_LargeDecentral | 3059 | 0.00014448
[11 empty] | c_DK2_LargeDecentral | 3060 | 0.00014031
[11 empty] | c_DK2_LargeDecentral | 3061 | 0.00013065
[11 empty] | c_DK2_LargeDecentral | 3062 | 0.00012931
[11 empty] | c_DK2_LargeDecentral | 3063 | 0.00012748
[11 empty] | c_DK2_LargeDecentral | 3064 | 0.00013115
[11 empty] | c_DK2_LargeDecentral | 3065 | 0.00013998
[11 empty] | c_DK2_LargeDecentral | 3066 | 0.00014231
[11 empty] | c_DK2_LargeDecentral | 3067 | 0.00014648
[11 empty] | c_DK2_LargeDecentral | 3068 | 0.00014698
[11 empty] | c_DK2_LargeDecentral | 3069 | 0.00013365
[11 empty] | c_DK2_LargeDecentral | 3070 | 0.00010632
[11 empty] | c_DK2_LargeDecentral | 3071 | 7.8988e-05
[11 empty] | c_DK2_LargeDecentral | 3072 | 5.8825e-05
[11 empty] | c_DK2_LargeDecentral | 3073 | 6.4157e-05
[11 empty] | c_DK2_LargeDecentral | 3074 | 6.4491e-05
[11 empty] | c_DK2_LargeDecentral | 3075 | 7.049e-05
[11 empty] | c_DK2_LargeDecentral | 3076 | 9.6319e-05
[11 empty] | c_DK2_LargeDecentral | 3077 | 0.00014764
[11 empty] | c_DK2_LargeDecentral | 3078 | 0.00017347
[11 empty] | c_DK2_LargeDecentral | 3079 | 0.00017114
[11 empty] | c_DK2_LargeDecentral | 3080 | 0.00015214
[11 empty] | c_DK2_LargeDecentral | 3081 | 0.00014348
[11 empty] | c_DK2_LargeDecentral | 3082 | 0.00013465
[11 empty] | c_DK2_LargeDecentral | 3083 | 0.00012948
[11 empty] | c_DK2_LargeDecentral | 3084 | 0.00012548
[11 empty] | c_DK2_LargeDecentral | 3085 | 0.00011615
[11 empty] | c_DK2_LargeDecentral | 3086 | 0.00011448
[11 empty] | c_DK2_LargeDecentral | 3087 | 0.00011232
[11 empty] | c_DK2_LargeDecentral | 3088 | 0.00011548
[11 empty] | c_DK2_LargeDecentral | 3089 | 0.00012348
[11 empty] | c_DK2_LargeDecentral | 3090 | 0.00012548
[11 empty] | c_DK2_LargeDecentral | 3091 | 0.00012981
[11 empty] | c_DK2_LargeDecentral | 3092 | 0.00013098
[11 empty] | c_DK2_LargeDecentral | 3093 | 0.00011915
[11 empty] | c_DK2_LargeDecentral | 3094 | 9.4653e-05
[11 empty] | c_DK2_LargeDecentral | 3095 | 6.9656e-05
[11 empty] | c_DK2_LargeDecentral | 3096 | 5.7825e-05
[11 empty] | c_DK2_LargeDecentral | 3097 | 6.2824e-05
[11 empty] | c_DK2_LargeDecentral | 3098 | 6.2491e-05
[11 empty] | c_DK2_LargeDecentral | 3099 | 6.799e-05
[11 empty] | c_DK2_LargeDecentral | 3100 | 9.2153e-05
[11 empty] | c_DK2_LargeDecentral | 3101 | 0.00014231
[11 empty] | c_DK2_LargeDecentral | 3102 | 0.00016864
[11 empty] | c_DK2_LargeDecentral | 3103 | 0.00016864
[11 empty] | c_DK2_LargeDecentral | 3104 | 0.00015048
[11 empty] | c_DK2_LargeDecentral | 3105 | 0.00014181
[11 empty] | c_DK2_LargeDecentral | 3106 | 0.00013265
[11 empty] | c_DK2_LargeDecentral | 3107 | 0.00012698
[11 empty] | c_DK2_LargeDecentral | 3108 | 0.00012315
[11 empty] | c_DK2_LargeDecentral | 3109 | 0.00011432
[11 empty] | c_DK2_LargeDecentral | 3110 | 0.00011215
[11 empty] | c_DK2_LargeDecentral | 3111 | 0.00010982
[11 empty] | c_DK2_LargeDecentral | 3112 | 0.00011282
[11 empty] | c_DK2_LargeDecentral | 3113 | 0.00012115
[11 empty] | c_DK2_LargeDecentral | 3114 | 0.00012432
[11 empty] | c_DK2_LargeDecentral | 3115 | 0.00012881
[11 empty] | c_DK2_LargeDecentral | 3116 | 0.00012931
[11 empty] | c_DK2_LargeDecentral | 3117 | 0.00011832
[11 empty] | c_DK2_LargeDecentral | 3118 | 9.3486e-05
[11 empty] | c_DK2_LargeDecentral | 3119 | 6.8323e-05
[11 empty] | c_DK2_LargeDecentral | 3120 | 6.1658e-05
[11 empty] | c_DK2_LargeDecentral | 3121 | 6.4657e-05
[11 empty] | c_DK2_LargeDecentral | 3122 | 6.1324e-05
[11 empty] | c_DK2_LargeDecentral | 3123 | 6.9656e-05
[11 empty] | c_DK2_LargeDecentral | 3124 | 9.3986e-05
[11 empty] | c_DK2_LargeDecentral | 3125 | 0.00013931
[11 empty] | c_DK2_LargeDecentral | 3126 | 0.00017031
[11 empty] | c_DK2_LargeDecentral | 3127 | 0.00016814
[11 empty] | c_DK2_LargeDecentral | 3128 | 0.00014864
[11 empty] | c_DK2_LargeDecentral | 3129 | 0.00013931
[11 empty] | c_DK2_LargeDecentral | 3130 | 0.00013348
[11 empty] | c_DK2_LargeDecentral | 3131 | 0.00012548
[11 empty] | c_DK2_LargeDecentral | 3132 | 0.00012198
[11 empty] | c_DK2_LargeDecentral | 3133 | 0.00011082
[11 empty] | c_DK2_LargeDecentral | 3134 | 0.00011482
[11 empty] | c_DK2_LargeDecentral | 3135 | 0.00011248
[11 empty] | c_DK2_LargeDecentral | 3136 | 0.00011615
[11 empty] | c_DK2_LargeDecentral | 3137 | 0.00012165
[11 empty] | c_DK2_LargeDecentral | 3138 | 0.00012548
[11 empty] | c_DK2_LargeDecentral | 3139 | 0.00012731
[11 empty] | c_DK2_LargeDecentral | 3140 | 0.00012815
[11 empty] | c_DK2_LargeDecentral | 3141 | 0.00011865
[11 empty] | c_DK2_LargeDecentral | 3142 | 9.5153e-05
[11 empty] | c_DK2_LargeDecentral | 3143 | 6.9156e-05
[11 empty] | c_DK2_LargeDecentral | 3144 | 6.2158e-05
[11 empty] | c_DK2_LargeDecentral | 3145 | 7.049e-05
[11 empty] | c_DK2_LargeDecentral | 3146 | 6.899e-05
[11 empty] | c_DK2_LargeDecentral | 3147 | 8.0988e-05
[11 empty] | c_DK2_LargeDecentral | 3148 | 0.00010882
[11 empty] | c_DK2_LargeDecentral | 3149 | 0.00015581
[11 empty] | c_DK2_LargeDecentral | 3150 | 0.00016281
[11 empty] | c_DK2_LargeDecentral | 3151 | 0.00016181
[11 empty] | c_DK2_LargeDecentral | 3152 | 0.00014048
[11 empty] | c_DK2_LargeDecentral | 3153 | 0.00013331
[11 empty] | c_DK2_LargeDecentral | 3154 | 0.00012631
[11 empty] | c_DK2_LargeDecentral | 3155 | 0.00012148
[11 empty] | c_DK2_LargeDecentral | 3156 | 0.00011865
[11 empty] | c_DK2_LargeDecentral | 3157 | 0.00011082
[11 empty] | c_DK2_LargeDecentral | 3158 | 0.00011115
[11 empty] | c_DK2_LargeDecentral | 3159 | 0.00010882
[11 empty] | c_DK2_LargeDecentral | 3160 | 0.00011498
[11 empty] | c_DK2_LargeDecentral | 3161 | 0.00012348
[11 empty] | c_DK2_LargeDecentral | 3162 | 0.00012715
[11 empty] | c_DK2_LargeDecentral | 3163 | 0.00013081
[11 empty] | c_DK2_LargeDecentral | 3164 | 0.00013248
[11 empty] | c_DK2_LargeDecentral | 3165 | 0.00012315
[11 empty] | c_DK2_LargeDecentral | 3166 | 9.9152e-05
[11 empty] | c_DK2_LargeDecentral | 3167 | 7.3656e-05
[11 empty] | c_DK2_LargeDecentral | 3168 | 6.1991e-05
[11 empty] | c_DK2_LargeDecentral | 3169 | 6.849e-05
[11 empty] | c_DK2_LargeDecentral | 3170 | 6.849e-05
[11 empty] | c_DK2_LargeDecentral | 3171 | 7.4989e-05
[11 empty] | c_DK2_LargeDecentral | 3172 | 0.00010115
[11 empty] | c_DK2_LargeDecentral | 3173 | 0.00015348
[11 empty] | c_DK2_LargeDecentral | 3174 | 0.00017931
[11 empty] | c_DK2_LargeDecentral | 3175 | 0.00017714
[11 empty] | c_DK2_LargeDecentral | 3176 | 0.00015548
[11 empty] | c_DK2_LargeDecentral | 3177 | 0.00014731
[11 empty] | c_DK2_LargeDecentral | 3178 | 0.00013898
[11 empty] | c_DK2_LargeDecentral | 3179 | 0.00013265
[11 empty] | c_DK2_LargeDecentral | 3180 | 0.00012948
[11 empty] | c_DK2_LargeDecentral | 3181 | 0.00011982
[11 empty] | c_DK2_LargeDecentral | 3182 | 0.00011865
[11 empty] | c_DK2_LargeDecentral | 3183 | 0.00011698
[11 empty] | c_DK2_LargeDecentral | 3184 | 0.00012198
[11 empty] | c_DK2_LargeDecentral | 3185 | 0.00012948
[11 empty] | c_DK2_LargeDecentral | 3186 | 0.00013298
[11 empty] | c_DK2_LargeDecentral | 3187 | 0.00013681
[11 empty] | c_DK2_LargeDecentral | 3188 | 0.00013815
[11 empty] | c_DK2_LargeDecentral | 3189 | 0.00012548
[11 empty] | c_DK2_LargeDecentral | 3190 | 0.00010032
[11 empty] | c_DK2_LargeDecentral | 3191 | 7.3989e-05
[11 empty] | c_DK2_LargeDecentral | 3192 | 6.1324e-05
[11 empty] | c_DK2_LargeDecentral | 3193 | 6.699e-05
[11 empty] | c_DK2_LargeDecentral | 3194 | 6.7157e-05
[11 empty] | c_DK2_LargeDecentral | 3195 | 7.3656e-05
[11 empty] | c_DK2_LargeDecentral | 3196 | 9.9985e-05
[11 empty] | c_DK2_LargeDecentral | 3197 | 0.00015214
[11 empty] | c_DK2_LargeDecentral | 3198 | 0.00017864
[11 empty] | c_DK2_LargeDecentral | 3199 | 0.00017631
[11 empty] | c_DK2_LargeDecentral | 3200 | 0.00015731
[11 empty] | c_DK2_LargeDecentral | 3201 | 0.00014831
[11 empty] | c_DK2_LargeDecentral | 3202 | 0.00013948
[11 empty] | c_DK2_LargeDecentral | 3203 | 0.00013365
[11 empty] | c_DK2_LargeDecentral | 3204 | 0.00012965
[11 empty] | c_DK2_LargeDecentral | 3205 | 0.00012032
[11 empty] | c_DK2_LargeDecentral | 3206 | 0.00011898
[11 empty] | c_DK2_LargeDecentral | 3207 | 0.00011682
[11 empty] | c_DK2_LargeDecentral | 3208 | 0.00012015
[11 empty] | c_DK2_LargeDecentral | 3209 | 0.00012831
[11 empty] | c_DK2_LargeDecentral | 3210 | 0.00013048
[11 empty] | c_DK2_LargeDecentral | 3211 | 0.00013481
[11 empty] | c_DK2_LargeDecentral | 3212 | 0.00013548
[11 empty] | c_DK2_LargeDecentral | 3213 | 0.00012298
[11 empty] | c_DK2_LargeDecentral | 3214 | 9.7986e-05
[11 empty] | c_DK2_LargeDecentral | 3215 | 7.2489e-05
[11 empty] | c_DK2_LargeDecentral | 3216 | 5.7658e-05
[11 empty] | c_DK2_LargeDecentral | 3217 | 6.3157e-05
[11 empty] | c_DK2_LargeDecentral | 3218 | 6.3491e-05
[11 empty] | c_DK2_LargeDecentral | 3219 | 6.949e-05
[11 empty] | c_DK2_LargeDecentral | 3220 | 9.4653e-05
[11 empty] | c_DK2_LargeDecentral | 3221 | 0.00014515
[11 empty] | c_DK2_LargeDecentral | 3222 | 0.00017081
[11 empty] | c_DK2_LargeDecentral | 3223 | 0.00016864
[11 empty] | c_DK2_LargeDecentral | 3224 | 0.00014981
[11 empty] | c_DK2_LargeDecentral | 3225 | 0.00014131
[11 empty] | c_DK2_LargeDecentral | 3226 | 0.00013281
[11 empty] | c_DK2_LargeDecentral | 3227 | 0.00012731
[11 empty] | c_DK2_LargeDecentral | 3228 | 0.00012348
[11 empty] | c_DK2_LargeDecentral | 3229 | 0.00011432
[11 empty] | c_DK2_LargeDecentral | 3230 | 0.00011282
[11 empty] | c_DK2_LargeDecentral | 3231 | 0.00011065
[11 empty] | c_DK2_LargeDecentral | 3232 | 0.00011398
[11 empty] | c_DK2_LargeDecentral | 3233 | 0.00012182
[11 empty] | c_DK2_LargeDecentral | 3234 | 0.00012415
[11 empty] | c_DK2_LargeDecentral | 3235 | 0.00012798
[11 empty] | c_DK2_LargeDecentral | 3236 | 0.00012898
[11 empty] | c_DK2_LargeDecentral | 3237 | 0.00011715
[11 empty] | c_DK2_LargeDecentral | 3238 | 9.332e-05
[11 empty] | c_DK2_LargeDecentral | 3239 | 6.849e-05
[11 empty] | c_DK2_LargeDecentral | 3240 | 4.7326e-05
[11 empty] | c_DK2_LargeDecentral | 3241 | 5.1492e-05
[11 empty] | c_DK2_LargeDecentral | 3242 | 5.2326e-05
[11 empty] | c_DK2_LargeDecentral | 3243 | 5.7158e-05
[11 empty] | c_DK2_LargeDecentral | 3244 | 8.2988e-05
[11 empty] | c_DK2_LargeDecentral | 3245 | 0.00013531
[11 empty] | c_DK2_LargeDecentral | 3246 | 0.00016414
[11 empty] | c_DK2_LargeDecentral | 3247 | 0.00016131
[11 empty] | c_DK2_LargeDecentral | 3248 | 0.00013731
[11 empty] | c_DK2_LargeDecentral | 3249 | 0.00012981
[11 empty] | c_DK2_LargeDecentral | 3250 | 0.00012048
[11 empty] | c_DK2_LargeDecentral | 3251 | 0.00011432
[11 empty] | c_DK2_LargeDecentral | 3252 | 0.00010932
[11 empty] | c_DK2_LargeDecentral | 3253 | 9.9319e-05
[11 empty] | c_DK2_LargeDecentral | 3254 | 9.5653e-05
[11 empty] | c_DK2_LargeDecentral | 3255 | 9.232e-05
[11 empty] | c_DK2_LargeDecentral | 3256 | 9.4486e-05
[11 empty] | c_DK2_LargeDecentral | 3257 | 0.00010132
[11 empty] | c_DK2_LargeDecentral | 3258 | 0.00010565
[11 empty] | c_DK2_LargeDecentral | 3259 | 0.00011315
[11 empty] | c_DK2_LargeDecentral | 3260 | 0.00011548
[11 empty] | c_DK2_LargeDecentral | 3261 | 0.00010715
[11 empty] | c_DK2_LargeDecentral | 3262 | 8.4821e-05
[11 empty] | c_DK2_LargeDecentral | 3263 | 5.7991e-05
[11 empty] | c_DK2_LargeDecentral | 3264 | 4.8493e-05
[11 empty] | c_DK2_LargeDecentral | 3265 | 5.2159e-05
[11 empty] | c_DK2_LargeDecentral | 3266 | 5.2159e-05
[11 empty] | c_DK2_LargeDecentral | 3267 | 5.6825e-05
[11 empty] | c_DK2_LargeDecentral | 3268 | 8.1488e-05
[11 empty] | c_DK2_LargeDecentral | 3269 | 0.00013315
[11 empty] | c_DK2_LargeDecentral | 3270 | 0.00016248
[11 empty] | c_DK2_LargeDecentral | 3271 | 0.00016181
[11 empty] | c_DK2_LargeDecentral | 3272 | 0.00013931
[11 empty] | c_DK2_LargeDecentral | 3273 | 0.00013115
[11 empty] | c_DK2_LargeDecentral | 3274 | 0.00012098
[11 empty] | c_DK2_LargeDecentral | 3275 | 0.00011415
[11 empty] | c_DK2_LargeDecentral | 3276 | 0.00011065
[11 empty] | c_DK2_LargeDecentral | 3277 | 0.00010049
[11 empty] | c_DK2_LargeDecentral | 3278 | 9.5819e-05
[11 empty] | c_DK2_LargeDecentral | 3279 | 9.282e-05
[11 empty] | c_DK2_LargeDecentral | 3280 | 9.4653e-05
[11 empty] | c_DK2_LargeDecentral | 3281 | 0.00010282
[11 empty] | c_DK2_LargeDecentral | 3282 | 0.00010732
[11 empty] | c_DK2_LargeDecentral | 3283 | 0.00011565
[11 empty] | c_DK2_LargeDecentral | 3284 | 0.00011715
[11 empty] | c_DK2_LargeDecentral | 3285 | 0.00010932
[11 empty] | c_DK2_LargeDecentral | 3286 | 8.5821e-05
[11 empty] | c_DK2_LargeDecentral | 3287 | 5.8325e-05
[11 empty] | c_DK2_LargeDecentral | 3288 | 4.7326e-05
[11 empty] | c_DK2_LargeDecentral | 3289 | 4.7493e-05
[11 empty] | c_DK2_LargeDecentral | 3290 | 4.516e-05
[11 empty] | c_DK2_LargeDecentral | 3291 | 5.0992e-05
[11 empty] | c_DK2_LargeDecentral | 3292 | 7.3822e-05
[11 empty] | c_DK2_LargeDecentral | 3293 | 0.00011582
[11 empty] | c_DK2_LargeDecentral | 3294 | 0.00014631
[11 empty] | c_DK2_LargeDecentral | 3295 | 0.00014565
[11 empty] | c_DK2_LargeDecentral | 3296 | 0.00012432
[11 empty] | c_DK2_LargeDecentral | 3297 | 0.00011582
[11 empty] | c_DK2_LargeDecentral | 3298 | 0.00011115
[11 empty] | c_DK2_LargeDecentral | 3299 | 0.00010198
[11 empty] | c_DK2_LargeDecentral | 3300 | 9.8652e-05
[11 empty] | c_DK2_LargeDecentral | 3301 | 8.7987e-05
[11 empty] | c_DK2_LargeDecentral | 3302 | 9.132e-05
[11 empty] | c_DK2_LargeDecentral | 3303 | 8.6821e-05
[11 empty] | c_DK2_LargeDecentral | 3304 | 8.8154e-05
[11 empty] | c_DK2_LargeDecentral | 3305 | 9.2153e-05
[11 empty] | c_DK2_LargeDecentral | 3306 | 9.6819e-05
[11 empty] | c_DK2_LargeDecentral | 3307 | 0.00010182
[11 empty] | c_DK2_LargeDecentral | 3308 | 0.00010315
[11 empty] | c_DK2_LargeDecentral | 3309 | 9.8319e-05
[11 empty] | c_DK2_LargeDecentral | 3310 | 7.7322e-05
[11 empty] | c_DK2_LargeDecentral | 3311 | 5.3159e-05
[11 empty] | c_DK2_LargeDecentral | 3312 | 4.0327e-05
[11 empty] | c_DK2_LargeDecentral | 3313 | 4.4827e-05
[11 empty] | c_DK2_LargeDecentral | 3314 | 4.616e-05
[11 empty] | c_DK2_LargeDecentral | 3315 | 5.6492e-05
[11 empty] | c_DK2_LargeDecentral | 3316 | 8.1321e-05
[11 empty] | c_DK2_LargeDecentral | 3317 | 0.00012032
[11 empty] | c_DK2_LargeDecentral | 3318 | 0.00012615
[11 empty] | c_DK2_LargeDecentral | 3319 | 0.00012848
[11 empty] | c_DK2_LargeDecentral | 3320 | 0.00010632
[11 empty] | c_DK2_LargeDecentral | 3321 | 9.9485e-05
[11 empty] | c_DK2_LargeDecentral | 3322 | 9.3986e-05
[11 empty] | c_DK2_LargeDecentral | 3323 | 8.932e-05
[11 empty] | c_DK2_LargeDecentral | 3324 | 8.6987e-05
[11 empty] | c_DK2_LargeDecentral | 3325 | 7.8988e-05
[11 empty] | c_DK2_LargeDecentral | 3326 | 7.7322e-05
[11 empty] | c_DK2_LargeDecentral | 3327 | 7.4489e-05
[11 empty] | c_DK2_LargeDecentral | 3328 | 7.7489e-05
[11 empty] | c_DK2_LargeDecentral | 3329 | 8.3654e-05
[11 empty] | c_DK2_LargeDecentral | 3330 | 8.832e-05
[11 empty] | c_DK2_LargeDecentral | 3331 | 9.382e-05
[11 empty] | c_DK2_LargeDecentral | 3332 | 9.5819e-05
[11 empty] | c_DK2_LargeDecentral | 3333 | 9.132e-05
[11 empty] | c_DK2_LargeDecentral | 3334 | 7.1656e-05
[11 empty] | c_DK2_LargeDecentral | 3335 | 5.0159e-05
[11 empty] | c_DK2_LargeDecentral | 3336 | 3.5661e-05
[11 empty] | c_DK2_LargeDecentral | 3337 | 3.9494e-05
[11 empty] | c_DK2_LargeDecentral | 3338 | 3.9661e-05
[11 empty] | c_DK2_LargeDecentral | 3339 | 4.3494e-05
[11 empty] | c_DK2_LargeDecentral | 3340 | 6.4324e-05
[11 empty] | c_DK2_LargeDecentral | 3341 | 0.00010798
[11 empty] | c_DK2_LargeDecentral | 3342 | 0.00012965
[11 empty] | c_DK2_LargeDecentral | 3343 | 0.00012748
[11 empty] | c_DK2_LargeDecentral | 3344 | 0.00010448
[11 empty] | c_DK2_LargeDecentral | 3345 | 9.9652e-05
[11 empty] | c_DK2_LargeDecentral | 3346 | 9.282e-05
[11 empty] | c_DK2_LargeDecentral | 3347 | 8.8487e-05
[11 empty] | c_DK2_LargeDecentral | 3348 | 8.5321e-05
[11 empty] | c_DK2_LargeDecentral | 3349 | 7.5822e-05
[11 empty] | c_DK2_LargeDecentral | 3350 | 7.3822e-05
[11 empty] | c_DK2_LargeDecentral | 3351 | 7.0323e-05
[11 empty] | c_DK2_LargeDecentral | 3352 | 7.2323e-05
[11 empty] | c_DK2_LargeDecentral | 3353 | 7.8155e-05
[11 empty] | c_DK2_LargeDecentral | 3354 | 8.0988e-05
[11 empty] | c_DK2_LargeDecentral | 3355 | 8.7154e-05
[11 empty] | c_DK2_LargeDecentral | 3356 | 9.0487e-05
[11 empty] | c_DK2_LargeDecentral | 3357 | 8.3654e-05
[11 empty] | c_DK2_LargeDecentral | 3358 | 6.699e-05
[11 empty] | c_DK2_LargeDecentral | 3359 | 4.5327e-05
[11 empty] | c_DK2_LargeDecentral | 3360 | 3.3328e-05
[11 empty] | c_DK2_LargeDecentral | 3361 | 3.7161e-05
[11 empty] | c_DK2_LargeDecentral | 3362 | 3.6995e-05
[11 empty] | c_DK2_LargeDecentral | 3363 | 4.0494e-05
[11 empty] | c_DK2_LargeDecentral | 3364 | 6.1324e-05
[11 empty] | c_DK2_LargeDecentral | 3365 | 0.00010398
[11 empty] | c_DK2_LargeDecentral | 3366 | 0.00012548
[11 empty] | c_DK2_LargeDecentral | 3367 | 0.00012332
[11 empty] | c_DK2_LargeDecentral | 3368 | 0.00010198
[11 empty] | c_DK2_LargeDecentral | 3369 | 9.7486e-05
[11 empty] | c_DK2_LargeDecentral | 3370 | 9.0653e-05
[11 empty] | c_DK2_LargeDecentral | 3371 | 8.6821e-05
[11 empty] | c_DK2_LargeDecentral | 3372 | 8.3654e-05
[11 empty] | c_DK2_LargeDecentral | 3373 | 7.3656e-05
[11 empty] | c_DK2_LargeDecentral | 3374 | 7.0823e-05
[11 empty] | c_DK2_LargeDecentral | 3375 | 6.6657e-05
[11 empty] | c_DK2_LargeDecentral | 3376 | 6.8157e-05
[11 empty] | c_DK2_LargeDecentral | 3377 | 7.4156e-05
[11 empty] | c_DK2_LargeDecentral | 3378 | 7.6655e-05
[11 empty] | c_DK2_LargeDecentral | 3379 | 8.2488e-05
[11 empty] | c_DK2_LargeDecentral | 3380 | 8.5487e-05
[11 empty] | c_DK2_LargeDecentral | 3381 | 7.8655e-05
[11 empty] | c_DK2_LargeDecentral | 3382 | 6.3157e-05
[11 empty] | c_DK2_LargeDecentral | 3383 | 4.266e-05
[11 empty] | c_DK2_LargeDecentral | 3384 | 3.9161e-05
[11 empty] | c_DK2_LargeDecentral | 3385 | 4.266e-05
[11 empty] | c_DK2_LargeDecentral | 3386 | 4.316e-05
[11 empty] | c_DK2_LargeDecentral | 3387 | 4.6993e-05
[11 empty] | c_DK2_LargeDecentral | 3388 | 6.949e-05
[11 empty] | c_DK2_LargeDecentral | 3389 | 0.00011548
[11 empty] | c_DK2_LargeDecentral | 3390 | 0.00013998
[11 empty] | c_DK2_LargeDecentral | 3391 | 0.00013731
[11 empty] | c_DK2_LargeDecentral | 3392 | 0.00011582
[11 empty] | c_DK2_LargeDecentral | 3393 | 0.00010948
[11 empty] | c_DK2_LargeDecentral | 3394 | 0.00010215
[11 empty] | c_DK2_LargeDecentral | 3395 | 9.6986e-05
[11 empty] | c_DK2_LargeDecentral | 3396 | 9.3153e-05
[11 empty] | c_DK2_LargeDecentral | 3397 | 8.3654e-05
[11 empty] | c_DK2_LargeDecentral | 3398 | 8.0655e-05
[11 empty] | c_DK2_LargeDecentral | 3399 | 7.7322e-05
[11 empty] | c_DK2_LargeDecentral | 3400 | 7.8988e-05
[11 empty] | c_DK2_LargeDecentral | 3401 | 8.5154e-05
[11 empty] | c_DK2_LargeDecentral | 3402 | 8.8654e-05
[11 empty] | c_DK2_LargeDecentral | 3403 | 9.4986e-05
[11 empty] | c_DK2_LargeDecentral | 3404 | 9.7319e-05
[11 empty] | c_DK2_LargeDecentral | 3405 | 9.0153e-05
[11 empty] | c_DK2_LargeDecentral | 3406 | 7.1656e-05
[11 empty] | c_DK2_LargeDecentral | 3407 | 4.8493e-05
[11 empty] | c_DK2_LargeDecentral | 3408 | 3.9994e-05
[11 empty] | c_DK2_LargeDecentral | 3409 | 4.366e-05
[11 empty] | c_DK2_LargeDecentral | 3410 | 4.4327e-05
[11 empty] | c_DK2_LargeDecentral | 3411 | 4.8326e-05
[11 empty] | c_DK2_LargeDecentral | 3412 | 7.099e-05
[11 empty] | c_DK2_LargeDecentral | 3413 | 0.00011782
[11 empty] | c_DK2_LargeDecentral | 3414 | 0.00014281
[11 empty] | c_DK2_LargeDecentral | 3415 | 0.00014015
[11 empty] | c_DK2_LargeDecentral | 3416 | 0.00011832
[11 empty] | c_DK2_LargeDecentral | 3417 | 0.00011198
[11 empty] | c_DK2_LargeDecentral | 3418 | 0.00010432
[11 empty] | c_DK2_LargeDecentral | 3419 | 9.9152e-05
[11 empty] | c_DK2_LargeDecentral | 3420 | 9.4986e-05
[11 empty] | c_DK2_LargeDecentral | 3421 | 8.5487e-05
[11 empty] | c_DK2_LargeDecentral | 3422 | 8.2321e-05
[11 empty] | c_DK2_LargeDecentral | 3423 | 7.9155e-05
[11 empty] | c_DK2_LargeDecentral | 3424 | 8.0988e-05
[11 empty] | c_DK2_LargeDecentral | 3425 | 8.732e-05
[11 empty] | c_DK2_LargeDecentral | 3426 | 9.0653e-05
[11 empty] | c_DK2_LargeDecentral | 3427 | 9.7152e-05
[11 empty] | c_DK2_LargeDecentral | 3428 | 9.9485e-05
[11 empty] | c_DK2_LargeDecentral | 3429 | 9.2153e-05
[11 empty] | c_DK2_LargeDecentral | 3430 | 7.2823e-05
[11 empty] | c_DK2_LargeDecentral | 3431 | 4.9493e-05
[11 empty] | c_DK2_LargeDecentral | 3432 | 4.2827e-05
[11 empty] | c_DK2_LargeDecentral | 3433 | 4.5993e-05
[11 empty] | c_DK2_LargeDecentral | 3434 | 4.5827e-05
[11 empty] | c_DK2_LargeDecentral | 3435 | 4.9826e-05
[11 empty] | c_DK2_LargeDecentral | 3436 | 7.2156e-05
[11 empty] | c_DK2_LargeDecentral | 3437 | 0.00011965
[11 empty] | c_DK2_LargeDecentral | 3438 | 0.00014565
[11 empty] | c_DK2_LargeDecentral | 3439 | 0.00014531
[11 empty] | c_DK2_LargeDecentral | 3440 | 0.00012415
[11 empty] | c_DK2_LargeDecentral | 3441 | 0.00011732
[11 empty] | c_DK2_LargeDecentral | 3442 | 0.00010815
[11 empty] | c_DK2_LargeDecentral | 3443 | 0.00010215
[11 empty] | c_DK2_LargeDecentral | 3444 | 9.9152e-05
[11 empty] | c_DK2_LargeDecentral | 3445 | 8.9653e-05
[11 empty] | c_DK2_LargeDecentral | 3446 | 8.5487e-05
[11 empty] | c_DK2_LargeDecentral | 3447 | 8.2321e-05
[11 empty] | c_DK2_LargeDecentral | 3448 | 8.3821e-05
[11 empty] | c_DK2_LargeDecentral | 3449 | 9.132e-05
[11 empty] | c_DK2_LargeDecentral | 3450 | 9.5319e-05
[11 empty] | c_DK2_LargeDecentral | 3451 | 0.00010282
[11 empty] | c_DK2_LargeDecentral | 3452 | 0.00010465
[11 empty] | c_DK2_LargeDecentral | 3453 | 9.7486e-05
[11 empty] | c_DK2_LargeDecentral | 3454 | 7.6489e-05
[11 empty] | c_DK2_LargeDecentral | 3455 | 5.1826e-05
[11 empty] | c_DK2_LargeDecentral | 3456 | 4.6993e-05
[11 empty] | c_DK2_LargeDecentral | 3457 | 4.7326e-05
[11 empty] | c_DK2_LargeDecentral | 3458 | 4.466e-05
[11 empty] | c_DK2_LargeDecentral | 3459 | 5.0659e-05
[11 empty] | c_DK2_LargeDecentral | 3460 | 7.3323e-05
[11 empty] | c_DK2_LargeDecentral | 3461 | 0.00011515
[11 empty] | c_DK2_LargeDecentral | 3462 | 0.00014548
[11 empty] | c_DK2_LargeDecentral | 3463 | 0.00014498
[11 empty] | c_DK2_LargeDecentral | 3464 | 0.00012348
[11 empty] | c_DK2_LargeDecentral | 3465 | 0.00011498
[11 empty] | c_DK2_LargeDecentral | 3466 | 0.00011065
[11 empty] | c_DK2_LargeDecentral | 3467 | 0.00010132
[11 empty] | c_DK2_LargeDecentral | 3468 | 9.8152e-05
[11 empty] | c_DK2_LargeDecentral | 3469 | 8.732e-05
[11 empty] | c_DK2_LargeDecentral | 3470 | 9.082e-05
[11 empty] | c_DK2_LargeDecentral | 3471 | 8.6321e-05
[11 empty] | c_DK2_LargeDecentral | 3472 | 8.7487e-05
[11 empty] | c_DK2_LargeDecentral | 3473 | 9.132e-05
[11 empty] | c_DK2_LargeDecentral | 3474 | 9.6319e-05
[11 empty] | c_DK2_LargeDecentral | 3475 | 0.00010132
[11 empty] | c_DK2_LargeDecentral | 3476 | 0.00010265
[11 empty] | c_DK2_LargeDecentral | 3477 | 9.7819e-05
[11 empty] | c_DK2_LargeDecentral | 3478 | 7.6989e-05
[11 empty] | c_DK2_LargeDecentral | 3479 | 5.2659e-05
[11 empty] | c_DK2_LargeDecentral | 3480 | 4.516e-05
[11 empty] | c_DK2_LargeDecentral | 3481 | 5.0159e-05
[11 empty] | c_DK2_LargeDecentral | 3482 | 5.1659e-05
[11 empty] | c_DK2_LargeDecentral | 3483 | 6.2991e-05
[11 empty] | c_DK2_LargeDecentral | 3484 | 9.0653e-05
[11 empty] | c_DK2_LargeDecentral | 3485 | 0.00013381
[11 empty] | c_DK2_LargeDecentral | 3486 | 0.00013998
[11 empty] | c_DK2_LargeDecentral | 3487 | 0.00014231
[11 empty] | c_DK2_LargeDecentral | 3488 | 0.00011832
[11 empty] | c_DK2_LargeDecentral | 3489 | 0.00011048
[11 empty] | c_DK2_LargeDecentral | 3490 | 0.00010432
[11 empty] | c_DK2_LargeDecentral | 3491 | 9.8985e-05
[11 empty] | c_DK2_LargeDecentral | 3492 | 9.6319e-05
[11 empty] | c_DK2_LargeDecentral | 3493 | 8.782e-05
[11 empty] | c_DK2_LargeDecentral | 3494 | 8.6154e-05
[11 empty] | c_DK2_LargeDecentral | 3495 | 8.3321e-05
[11 empty] | c_DK2_LargeDecentral | 3496 | 8.6654e-05
[11 empty] | c_DK2_LargeDecentral | 3497 | 9.3153e-05
[11 empty] | c_DK2_LargeDecentral | 3498 | 9.8486e-05
[11 empty] | c_DK2_LargeDecentral | 3499 | 0.00010465
[11 empty] | c_DK2_LargeDecentral | 3500 | 0.00010698
[11 empty] | c_DK2_LargeDecentral | 3501 | 0.00010165
[11 empty] | c_DK2_LargeDecentral | 3502 | 7.9988e-05
[11 empty] | c_DK2_LargeDecentral | 3503 | 5.6158e-05
[11 empty] | c_DK2_LargeDecentral | 3504 | 4.3994e-05
[11 empty] | c_DK2_LargeDecentral | 3505 | 4.8326e-05
[11 empty] | c_DK2_LargeDecentral | 3506 | 4.8993e-05
[11 empty] | c_DK2_LargeDecentral | 3507 | 5.3825e-05
[11 empty] | c_DK2_LargeDecentral | 3508 | 7.7489e-05
[11 empty] | c_DK2_LargeDecentral | 3509 | 0.00012715
[11 empty] | c_DK2_LargeDecentral | 3510 | 0.00015331
[11 empty] | c_DK2_LargeDecentral | 3511 | 0.00015064
[11 empty] | c_DK2_LargeDecentral | 3512 | 0.00012565
[11 empty] | c_DK2_LargeDecentral | 3513 | 0.00011898
[11 empty] | c_DK2_LargeDecentral | 3514 | 0.00011065
[11 empty] | c_DK2_LargeDecentral | 3515 | 0.00010515
[11 empty] | c_DK2_LargeDecentral | 3516 | 0.00010099
[11 empty] | c_DK2_LargeDecentral | 3517 | 9.132e-05
[11 empty] | c_DK2_LargeDecentral | 3518 | 8.8654e-05
[11 empty] | c_DK2_LargeDecentral | 3519 | 8.5987e-05
[11 empty] | c_DK2_LargeDecentral | 3520 | 8.7987e-05
[11 empty] | c_DK2_LargeDecentral | 3521 | 9.4986e-05
[11 empty] | c_DK2_LargeDecentral | 3522 | 9.8819e-05
[11 empty] | c_DK2_LargeDecentral | 3523 | 0.00010598
[11 empty] | c_DK2_LargeDecentral | 3524 | 0.00010915
[11 empty] | c_DK2_LargeDecentral | 3525 | 0.00010099
[11 empty] | c_DK2_LargeDecentral | 3526 | 8.0488e-05
[11 empty] | c_DK2_LargeDecentral | 3527 | 5.4825e-05
[11 empty] | c_DK2_LargeDecentral | 3528 | 4.816e-05
[11 empty] | c_DK2_LargeDecentral | 3529 | 5.2492e-05
[11 empty] | c_DK2_LargeDecentral | 3530 | 5.3159e-05
[11 empty] | c_DK2_LargeDecentral | 3531 | 5.8158e-05
[11 empty] | c_DK2_LargeDecentral | 3532 | 8.3154e-05
[11 empty] | c_DK2_LargeDecentral | 3533 | 0.00013431
[11 empty] | c_DK2_LargeDecentral | 3534 | 0.00016148
[11 empty] | c_DK2_LargeDecentral | 3535 | 0.00015864
[11 empty] | c_DK2_LargeDecentral | 3536 | 0.00013631
[11 empty] | c_DK2_LargeDecentral | 3537 | 0.00012881
[11 empty] | c_DK2_LargeDecentral | 3538 | 0.00011982
[11 empty] | c_DK2_LargeDecentral | 3539 | 0.00011415
[11 empty] | c_DK2_LargeDecentral | 3540 | 0.00010965
[11 empty] | c_DK2_LargeDecentral | 3541 | 9.9652e-05
[11 empty] | c_DK2_LargeDecentral | 3542 | 9.6486e-05
[11 empty] | c_DK2_LargeDecentral | 3543 | 9.3653e-05
[11 empty] | c_DK2_LargeDecentral | 3544 | 9.5986e-05
[11 empty] | c_DK2_LargeDecentral | 3545 | 0.00010315
[11 empty] | c_DK2_LargeDecentral | 3546 | 0.00010648
[11 empty] | c_DK2_LargeDecentral | 3547 | 0.00011315
[11 empty] | c_DK2_LargeDecentral | 3548 | 0.00011532
[11 empty] | c_DK2_LargeDecentral | 3549 | 0.00010615
[11 empty] | c_DK2_LargeDecentral | 3550 | 8.4321e-05
[11 empty] | c_DK2_LargeDecentral | 3551 | 5.8658e-05
[11 empty] | c_DK2_LargeDecentral | 3552 | 5.1159e-05
[11 empty] | c_DK2_LargeDecentral | 3553 | 5.5825e-05
[11 empty] | c_DK2_LargeDecentral | 3554 | 5.6325e-05
[11 empty] | c_DK2_LargeDecentral | 3555 | 6.1991e-05
[11 empty] | c_DK2_LargeDecentral | 3556 | 8.7654e-05
[11 empty] | c_DK2_LargeDecentral | 3557 | 0.00013965
[11 empty] | c_DK2_LargeDecentral | 3558 | 0.00016781
[11 empty] | c_DK2_LargeDecentral | 3559 | 0.00016498
[11 empty] | c_DK2_LargeDecentral | 3560 | 0.00014281
[11 empty] | c_DK2_LargeDecentral | 3561 | 0.00013448
[11 empty] | c_DK2_LargeDecentral | 3562 | 0.00012548
[11 empty] | c_DK2_LargeDecentral | 3563 | 0.00011948
[11 empty] | c_DK2_LargeDecentral | 3564 | 0.00011498
[11 empty] | c_DK2_LargeDecentral | 3565 | 0.00010515
[11 empty] | c_DK2_LargeDecentral | 3566 | 0.00010232
[11 empty] | c_DK2_LargeDecentral | 3567 | 9.9485e-05
[11 empty] | c_DK2_LargeDecentral | 3568 | 0.00010182
[11 empty] | c_DK2_LargeDecentral | 3569 | 0.00010915
[11 empty] | c_DK2_LargeDecentral | 3570 | 0.00011298
[11 empty] | c_DK2_LargeDecentral | 3571 | 0.00011915
[11 empty] | c_DK2_LargeDecentral | 3572 | 0.00012098
[11 empty] | c_DK2_LargeDecentral | 3573 | 0.00011132
[11 empty] | c_DK2_LargeDecentral | 3574 | 8.8487e-05
[11 empty] | c_DK2_LargeDecentral | 3575 | 6.1824e-05
[11 empty] | c_DK2_LargeDecentral | 3576 | 4.6327e-05
[11 empty] | c_DK2_LargeDecentral | 3577 | 5.0493e-05
[11 empty] | c_DK2_LargeDecentral | 3578 | 5.1159e-05
[11 empty] | c_DK2_LargeDecentral | 3579 | 5.5992e-05
[11 empty] | c_DK2_LargeDecentral | 3580 | 8.1321e-05
[11 empty] | c_DK2_LargeDecentral | 3581 | 0.00013315
[11 empty] | c_DK2_LargeDecentral | 3582 | 0.00016131
[11 empty] | c_DK2_LargeDecentral | 3583 | 0.00015831
[11 empty] | c_DK2_LargeDecentral | 3584 | 0.00013481
[11 empty] | c_DK2_LargeDecentral | 3585 | 0.00012731
[11 empty] | c_DK2_LargeDecentral | 3586 | 0.00011832
[11 empty] | c_DK2_LargeDecentral | 3587 | 0.00011232
[11 empty] | c_DK2_LargeDecentral | 3588 | 0.00010748
[11 empty] | c_DK2_LargeDecentral | 3589 | 9.7319e-05
[11 empty] | c_DK2_LargeDecentral | 3590 | 9.382e-05
[11 empty] | c_DK2_LargeDecentral | 3591 | 9.0653e-05
[11 empty] | c_DK2_LargeDecentral | 3592 | 9.2653e-05
[11 empty] | c_DK2_LargeDecentral | 3593 | 9.9652e-05
[11 empty] | c_DK2_LargeDecentral | 3594 | 0.00010365
[11 empty] | c_DK2_LargeDecentral | 3595 | 0.00011098
[11 empty] | c_DK2_LargeDecentral | 3596 | 0.00011315
[11 empty] | c_DK2_LargeDecentral | 3597 | 0.00010498
[11 empty] | c_DK2_LargeDecentral | 3598 | 8.3154e-05
[11 empty] | c_DK2_LargeDecentral | 3599 | 5.6825e-05
[11 empty] | c_DK2_LargeDecentral | 3600 | 4.216e-05
[11 empty] | c_DK2_LargeDecentral | 3601 | 4.5327e-05
[11 empty] | c_DK2_LargeDecentral | 3602 | 4.516e-05
[11 empty] | c_DK2_LargeDecentral | 3603 | 4.9159e-05
[11 empty] | c_DK2_LargeDecentral | 3604 | 7.1323e-05
[11 empty] | c_DK2_LargeDecentral | 3605 | 0.00011815
[11 empty] | c_DK2_LargeDecentral | 3606 | 0.00014381
[11 empty] | c_DK2_LargeDecentral | 3607 | 0.00014348
[11 empty] | c_DK2_LargeDecentral | 3608 | 0.00012248
[11 empty] | c_DK2_LargeDecentral | 3609 | 0.00011548
[11 empty] | c_DK2_LargeDecentral | 3610 | 0.00010665
[11 empty] | c_DK2_LargeDecentral | 3611 | 0.00010099
[11 empty] | c_DK2_LargeDecentral | 3612 | 9.8152e-05
[11 empty] | c_DK2_LargeDecentral | 3613 | 8.8487e-05
[11 empty] | c_DK2_LargeDecentral | 3614 | 8.4321e-05
[11 empty] | c_DK2_LargeDecentral | 3615 | 8.1155e-05
[11 empty] | c_DK2_LargeDecentral | 3616 | 8.2821e-05
[11 empty] | c_DK2_LargeDecentral | 3617 | 9.0153e-05
[11 empty] | c_DK2_LargeDecentral | 3618 | 9.3986e-05
[11 empty] | c_DK2_LargeDecentral | 3619 | 0.00010132
[11 empty] | c_DK2_LargeDecentral | 3620 | 0.00010315
[11 empty] | c_DK2_LargeDecentral | 3621 | 9.5986e-05
[11 empty] | c_DK2_LargeDecentral | 3622 | 7.5489e-05
[11 empty] | c_DK2_LargeDecentral | 3623 | 5.1159e-05
[11 empty] | c_DK2_LargeDecentral | 3624 | 4.0994e-05
[11 empty] | c_DK2_LargeDecentral | 3625 | 4.1494e-05
[11 empty] | c_DK2_LargeDecentral | 3626 | 3.8661e-05
[11 empty] | c_DK2_LargeDecentral | 3627 | 4.3994e-05
[11 empty] | c_DK2_LargeDecentral | 3628 | 6.4491e-05
[11 empty] | c_DK2_LargeDecentral | 3629 | 0.00010198
[11 empty] | c_DK2_LargeDecentral | 3630 | 0.00012931
[11 empty] | c_DK2_LargeDecentral | 3631 | 0.00012915
[11 empty] | c_DK2_LargeDecentral | 3632 | 0.00010882
[11 empty] | c_DK2_LargeDecentral | 3633 | 0.00010182
[11 empty] | c_DK2_LargeDecentral | 3634 | 9.8152e-05
[11 empty] | c_DK2_LargeDecentral | 3635 | 8.9987e-05
[11 empty] | c_DK2_LargeDecentral | 3636 | 8.6987e-05
[11 empty] | c_DK2_LargeDecentral | 3637 | 7.7322e-05
[11 empty] | c_DK2_LargeDecentral | 3638 | 8.0488e-05
[11 empty] | c_DK2_LargeDecentral | 3639 | 7.6155e-05
[11 empty] | c_DK2_LargeDecentral | 3640 | 7.7322e-05
[11 empty] | c_DK2_LargeDecentral | 3641 | 8.0655e-05
[11 empty] | c_DK2_LargeDecentral | 3642 | 8.4488e-05
[11 empty] | c_DK2_LargeDecentral | 3643 | 8.8987e-05
[11 empty] | c_DK2_LargeDecentral | 3644 | 9.0487e-05
[11 empty] | c_DK2_LargeDecentral | 3645 | 8.6154e-05
[11 empty] | c_DK2_LargeDecentral | 3646 | 6.7657e-05
[11 empty] | c_DK2_LargeDecentral | 3647 | 4.616e-05
[11 empty] | c_DK2_LargeDecentral | 3648 | 3.5161e-05
[11 empty] | c_DK2_LargeDecentral | 3649 | 3.9328e-05
[11 empty] | c_DK2_LargeDecentral | 3650 | 4.0661e-05
[11 empty] | c_DK2_LargeDecentral | 3651 | 4.9659e-05
[11 empty] | c_DK2_LargeDecentral | 3652 | 7.2323e-05
[11 empty] | c_DK2_LargeDecentral | 3653 | 0.00010765
[11 empty] | c_DK2_LargeDecentral | 3654 | 0.00011315
[11 empty] | c_DK2_LargeDecentral | 3655 | 0.00011548
[11 empty] | c_DK2_LargeDecentral | 3656 | 9.4153e-05
[11 empty] | c_DK2_LargeDecentral | 3657 | 8.8654e-05
[11 empty] | c_DK2_LargeDecentral | 3658 | 8.3988e-05
[11 empty] | c_DK2_LargeDecentral | 3659 | 7.9822e-05
[11 empty] | c_DK2_LargeDecentral | 3660 | 7.7989e-05
[11 empty] | c_DK2_LargeDecentral | 3661 | 7.0156e-05
[11 empty] | c_DK2_LargeDecentral | 3662 | 6.849e-05
[11 empty] | c_DK2_LargeDecentral | 3663 | 6.5324e-05
[11 empty] | c_DK2_LargeDecentral | 3664 | 6.8157e-05
[11 empty] | c_DK2_LargeDecentral | 3665 | 7.3656e-05
[11 empty] | c_DK2_LargeDecentral | 3666 | 7.7489e-05
[11 empty] | c_DK2_LargeDecentral | 3667 | 8.2321e-05
[11 empty] | c_DK2_LargeDecentral | 3668 | 8.4654e-05
[11 empty] | c_DK2_LargeDecentral | 3669 | 8.0988e-05
[11 empty] | c_DK2_LargeDecentral | 3670 | 6.3657e-05
[11 empty] | c_DK2_LargeDecentral | 3671 | 4.4327e-05
[11 empty] | c_DK2_LargeDecentral | 3672 | 3.0329e-05
[11 empty] | c_DK2_LargeDecentral | 3673 | 3.4162e-05
[11 empty] | c_DK2_LargeDecentral | 3674 | 3.3828e-05
[11 empty] | c_DK2_LargeDecentral | 3675 | 3.6661e-05
[11 empty] | c_DK2_LargeDecentral | 3676 | 5.6158e-05
[11 empty] | c_DK2_LargeDecentral | 3677 | 9.7486e-05
[11 empty] | c_DK2_LargeDecentral | 3678 | 0.00011665
[11 empty] | c_DK2_LargeDecentral | 3679 | 0.00011482
[11 empty] | c_DK2_LargeDecentral | 3680 | 9.1653e-05
[11 empty] | c_DK2_LargeDecentral | 3681 | 8.8154e-05
[11 empty] | c_DK2_LargeDecentral | 3682 | 8.2155e-05
[11 empty] | c_DK2_LargeDecentral | 3683 | 7.8822e-05
[11 empty] | c_DK2_LargeDecentral | 3684 | 7.6489e-05
[11 empty] | c_DK2_LargeDecentral | 3685 | 6.6157e-05
[11 empty] | c_DK2_LargeDecentral | 3686 | 6.4324e-05
[11 empty] | c_DK2_LargeDecentral | 3687 | 5.9991e-05
[11 empty] | c_DK2_LargeDecentral | 3688 | 6.1824e-05
[11 empty] | c_DK2_LargeDecentral | 3689 | 6.7323e-05
[11 empty] | c_DK2_LargeDecentral | 3690 | 6.9323e-05
[11 empty] | c_DK2_LargeDecentral | 3691 | 7.4822e-05
[11 empty] | c_DK2_LargeDecentral | 3692 | 7.8822e-05
[11 empty] | c_DK2_LargeDecentral | 3693 | 7.2489e-05
[11 empty] | c_DK2_LargeDecentral | 3694 | 5.8491e-05
[11 empty] | c_DK2_LargeDecentral | 3695 | 3.9494e-05
[11 empty] | c_DK2_LargeDecentral | 3696 | 3.1495e-05
[11 empty] | c_DK2_LargeDecentral | 3697 | 3.4995e-05
[11 empty] | c_DK2_LargeDecentral | 3698 | 3.4995e-05
[11 empty] | c_DK2_LargeDecentral | 3699 | 3.7994e-05
[11 empty] | c_DK2_LargeDecentral | 3700 | 5.8158e-05
[11 empty] | c_DK2_LargeDecentral | 3701 | 9.9819e-05
[11 empty] | c_DK2_LargeDecentral | 3702 | 0.00012048
[11 empty] | c_DK2_LargeDecentral | 3703 | 0.00011815
[11 empty] | c_DK2_LargeDecentral | 3704 | 9.7319e-05
[11 empty] | c_DK2_LargeDecentral | 3705 | 9.282e-05
[11 empty] | c_DK2_LargeDecentral | 3706 | 8.6821e-05
[11 empty] | c_DK2_LargeDecentral | 3707 | 8.2988e-05
[11 empty] | c_DK2_LargeDecentral | 3708 | 8.0155e-05
[11 empty] | c_DK2_LargeDecentral | 3709 | 6.9823e-05
[11 empty] | c_DK2_LargeDecentral | 3710 | 6.749e-05
[11 empty] | c_DK2_LargeDecentral | 3711 | 6.3157e-05
[11 empty] | c_DK2_LargeDecentral | 3712 | 6.4491e-05
[11 empty] | c_DK2_LargeDecentral | 3713 | 6.999e-05
[11 empty] | c_DK2_LargeDecentral | 3714 | 7.2323e-05
[11 empty] | c_DK2_LargeDecentral | 3715 | 7.7989e-05
[11 empty] | c_DK2_LargeDecentral | 3716 | 8.1155e-05
[11 empty] | c_DK2_LargeDecentral | 3717 | 7.4822e-05
[11 empty] | c_DK2_LargeDecentral | 3718 | 5.9991e-05
[11 empty] | c_DK2_LargeDecentral | 3719 | 4.0494e-05
[11 empty] | c_DK2_LargeDecentral | 3720 | 2.7663e-05
[11 empty] | c_DK2_LargeDecentral | 3721 | 3.1162e-05
[11 empty] | c_DK2_LargeDecentral | 3722 | 3.0662e-05
[11 empty] | c_DK2_LargeDecentral | 3723 | 3.3495e-05
[11 empty] | c_DK2_LargeDecentral | 3724 | 5.1992e-05
[11 empty] | c_DK2_LargeDecentral | 3725 | 9.1487e-05
[11 empty] | c_DK2_LargeDecentral | 3726 | 0.00010948
[11 empty] | c_DK2_LargeDecentral | 3727 | 0.00010765
[11 empty] | c_DK2_LargeDecentral | 3728 | 8.732e-05
[11 empty] | c_DK2_LargeDecentral | 3729 | 8.3821e-05
[11 empty] | c_DK2_LargeDecentral | 3730 | 7.8155e-05
[11 empty] | c_DK2_LargeDecentral | 3731 | 7.5156e-05
[11 empty] | c_DK2_LargeDecentral | 3732 | 7.2656e-05
[11 empty] | c_DK2_LargeDecentral | 3733 | 6.2491e-05
[11 empty] | c_DK2_LargeDecentral | 3734 | 5.9825e-05
[11 empty] | c_DK2_LargeDecentral | 3735 | 5.5492e-05
[11 empty] | c_DK2_LargeDecentral | 3736 | 5.6492e-05
[11 empty] | c_DK2_LargeDecentral | 3737 | 6.1991e-05
[11 empty] | c_DK2_LargeDecentral | 3738 | 6.3824e-05
[11 empty] | c_DK2_LargeDecentral | 3739 | 6.849e-05
[11 empty] | c_DK2_LargeDecentral | 3740 | 7.1989e-05
[11 empty] | c_DK2_LargeDecentral | 3741 | 6.6324e-05
[11 empty] | c_DK2_LargeDecentral | 3742 | 5.3492e-05
[11 empty] | c_DK2_LargeDecentral | 3743 | 3.5828e-05
[11 empty] | c_DK2_LargeDecentral | 3744 | 2.6996e-05
[11 empty] | c_DK2_LargeDecentral | 3745 | 3.0496e-05
[11 empty] | c_DK2_LargeDecentral | 3746 | 2.9996e-05
[11 empty] | c_DK2_LargeDecentral | 3747 | 3.2662e-05
[11 empty] | c_DK2_LargeDecentral | 3748 | 5.0659e-05
[11 empty] | c_DK2_LargeDecentral | 3749 | 8.932e-05
[11 empty] | c_DK2_LargeDecentral | 3750 | 0.00010698
[11 empty] | c_DK2_LargeDecentral | 3751 | 0.00010532
[11 empty] | c_DK2_LargeDecentral | 3752 | 8.5321e-05
[11 empty] | c_DK2_LargeDecentral | 3753 | 8.1988e-05
[11 empty] | c_DK2_LargeDecentral | 3754 | 7.6822e-05
[11 empty] | c_DK2_LargeDecentral | 3755 | 7.3656e-05
[11 empty] | c_DK2_LargeDecentral | 3756 | 7.1489e-05
[11 empty] | c_DK2_LargeDecentral | 3757 | 6.0991e-05
[11 empty] | c_DK2_LargeDecentral | 3758 | 5.8491e-05
[11 empty] | c_DK2_LargeDecentral | 3759 | 5.4325e-05
[11 empty] | c_DK2_LargeDecentral | 3760 | 5.5159e-05
[11 empty] | c_DK2_LargeDecentral | 3761 | 6.0324e-05
[11 empty] | c_DK2_LargeDecentral | 3762 | 6.1991e-05
[11 empty] | c_DK2_LargeDecentral | 3763 | 6.6657e-05
[11 empty] | c_DK2_LargeDecentral | 3764 | 7.0156e-05
[11 empty] | c_DK2_LargeDecentral | 3765 | 6.4491e-05
[11 empty] | c_DK2_LargeDecentral | 3766 | 5.2159e-05
[11 empty] | c_DK2_LargeDecentral | 3767 | 3.4828e-05
[11 empty] | c_DK2_LargeDecentral | 3768 | 2.9662e-05
[11 empty] | c_DK2_LargeDecentral | 3769 | 3.2495e-05
[11 empty] | c_DK2_LargeDecentral | 3770 | 3.1829e-05
[11 empty] | c_DK2_LargeDecentral | 3771 | 3.4495e-05
[11 empty] | c_DK2_LargeDecentral | 3772 | 5.2992e-05
[11 empty] | c_DK2_LargeDecentral | 3773 | 9.2986e-05
[11 empty] | c_DK2_LargeDecentral | 3774 | 0.00011132
[11 empty] | c_DK2_LargeDecentral | 3775 | 0.00011165
[11 empty] | c_DK2_LargeDecentral | 3776 | 9.182e-05
[11 empty] | c_DK2_LargeDecentral | 3777 | 8.832e-05
[11 empty] | c_DK2_LargeDecentral | 3778 | 8.1155e-05
[11 empty] | c_DK2_LargeDecentral | 3779 | 7.7322e-05
[11 empty] | c_DK2_LargeDecentral | 3780 | 7.5489e-05
[11 empty] | c_DK2_LargeDecentral | 3781 | 6.5657e-05
[11 empty] | c_DK2_LargeDecentral | 3782 | 6.2158e-05
[11 empty] | c_DK2_LargeDecentral | 3783 | 5.7825e-05
[11 empty] | c_DK2_LargeDecentral | 3784 | 5.8658e-05
[11 empty] | c_DK2_LargeDecentral | 3785 | 6.499e-05
[11 empty] | c_DK2_LargeDecentral | 3786 | 6.749e-05
[11 empty] | c_DK2_LargeDecentral | 3787 | 7.3489e-05
[11 empty] | c_DK2_LargeDecentral | 3788 | 7.5989e-05
[11 empty] | c_DK2_LargeDecentral | 3789 | 7.0656e-05
[11 empty] | c_DK2_LargeDecentral | 3790 | 5.6492e-05
[11 empty] | c_DK2_LargeDecentral | 3791 | 3.7494e-05
[11 empty] | c_DK2_LargeDecentral | 3792 | 3.3162e-05
[11 empty] | c_DK2_LargeDecentral | 3793 | 3.3995e-05
[11 empty] | c_DK2_LargeDecentral | 3794 | 3.0662e-05
[11 empty] | c_DK2_LargeDecentral | 3795 | 3.5495e-05
[11 empty] | c_DK2_LargeDecentral | 3796 | 5.3825e-05
[11 empty] | c_DK2_LargeDecentral | 3797 | 8.7987e-05
[11 empty] | c_DK2_LargeDecentral | 3798 | 0.00011248
[11 empty] | c_DK2_LargeDecentral | 3799 | 0.00011198
[11 empty] | c_DK2_LargeDecentral | 3800 | 9.1986e-05
[11 empty] | c_DK2_LargeDecentral | 3801 | 8.732e-05
[11 empty] | c_DK2_LargeDecentral | 3802 | 8.4321e-05
[11 empty] | c_DK2_LargeDecentral | 3803 | 7.6822e-05
[11 empty] | c_DK2_LargeDecentral | 3804 | 7.4656e-05
[11 empty] | c_DK2_LargeDecentral | 3805 | 6.499e-05
[11 empty] | c_DK2_LargeDecentral | 3806 | 6.8657e-05
[11 empty] | c_DK2_LargeDecentral | 3807 | 6.3157e-05
[11 empty] | c_DK2_LargeDecentral | 3808 | 6.4157e-05
[11 empty] | c_DK2_LargeDecentral | 3809 | 6.6324e-05
[11 empty] | c_DK2_LargeDecentral | 3810 | 6.8823e-05
[11 empty] | c_DK2_LargeDecentral | 3811 | 7.2656e-05
[11 empty] | c_DK2_LargeDecentral | 3812 | 7.4822e-05
[11 empty] | c_DK2_LargeDecentral | 3813 | 7.1489e-05
[11 empty] | c_DK2_LargeDecentral | 3814 | 5.6658e-05
[11 empty] | c_DK2_LargeDecentral | 3815 | 3.7994e-05
[11 empty] | c_DK2_LargeDecentral | 3816 | 3.3828e-05
[11 empty] | c_DK2_LargeDecentral | 3817 | 3.7994e-05
[11 empty] | c_DK2_LargeDecentral | 3818 | 3.9494e-05
[11 empty] | c_DK2_LargeDecentral | 3819 | 4.8326e-05
[11 empty] | c_DK2_LargeDecentral | 3820 | 7.0656e-05
[11 empty] | c_DK2_LargeDecentral | 3821 | 0.00010598
[11 empty] | c_DK2_LargeDecentral | 3822 | 0.00011115
[11 empty] | c_DK2_LargeDecentral | 3823 | 0.00011315
[11 empty] | c_DK2_LargeDecentral | 3824 | 9.132e-05
[11 empty] | c_DK2_LargeDecentral | 3825 | 8.6821e-05
[11 empty] | c_DK2_LargeDecentral | 3826 | 8.1988e-05
[11 empty] | c_DK2_LargeDecentral | 3827 | 7.7822e-05
[11 empty] | c_DK2_LargeDecentral | 3828 | 7.5989e-05
[11 empty] | c_DK2_LargeDecentral | 3829 | 6.799e-05
[11 empty] | c_DK2_LargeDecentral | 3830 | 6.6324e-05
[11 empty] | c_DK2_LargeDecentral | 3831 | 6.2657e-05
[11 empty] | c_DK2_LargeDecentral | 3832 | 6.5324e-05
[11 empty] | c_DK2_LargeDecentral | 3833 | 7.099e-05
[11 empty] | c_DK2_LargeDecentral | 3834 | 7.4489e-05
[11 empty] | c_DK2_LargeDecentral | 3835 | 7.8988e-05
[11 empty] | c_DK2_LargeDecentral | 3836 | 8.1988e-05
[11 empty] | c_DK2_LargeDecentral | 3837 | 7.8488e-05
[11 empty] | c_DK2_LargeDecentral | 3838 | 6.1824e-05
[11 empty] | c_DK2_LargeDecentral | 3839 | 4.2994e-05
[11 empty] | c_DK2_LargeDecentral | 3840 | 3.4662e-05
[11 empty] | c_DK2_LargeDecentral | 3841 | 3.8161e-05
[11 empty] | c_DK2_LargeDecentral | 3842 | 3.8328e-05
[11 empty] | c_DK2_LargeDecentral | 3843 | 4.1994e-05
[11 empty] | c_DK2_LargeDecentral | 3844 | 6.2324e-05
[11 empty] | c_DK2_LargeDecentral | 3845 | 0.00010515
[11 empty] | c_DK2_LargeDecentral | 3846 | 0.00012648
[11 empty] | c_DK2_LargeDecentral | 3847 | 0.00012432
[11 empty] | c_DK2_LargeDecentral | 3848 | 0.00010165
[11 empty] | c_DK2_LargeDecentral | 3849 | 9.6986e-05
[11 empty] | c_DK2_LargeDecentral | 3850 | 9.032e-05
[11 empty] | c_DK2_LargeDecentral | 3851 | 8.6321e-05
[11 empty] | c_DK2_LargeDecentral | 3852 | 8.3154e-05
[11 empty] | c_DK2_LargeDecentral | 3853 | 7.3822e-05
[11 empty] | c_DK2_LargeDecentral | 3854 | 7.1656e-05
[11 empty] | c_DK2_LargeDecentral | 3855 | 6.8657e-05
[11 empty] | c_DK2_LargeDecentral | 3856 | 7.0323e-05
[11 empty] | c_DK2_LargeDecentral | 3857 | 7.6155e-05
[11 empty] | c_DK2_LargeDecentral | 3858 | 7.8822e-05
[11 empty] | c_DK2_LargeDecentral | 3859 | 8.4654e-05
[11 empty] | c_DK2_LargeDecentral | 3860 | 8.8154e-05
[11 empty] | c_DK2_LargeDecentral | 3861 | 8.1155e-05
[11 empty] | c_DK2_LargeDecentral | 3862 | 6.499e-05
[11 empty] | c_DK2_LargeDecentral | 3863 | 4.3994e-05
[11 empty] | c_DK2_LargeDecentral | 3864 | 3.0995e-05
[11 empty] | c_DK2_LargeDecentral | 3865 | 3.4495e-05
[11 empty] | c_DK2_LargeDecentral | 3866 | 3.4495e-05
[11 empty] | c_DK2_LargeDecentral | 3867 | 3.7494e-05
[11 empty] | c_DK2_LargeDecentral | 3868 | 5.7492e-05
[11 empty] | c_DK2_LargeDecentral | 3869 | 9.8652e-05
[11 empty] | c_DK2_LargeDecentral | 3870 | 0.00011898
[11 empty] | c_DK2_LargeDecentral | 3871 | 0.00011698
[11 empty] | c_DK2_LargeDecentral | 3872 | 9.5986e-05
[11 empty] | c_DK2_LargeDecentral | 3873 | 9.182e-05
[11 empty] | c_DK2_LargeDecentral | 3874 | 8.5654e-05
[11 empty] | c_DK2_LargeDecentral | 3875 | 8.2155e-05
[11 empty] | c_DK2_LargeDecentral | 3876 | 7.9322e-05
[11 empty] | c_DK2_LargeDecentral | 3877 | 6.9323e-05
[11 empty] | c_DK2_LargeDecentral | 3878 | 6.6657e-05
[11 empty] | c_DK2_LargeDecentral | 3879 | 6.2324e-05
[11 empty] | c_DK2_LargeDecentral | 3880 | 6.3491e-05
[11 empty] | c_DK2_LargeDecentral | 3881 | 6.9156e-05
[11 empty] | c_DK2_LargeDecentral | 3882 | 7.1656e-05
[11 empty] | c_DK2_LargeDecentral | 3883 | 7.6822e-05
[11 empty] | c_DK2_LargeDecentral | 3884 | 8.0155e-05
[11 empty] | c_DK2_LargeDecentral | 3885 | 7.3822e-05
[11 empty] | c_DK2_LargeDecentral | 3886 | 5.9158e-05
[11 empty] | c_DK2_LargeDecentral | 3887 | 3.9994e-05
[11 empty] | c_DK2_LargeDecentral | 3888 | 2.9329e-05
[11 empty] | c_DK2_LargeDecentral | 3889 | 3.3162e-05
[11 empty] | c_DK2_LargeDecentral | 3890 | 3.2829e-05
[11 empty] | c_DK2_LargeDecentral | 3891 | 3.5828e-05
[11 empty] | c_DK2_LargeDecentral | 3892 | 5.5492e-05
[11 empty] | c_DK2_LargeDecentral | 3893 | 9.6153e-05
[11 empty] | c_DK2_LargeDecentral | 3894 | 0.00011598
[11 empty] | c_DK2_LargeDecentral | 3895 | 0.00011382
[11 empty] | c_DK2_LargeDecentral | 3896 | 9.282e-05
[11 empty] | c_DK2_LargeDecentral | 3897 | 8.8987e-05
[11 empty] | c_DK2_LargeDecentral | 3898 | 8.3154e-05
[11 empty] | c_DK2_LargeDecentral | 3899 | 7.9655e-05
[11 empty] | c_DK2_LargeDecentral | 3900 | 7.7322e-05
[11 empty] | c_DK2_LargeDecentral | 3901 | 6.6657e-05
[11 empty] | c_DK2_LargeDecentral | 3902 | 6.3991e-05
[11 empty] | c_DK2_LargeDecentral | 3903 | 5.9825e-05
[11 empty] | c_DK2_LargeDecentral | 3904 | 6.0658e-05
[11 empty] | c_DK2_LargeDecentral | 3905 | 6.649e-05
[11 empty] | c_DK2_LargeDecentral | 3906 | 6.849e-05
[11 empty] | c_DK2_LargeDecentral | 3907 | 7.3822e-05
[11 empty] | c_DK2_LargeDecentral | 3908 | 7.7155e-05
[11 empty] | c_DK2_LargeDecentral | 3909 | 7.099e-05
[11 empty] | c_DK2_LargeDecentral | 3910 | 5.7325e-05
[11 empty] | c_DK2_LargeDecentral | 3911 | 3.8328e-05
[11 empty] | c_DK2_LargeDecentral | 3912 | 2.8662e-05
[11 empty] | c_DK2_LargeDecentral | 3913 | 3.2329e-05
[11 empty] | c_DK2_LargeDecentral | 3914 | 3.1995e-05
[11 empty] | c_DK2_LargeDecentral | 3915 | 3.4828e-05
[11 empty] | c_DK2_LargeDecentral | 3916 | 5.4159e-05
[11 empty] | c_DK2_LargeDecentral | 3917 | 9.4486e-05
[11 empty] | c_DK2_LargeDecentral | 3918 | 0.00011365
[11 empty] | c_DK2_LargeDecentral | 3919 | 0.00011165
[11 empty] | c_DK2_LargeDecentral | 3920 | 9.082e-05
[11 empty] | c_DK2_LargeDecentral | 3921 | 8.7154e-05
[11 empty] | c_DK2_LargeDecentral | 3922 | 8.1321e-05
[11 empty] | c_DK2_LargeDecentral | 3923 | 7.7989e-05
[11 empty] | c_DK2_LargeDecentral | 3924 | 7.5489e-05
[11 empty] | c_DK2_LargeDecentral | 3925 | 6.4824e-05
[11 empty] | c_DK2_LargeDecentral | 3926 | 6.2324e-05
[11 empty] | c_DK2_LargeDecentral | 3927 | 5.7658e-05
[11 empty] | c_DK2_LargeDecentral | 3928 | 5.8991e-05
[11 empty] | c_DK2_LargeDecentral | 3929 | 6.4324e-05
[11 empty] | c_DK2_LargeDecentral | 3930 | 6.6157e-05
[11 empty] | c_DK2_LargeDecentral | 3931 | 7.1323e-05
[11 empty] | c_DK2_LargeDecentral | 3932 | 7.4989e-05
[11 empty] | c_DK2_LargeDecentral | 3933 | 6.899e-05
[11 empty] | c_DK2_LargeDecentral | 3934 | 5.5825e-05
[11 empty] | c_DK2_LargeDecentral | 3935 | 3.7328e-05
[11 empty] | c_DK2_LargeDecentral | 3936 | 2.8496e-05
[11 empty] | c_DK2_LargeDecentral | 3937 | 3.1162e-05
[11 empty] | c_DK2_LargeDecentral | 3938 | 3.0496e-05
[11 empty] | c_DK2_LargeDecentral | 3939 | 3.3328e-05
[11 empty] | c_DK2_LargeDecentral | 3940 | 5.0826e-05
[11 empty] | c_DK2_LargeDecentral | 3941 | 8.9487e-05
[11 empty] | c_DK2_LargeDecentral | 3942 | 0.00010682
[11 empty] | c_DK2_LargeDecentral | 3943 | 0.00010765
[11 empty] | c_DK2_LargeDecentral | 3944 | 8.8487e-05
[11 empty] | c_DK2_LargeDecentral | 3945 | 8.4987e-05
[11 empty] | c_DK2_LargeDecentral | 3946 | 7.8155e-05
[11 empty] | c_DK2_LargeDecentral | 3947 | 7.4489e-05
[11 empty] | c_DK2_LargeDecentral | 3948 | 7.2656e-05
[11 empty] | c_DK2_LargeDecentral | 3949 | 6.3324e-05
[11 empty] | c_DK2_LargeDecentral | 3950 | 5.9658e-05
[11 empty] | c_DK2_LargeDecentral | 3951 | 5.5325e-05
[11 empty] | c_DK2_LargeDecentral | 3952 | 5.6158e-05
[11 empty] | c_DK2_LargeDecentral | 3953 | 6.2158e-05
[11 empty] | c_DK2_LargeDecentral | 3954 | 6.4657e-05
[11 empty] | c_DK2_LargeDecentral | 3955 | 7.049e-05
[11 empty] | c_DK2_LargeDecentral | 3956 | 7.2989e-05
[11 empty] | c_DK2_LargeDecentral | 3957 | 6.7823e-05
[11 empty] | c_DK2_LargeDecentral | 3958 | 5.3992e-05
[11 empty] | c_DK2_LargeDecentral | 3959 | 3.5995e-05
[11 empty] | c_DK2_LargeDecentral | 3960 | 3.0662e-05
[11 empty] | c_DK2_LargeDecentral | 3961 | 3.1162e-05
[11 empty] | c_DK2_LargeDecentral | 3962 | 2.7996e-05
[11 empty] | c_DK2_LargeDecentral | 3963 | 3.2662e-05
[11 empty] | c_DK2_LargeDecentral | 3964 | 4.9659e-05
[11 empty] | c_DK2_LargeDecentral | 3965 | 8.1488e-05
[11 empty] | c_DK2_LargeDecentral | 3966 | 0.00010465
[11 empty] | c_DK2_LargeDecentral | 3967 | 0.00010448
[11 empty] | c_DK2_LargeDecentral | 3968 | 8.5321e-05
[11 empty] | c_DK2_LargeDecentral | 3969 | 8.0988e-05
[11 empty] | c_DK2_LargeDecentral | 3970 | 7.8322e-05
[11 empty] | c_DK2_LargeDecentral | 3971 | 7.1323e-05
[11 empty] | c_DK2_LargeDecentral | 3972 | 6.9656e-05
[11 empty] | c_DK2_LargeDecentral | 3973 | 5.9991e-05
[11 empty] | c_DK2_LargeDecentral | 3974 | 6.3657e-05
[11 empty] | c_DK2_LargeDecentral | 3975 | 5.8158e-05
[11 empty] | c_DK2_LargeDecentral | 3976 | 5.8991e-05
[11 empty] | c_DK2_LargeDecentral | 3977 | 6.0991e-05
[11 empty] | c_DK2_LargeDecentral | 3978 | 6.2657e-05
[11 empty] | c_DK2_LargeDecentral | 3979 | 6.6324e-05
[11 empty] | c_DK2_LargeDecentral | 3980 | 6.8657e-05
[11 empty] | c_DK2_LargeDecentral | 3981 | 6.5657e-05
[11 empty] | c_DK2_LargeDecentral | 3982 | 5.2159e-05
[11 empty] | c_DK2_LargeDecentral | 3983 | 3.4662e-05
[11 empty] | c_DK2_LargeDecentral | 3984 | 2.9496e-05
[11 empty] | c_DK2_LargeDecentral | 3985 | 3.3495e-05
[11 empty] | c_DK2_LargeDecentral | 3986 | 3.4828e-05
[11 empty] | c_DK2_LargeDecentral | 3987 | 4.3327e-05
[11 empty] | c_DK2_LargeDecentral | 3988 | 6.3157e-05
[11 empty] | c_DK2_LargeDecentral | 3989 | 9.5486e-05
[11 empty] | c_DK2_LargeDecentral | 3990 | 9.9319e-05
[11 empty] | c_DK2_LargeDecentral | 3991 | 0.00010149
[11 empty] | c_DK2_LargeDecentral | 3992 | 8.0322e-05
[11 empty] | c_DK2_LargeDecentral | 3993 | 7.6989e-05
[11 empty] | c_DK2_LargeDecentral | 3994 | 7.2656e-05
[11 empty] | c_DK2_LargeDecentral | 3995 | 6.9156e-05
[11 empty] | c_DK2_LargeDecentral | 3996 | 6.749e-05
[11 empty] | c_DK2_LargeDecentral | 3997 | 5.9825e-05
[11 empty] | c_DK2_LargeDecentral | 3998 | 5.8158e-05
[11 empty] | c_DK2_LargeDecentral | 3999 | 5.3992e-05
[11 empty] | c_DK2_LargeDecentral | 4000 | 5.6158e-05
[11 empty] | c_DK2_LargeDecentral | 4001 | 6.1824e-05
[11 empty] | c_DK2_LargeDecentral | 4002 | 6.4324e-05
[11 empty] | c_DK2_LargeDecentral | 4003 | 6.8157e-05
[11 empty] | c_DK2_LargeDecentral | 4004 | 7.1656e-05
[11 empty] | c_DK2_LargeDecentral | 4005 | 6.899e-05
[11 empty] | c_DK2_LargeDecentral | 4006 | 5.4492e-05
[11 empty] | c_DK2_LargeDecentral | 4007 | 3.7828e-05
[11 empty] | c_DK2_LargeDecentral | 4008 | 2.8496e-05
[11 empty] | c_DK2_LargeDecentral | 4009 | 3.2162e-05
[11 empty] | c_DK2_LargeDecentral | 4010 | 3.1495e-05
[11 empty] | c_DK2_LargeDecentral | 4011 | 3.4495e-05
[11 empty] | c_DK2_LargeDecentral | 4012 | 5.2992e-05
[11 empty] | c_DK2_LargeDecentral | 4013 | 9.282e-05
[11 empty] | c_DK2_LargeDecentral | 4014 | 0.00011032
[11 empty] | c_DK2_LargeDecentral | 4015 | 0.00010848
[11 empty] | c_DK2_LargeDecentral | 4016 | 8.6321e-05
[11 empty] | c_DK2_LargeDecentral | 4017 | 8.2821e-05
[11 empty] | c_DK2_LargeDecentral | 4018 | 7.7322e-05
[11 empty] | c_DK2_LargeDecentral | 4019 | 7.4489e-05
[11 empty] | c_DK2_LargeDecentral | 4020 | 7.2323e-05
[11 empty] | c_DK2_LargeDecentral | 4021 | 6.1991e-05
[11 empty] | c_DK2_LargeDecentral | 4022 | 6.0658e-05
[11 empty] | c_DK2_LargeDecentral | 4023 | 5.6158e-05
[11 empty] | c_DK2_LargeDecentral | 4024 | 5.7658e-05
[11 empty] | c_DK2_LargeDecentral | 4025 | 6.3157e-05
[11 empty] | c_DK2_LargeDecentral | 4026 | 6.4657e-05
[11 empty] | c_DK2_LargeDecentral | 4027 | 6.9823e-05
[11 empty] | c_DK2_LargeDecentral | 4028 | 7.3822e-05
[11 empty] | c_DK2_LargeDecentral | 4029 | 6.799e-05
[11 empty] | c_DK2_LargeDecentral | 4030 | 5.4992e-05
[11 empty] | c_DK2_LargeDecentral | 4031 | 3.6995e-05
[11 empty] | c_DK2_LargeDecentral | 4032 | 2.6329e-05
[11 empty] | c_DK2_LargeDecentral | 4033 | 2.9829e-05
[11 empty] | c_DK2_LargeDecentral | 4034 | 2.9829e-05
[11 empty] | c_DK2_LargeDecentral | 4035 | 3.2662e-05
[11 empty] | c_DK2_LargeDecentral | 4036 | 4.9993e-05
[11 empty] | c_DK2_LargeDecentral | 4037 | 8.932e-05
[11 empty] | c_DK2_LargeDecentral | 4038 | 0.00010582
[11 empty] | c_DK2_LargeDecentral | 4039 | 0.00010432
[11 empty] | c_DK2_LargeDecentral | 4040 | 8.4154e-05
[11 empty] | c_DK2_LargeDecentral | 4041 | 8.1155e-05
[11 empty] | c_DK2_LargeDecentral | 4042 | 7.5822e-05
[11 empty] | c_DK2_LargeDecentral | 4043 | 7.2656e-05
[11 empty] | c_DK2_LargeDecentral | 4044 | 7.049e-05
[11 empty] | c_DK2_LargeDecentral | 4045 | 6.0324e-05
[11 empty] | c_DK2_LargeDecentral | 4046 | 5.7825e-05
[11 empty] | c_DK2_LargeDecentral | 4047 | 5.3659e-05
[11 empty] | c_DK2_LargeDecentral | 4048 | 5.4492e-05
[11 empty] | c_DK2_LargeDecentral | 4049 | 5.9658e-05
[11 empty] | c_DK2_LargeDecentral | 4050 | 6.1324e-05
[11 empty] | c_DK2_LargeDecentral | 4051 | 6.5824e-05
[11 empty] | c_DK2_LargeDecentral | 4052 | 6.9156e-05
[11 empty] | c_DK2_LargeDecentral | 4053 | 6.3824e-05
[11 empty] | c_DK2_LargeDecentral | 4054 | 5.1659e-05
[11 empty] | c_DK2_LargeDecentral | 4055 | 3.4328e-05
[11 empty] | c_DK2_LargeDecentral | 4056 | 2.583e-05
[11 empty] | c_DK2_LargeDecentral | 4057 | 2.9162e-05
[11 empty] | c_DK2_LargeDecentral | 4058 | 2.9162e-05
[11 empty] | c_DK2_LargeDecentral | 4059 | 3.1329e-05
[11 empty] | c_DK2_LargeDecentral | 4060 | 4.9159e-05
[11 empty] | c_DK2_LargeDecentral | 4061 | 8.732e-05
[11 empty] | c_DK2_LargeDecentral | 4062 | 0.00010348
[11 empty] | c_DK2_LargeDecentral | 4063 | 0.00010198
[11 empty] | c_DK2_LargeDecentral | 4064 | 8.2155e-05
[11 empty] | c_DK2_LargeDecentral | 4065 | 7.9155e-05
[11 empty] | c_DK2_LargeDecentral | 4066 | 7.3822e-05
[11 empty] | c_DK2_LargeDecentral | 4067 | 7.1156e-05
[11 empty] | c_DK2_LargeDecentral | 4068 | 6.899e-05
[11 empty] | c_DK2_LargeDecentral | 4069 | 5.8825e-05
[11 empty] | c_DK2_LargeDecentral | 4070 | 5.6658e-05
[11 empty] | c_DK2_LargeDecentral | 4071 | 5.2159e-05
[11 empty] | c_DK2_LargeDecentral | 4072 | 5.2826e-05
[11 empty] | c_DK2_LargeDecentral | 4073 | 5.8158e-05
[11 empty] | c_DK2_LargeDecentral | 4074 | 5.9825e-05
[11 empty] | c_DK2_LargeDecentral | 4075 | 6.4491e-05
[11 empty] | c_DK2_LargeDecentral | 4076 | 6.7657e-05
[11 empty] | c_DK2_LargeDecentral | 4077 | 6.2158e-05
[11 empty] | c_DK2_LargeDecentral | 4078 | 5.0326e-05
[11 empty] | c_DK2_LargeDecentral | 4079 | 3.3495e-05
[11 empty] | c_DK2_LargeDecentral | 4080 | 2.6496e-05
[11 empty] | c_DK2_LargeDecentral | 4081 | 2.9996e-05
[11 empty] | c_DK2_LargeDecentral | 4082 | 2.9829e-05
[11 empty] | c_DK2_LargeDecentral | 4083 | 3.2662e-05
[11 empty] | c_DK2_LargeDecentral | 4084 | 5.0326e-05
[11 empty] | c_DK2_LargeDecentral | 4085 | 8.9487e-05
[11 empty] | c_DK2_LargeDecentral | 4086 | 0.00010632
[11 empty] | c_DK2_LargeDecentral | 4087 | 0.00010465
[11 empty] | c_DK2_LargeDecentral | 4088 | 8.4488e-05
[11 empty] | c_DK2_LargeDecentral | 4089 | 8.1155e-05
[11 empty] | c_DK2_LargeDecentral | 4090 | 7.5822e-05
[11 empty] | c_DK2_LargeDecentral | 4091 | 7.2823e-05
[11 empty] | c_DK2_LargeDecentral | 4092 | 7.0656e-05
[11 empty] | c_DK2_LargeDecentral | 4093 | 6.0491e-05
[11 empty] | c_DK2_LargeDecentral | 4094 | 5.7991e-05
[11 empty] | c_DK2_LargeDecentral | 4095 | 5.3492e-05
[11 empty] | c_DK2_LargeDecentral | 4096 | 5.4492e-05
[11 empty] | c_DK2_LargeDecentral | 4097 | 5.9658e-05
[11 empty] | c_DK2_LargeDecentral | 4098 | 6.1658e-05
[11 empty] | c_DK2_LargeDecentral | 4099 | 6.6157e-05
[11 empty] | c_DK2_LargeDecentral | 4100 | 6.9656e-05
[11 empty] | c_DK2_LargeDecentral | 4101 | 6.4157e-05
[11 empty] | c_DK2_LargeDecentral | 4102 | 5.1826e-05
[11 empty] | c_DK2_LargeDecentral | 4103 | 3.4662e-05
[11 empty] | c_DK2_LargeDecentral | 4104 | 2.9496e-05
[11 empty] | c_DK2_LargeDecentral | 4105 | 3.2495e-05
[11 empty] | c_DK2_LargeDecentral | 4106 | 3.1662e-05
[11 empty] | c_DK2_LargeDecentral | 4107 | 3.4495e-05
[11 empty] | c_DK2_LargeDecentral | 4108 | 5.2492e-05
[11 empty] | c_DK2_LargeDecentral | 4109 | 9.2153e-05
[11 empty] | c_DK2_LargeDecentral | 4110 | 0.00011015
[11 empty] | c_DK2_LargeDecentral | 4111 | 0.00011065
[11 empty] | c_DK2_LargeDecentral | 4112 | 9.1153e-05
[11 empty] | c_DK2_LargeDecentral | 4113 | 8.7654e-05
[11 empty] | c_DK2_LargeDecentral | 4114 | 8.0322e-05
[11 empty] | c_DK2_LargeDecentral | 4115 | 7.6989e-05
[11 empty] | c_DK2_LargeDecentral | 4116 | 7.4489e-05
[11 empty] | c_DK2_LargeDecentral | 4117 | 6.549e-05
[11 empty] | c_DK2_LargeDecentral | 4118 | 6.1824e-05
[11 empty] | c_DK2_LargeDecentral | 4119 | 5.7492e-05
[11 empty] | c_DK2_LargeDecentral | 4120 | 5.8325e-05
[11 empty] | c_DK2_LargeDecentral | 4121 | 6.4657e-05
[11 empty] | c_DK2_LargeDecentral | 4122 | 6.7157e-05
[11 empty] | c_DK2_LargeDecentral | 4123 | 7.2989e-05
[11 empty] | c_DK2_LargeDecentral | 4124 | 7.5322e-05
[11 empty] | c_DK2_LargeDecentral | 4125 | 7.0323e-05
[11 empty] | c_DK2_LargeDecentral | 4126 | 5.5658e-05
[11 empty] | c_DK2_LargeDecentral | 4127 | 3.7161e-05
[11 empty] | c_DK2_LargeDecentral | 4128 | 3.4328e-05
[11 empty] | c_DK2_LargeDecentral | 4129 | 3.5161e-05
[11 empty] | c_DK2_LargeDecentral | 4130 | 3.1995e-05
[11 empty] | c_DK2_LargeDecentral | 4131 | 3.6661e-05
[11 empty] | c_DK2_LargeDecentral | 4132 | 5.5159e-05
[11 empty] | c_DK2_LargeDecentral | 4133 | 8.982e-05
[11 empty] | c_DK2_LargeDecentral | 4134 | 0.00011465
[11 empty] | c_DK2_LargeDecentral | 4135 | 0.00011415
[11 empty] | c_DK2_LargeDecentral | 4136 | 9.4486e-05
[11 empty] | c_DK2_LargeDecentral | 4137 | 8.932e-05
[11 empty] | c_DK2_LargeDecentral | 4138 | 8.5987e-05
[11 empty] | c_DK2_LargeDecentral | 4139 | 7.8655e-05
[11 empty] | c_DK2_LargeDecentral | 4140 | 7.6489e-05
[11 empty] | c_DK2_LargeDecentral | 4141 | 6.6657e-05
[11 empty] | c_DK2_LargeDecentral | 4142 | 7.0323e-05
[11 empty] | c_DK2_LargeDecentral | 4143 | 6.499e-05
[11 empty] | c_DK2_LargeDecentral | 4144 | 6.599e-05
[11 empty] | c_DK2_LargeDecentral | 4145 | 6.8323e-05
[11 empty] | c_DK2_LargeDecentral | 4146 | 7.1156e-05
[11 empty] | c_DK2_LargeDecentral | 4147 | 7.4989e-05
[11 empty] | c_DK2_LargeDecentral | 4148 | 7.7155e-05
[11 empty] | c_DK2_LargeDecentral | 4149 | 7.3489e-05
[11 empty] | c_DK2_LargeDecentral | 4150 | 5.8158e-05
[11 empty] | c_DK2_LargeDecentral | 4151 | 3.9161e-05
[11 empty] | c_DK2_LargeDecentral | 4152 | 3.2162e-05
[11 empty] | c_DK2_LargeDecentral | 4153 | 3.6328e-05
[11 empty] | c_DK2_LargeDecentral | 4154 | 3.7661e-05
[11 empty] | c_DK2_LargeDecentral | 4155 | 4.6327e-05
[11 empty] | c_DK2_LargeDecentral | 4156 | 6.7823e-05
[11 empty] | c_DK2_LargeDecentral | 4157 | 0.00010215
[11 empty] | c_DK2_LargeDecentral | 4158 | 0.00010698
[11 empty] | c_DK2_LargeDecentral | 4159 | 0.00010915
[11 empty] | c_DK2_LargeDecentral | 4160 | 8.7654e-05
[11 empty] | c_DK2_LargeDecentral | 4161 | 8.3154e-05
[11 empty] | c_DK2_LargeDecentral | 4162 | 7.8655e-05
[11 empty] | c_DK2_LargeDecentral | 4163 | 7.4822e-05
[11 empty] | c_DK2_LargeDecentral | 4164 | 7.2989e-05
[11 empty] | c_DK2_LargeDecentral | 4165 | 6.5157e-05
[11 empty] | c_DK2_LargeDecentral | 4166 | 6.3324e-05
[11 empty] | c_DK2_LargeDecentral | 4167 | 5.9491e-05
[11 empty] | c_DK2_LargeDecentral | 4168 | 6.2158e-05
[11 empty] | c_DK2_LargeDecentral | 4169 | 6.749e-05
[11 empty] | c_DK2_LargeDecentral | 4170 | 7.0823e-05
[11 empty] | c_DK2_LargeDecentral | 4171 | 7.5156e-05
[11 empty] | c_DK2_LargeDecentral | 4172 | 7.8322e-05
[11 empty] | c_DK2_LargeDecentral | 4173 | 7.5156e-05
[11 empty] | c_DK2_LargeDecentral | 4174 | 5.9325e-05
[11 empty] | c_DK2_LargeDecentral | 4175 | 4.1161e-05
[11 empty] | c_DK2_LargeDecentral | 4176 | 2.8996e-05
[11 empty] | c_DK2_LargeDecentral | 4177 | 3.2662e-05
[11 empty] | c_DK2_LargeDecentral | 4178 | 3.2162e-05
[11 empty] | c_DK2_LargeDecentral | 4179 | 3.5161e-05
[11 empty] | c_DK2_LargeDecentral | 4180 | 5.3825e-05
[11 empty] | c_DK2_LargeDecentral | 4181 | 9.4319e-05
[11 empty] | c_DK2_LargeDecentral | 4182 | 0.00011232
[11 empty] | c_DK2_LargeDecentral | 4183 | 0.00011065
[11 empty] | c_DK2_LargeDecentral | 4184 | 8.8154e-05
[11 empty] | c_DK2_LargeDecentral | 4185 | 8.4987e-05
[11 empty] | c_DK2_LargeDecentral | 4186 | 7.8988e-05
[11 empty] | c_DK2_LargeDecentral | 4187 | 7.5989e-05
[11 empty] | c_DK2_LargeDecentral | 4188 | 7.3822e-05
[11 empty] | c_DK2_LargeDecentral | 4189 | 6.3491e-05
[11 empty] | c_DK2_LargeDecentral | 4190 | 6.1824e-05
[11 empty] | c_DK2_LargeDecentral | 4191 | 5.7325e-05
[11 empty] | c_DK2_LargeDecentral | 4192 | 5.8991e-05
[11 empty] | c_DK2_LargeDecentral | 4193 | 6.4157e-05
[11 empty] | c_DK2_LargeDecentral | 4194 | 6.599e-05
[11 empty] | c_DK2_LargeDecentral | 4195 | 7.1323e-05
[11 empty] | c_DK2_LargeDecentral | 4196 | 7.5489e-05
[11 empty] | c_DK2_LargeDecentral | 4197 | 6.949e-05
[11 empty] | c_DK2_LargeDecentral | 4198 | 5.6325e-05
[11 empty] | c_DK2_LargeDecentral | 4199 | 3.7661e-05
[11 empty] | c_DK2_LargeDecentral | 4200 | 2.583e-05
[11 empty] | c_DK2_LargeDecentral | 4201 | 2.9162e-05
[11 empty] | c_DK2_LargeDecentral | 4202 | 2.8829e-05
[11 empty] | c_DK2_LargeDecentral | 4203 | 3.1162e-05
[11 empty] | c_DK2_LargeDecentral | 4204 | 4.8993e-05
[11 empty] | c_DK2_LargeDecentral | 4205 | 8.6987e-05
[11 empty] | c_DK2_LargeDecentral | 4206 | 0.00010348
[11 empty] | c_DK2_LargeDecentral | 4207 | 0.00010182
[11 empty] | c_DK2_LargeDecentral | 4208 | 8.1988e-05
[11 empty] | c_DK2_LargeDecentral | 4209 | 7.8988e-05
[11 empty] | c_DK2_LargeDecentral | 4210 | 7.3822e-05
[11 empty] | c_DK2_LargeDecentral | 4211 | 7.099e-05
[11 empty] | c_DK2_LargeDecentral | 4212 | 6.8657e-05
[11 empty] | c_DK2_LargeDecentral | 4213 | 5.8658e-05
[11 empty] | c_DK2_LargeDecentral | 4214 | 5.6492e-05
[11 empty] | c_DK2_LargeDecentral | 4215 | 5.1992e-05
[11 empty] | c_DK2_LargeDecentral | 4216 | 5.2992e-05
[11 empty] | c_DK2_LargeDecentral | 4217 | 5.7991e-05
[11 empty] | c_DK2_LargeDecentral | 4218 | 5.9825e-05
[11 empty] | c_DK2_LargeDecentral | 4219 | 6.4324e-05
[11 empty] | c_DK2_LargeDecentral | 4220 | 6.749e-05
[11 empty] | c_DK2_LargeDecentral | 4221 | 6.1824e-05
[11 empty] | c_DK2_LargeDecentral | 4222 | 5.0159e-05
[11 empty] | c_DK2_LargeDecentral | 4223 | 3.3495e-05
[11 empty] | c_DK2_LargeDecentral | 4224 | 2.5496e-05
[11 empty] | c_DK2_LargeDecentral | 4225 | 2.8829e-05
[11 empty] | c_DK2_LargeDecentral | 4226 | 2.8329e-05
[11 empty] | c_DK2_LargeDecentral | 4227 | 3.0662e-05
[11 empty] | c_DK2_LargeDecentral | 4228 | 4.7993e-05
[11 empty] | c_DK2_LargeDecentral | 4229 | 8.5821e-05
[11 empty] | c_DK2_LargeDecentral | 4230 | 0.00010198
[11 empty] | c_DK2_LargeDecentral | 4231 | 0.00010065
[11 empty] | c_DK2_LargeDecentral | 4232 | 8.0655e-05
[11 empty] | c_DK2_LargeDecentral | 4233 | 7.7989e-05
[11 empty] | c_DK2_LargeDecentral | 4234 | 7.2989e-05
[11 empty] | c_DK2_LargeDecentral | 4235 | 7.0323e-05
[11 empty] | c_DK2_LargeDecentral | 4236 | 6.8323e-05
[11 empty] | c_DK2_LargeDecentral | 4237 | 5.7991e-05
[11 empty] | c_DK2_LargeDecentral | 4238 | 5.5658e-05
[11 empty] | c_DK2_LargeDecentral | 4239 | 5.1326e-05
[11 empty] | c_DK2_LargeDecentral | 4240 | 5.1992e-05
[11 empty] | c_DK2_LargeDecentral | 4241 | 5.7325e-05
[11 empty] | c_DK2_LargeDecentral | 4242 | 5.8658e-05
[11 empty] | c_DK2_LargeDecentral | 4243 | 6.3157e-05
[11 empty] | c_DK2_LargeDecentral | 4244 | 6.6324e-05
[11 empty] | c_DK2_LargeDecentral | 4245 | 6.0824e-05
[11 empty] | c_DK2_LargeDecentral | 4246 | 4.9493e-05
[11 empty] | c_DK2_LargeDecentral | 4247 | 3.2829e-05
[11 empty] | c_DK2_LargeDecentral | 4248 | 2.6996e-05
[11 empty] | c_DK2_LargeDecentral | 4249 | 3.0662e-05
[11 empty] | c_DK2_LargeDecentral | 4250 | 3.0162e-05
[11 empty] | c_DK2_LargeDecentral | 4251 | 3.2829e-05
[11 empty] | c_DK2_LargeDecentral | 4252 | 5.1159e-05
[11 empty] | c_DK2_LargeDecentral | 4253 | 9.0653e-05
[11 empty] | c_DK2_LargeDecentral | 4254 | 0.00010748
[11 empty] | c_DK2_LargeDecentral | 4255 | 0.00010582
[11 empty] | c_DK2_LargeDecentral | 4256 | 8.5487e-05
[11 empty] | c_DK2_LargeDecentral | 4257 | 8.2321e-05
[11 empty] | c_DK2_LargeDecentral | 4258 | 7.6989e-05
[11 empty] | c_DK2_LargeDecentral | 4259 | 7.3656e-05
[11 empty] | c_DK2_LargeDecentral | 4260 | 7.1489e-05
[11 empty] | c_DK2_LargeDecentral | 4261 | 6.1324e-05
[11 empty] | c_DK2_LargeDecentral | 4262 | 5.8991e-05
[11 empty] | c_DK2_LargeDecentral | 4263 | 5.4492e-05
[11 empty] | c_DK2_LargeDecentral | 4264 | 5.5325e-05
[11 empty] | c_DK2_LargeDecentral | 4265 | 6.0324e-05
[11 empty] | c_DK2_LargeDecentral | 4266 | 6.2158e-05
[11 empty] | c_DK2_LargeDecentral | 4267 | 6.7157e-05
[11 empty] | c_DK2_LargeDecentral | 4268 | 7.0656e-05
[11 empty] | c_DK2_LargeDecentral | 4269 | 6.4824e-05
[11 empty] | c_DK2_LargeDecentral | 4270 | 5.2326e-05
[11 empty] | c_DK2_LargeDecentral | 4271 | 3.4995e-05
[11 empty] | c_DK2_LargeDecentral | 4272 | 2.8163e-05
[11 empty] | c_DK2_LargeDecentral | 4273 | 3.0995e-05
[11 empty] | c_DK2_LargeDecentral | 4274 | 3.0496e-05
[11 empty] | c_DK2_LargeDecentral | 4275 | 3.2662e-05
[11 empty] | c_DK2_LargeDecentral | 4276 | 5.0493e-05
[11 empty] | c_DK2_LargeDecentral | 4277 | 8.8987e-05
[11 empty] | c_DK2_LargeDecentral | 4278 | 0.00010582
[11 empty] | c_DK2_LargeDecentral | 4279 | 0.00010665
[11 empty] | c_DK2_LargeDecentral | 4280 | 8.7487e-05
[11 empty] | c_DK2_LargeDecentral | 4281 | 8.3988e-05
[11 empty] | c_DK2_LargeDecentral | 4282 | 7.7322e-05
[11 empty] | c_DK2_LargeDecentral | 4283 | 7.3822e-05
[11 empty] | c_DK2_LargeDecentral | 4284 | 7.1823e-05
[11 empty] | c_DK2_LargeDecentral | 4285 | 6.2657e-05
[11 empty] | c_DK2_LargeDecentral | 4286 | 5.9158e-05
[11 empty] | c_DK2_LargeDecentral | 4287 | 5.4659e-05
[11 empty] | c_DK2_LargeDecentral | 4288 | 5.5492e-05
[11 empty] | c_DK2_LargeDecentral | 4289 | 6.1658e-05
[11 empty] | c_DK2_LargeDecentral | 4290 | 6.3991e-05
[11 empty] | c_DK2_LargeDecentral | 4291 | 6.949e-05
[11 empty] | c_DK2_LargeDecentral | 4292 | 7.1989e-05
[11 empty] | c_DK2_LargeDecentral | 4293 | 6.699e-05
[11 empty] | c_DK2_LargeDecentral | 4294 | 5.3325e-05
[11 empty] | c_DK2_LargeDecentral | 4295 | 3.5328e-05
[11 empty] | c_DK2_LargeDecentral | 4296 | 3.0162e-05
[11 empty] | c_DK2_LargeDecentral | 4297 | 3.0995e-05
[11 empty] | c_DK2_LargeDecentral | 4298 | 2.7663e-05
[11 empty] | c_DK2_LargeDecentral | 4299 | 3.2162e-05
[11 empty] | c_DK2_LargeDecentral | 4300 | 4.8826e-05
[11 empty] | c_DK2_LargeDecentral | 4301 | 8.0155e-05
[11 empty] | c_DK2_LargeDecentral | 4302 | 0.00010298
[11 empty] | c_DK2_LargeDecentral | 4303 | 0.00010282
[11 empty] | c_DK2_LargeDecentral | 4304 | 8.3821e-05
[11 empty] | c_DK2_LargeDecentral | 4305 | 7.9322e-05
[11 empty] | c_DK2_LargeDecentral | 4306 | 7.6989e-05
[11 empty] | c_DK2_LargeDecentral | 4307 | 7.0156e-05
[11 empty] | c_DK2_LargeDecentral | 4308 | 6.8657e-05
[11 empty] | c_DK2_LargeDecentral | 4309 | 5.8991e-05
[11 empty] | c_DK2_LargeDecentral | 4310 | 6.2824e-05
[11 empty] | c_DK2_LargeDecentral | 4311 | 5.7325e-05
[11 empty] | c_DK2_LargeDecentral | 4312 | 5.7991e-05
[11 empty] | c_DK2_LargeDecentral | 4313 | 6.0158e-05
[11 empty] | c_DK2_LargeDecentral | 4314 | 6.1824e-05
[11 empty] | c_DK2_LargeDecentral | 4315 | 6.5324e-05
[11 empty] | c_DK2_LargeDecentral | 4316 | 6.749e-05
[11 empty] | c_DK2_LargeDecentral | 4317 | 6.4324e-05
[11 empty] | c_DK2_LargeDecentral | 4318 | 5.1326e-05
[11 empty] | c_DK2_LargeDecentral | 4319 | 3.4162e-05
[11 empty] | c_DK2_LargeDecentral | 4320 | 2.7163e-05
[11 empty] | c_DK2_LargeDecentral | 4321 | 3.1162e-05
[11 empty] | c_DK2_LargeDecentral | 4322 | 3.2829e-05
[11 empty] | c_DK2_LargeDecentral | 4323 | 4.0827e-05
[11 empty] | c_DK2_LargeDecentral | 4324 | 5.8991e-05
[11 empty] | c_DK2_LargeDecentral | 4325 | 8.8154e-05
[11 empty] | c_DK2_LargeDecentral | 4326 | 9.1653e-05
[11 empty] | c_DK2_LargeDecentral | 4327 | 9.4486e-05
[11 empty] | c_DK2_LargeDecentral | 4328 | 7.4322e-05
[11 empty] | c_DK2_LargeDecentral | 4329 | 7.0823e-05
[11 empty] | c_DK2_LargeDecentral | 4330 | 6.7157e-05
[11 empty] | c_DK2_LargeDecentral | 4331 | 6.3824e-05
[11 empty] | c_DK2_LargeDecentral | 4332 | 6.3157e-05
[11 empty] | c_DK2_LargeDecentral | 4333 | 5.5159e-05
[11 empty] | c_DK2_LargeDecentral | 4334 | 5.3825e-05
[11 empty] | c_DK2_LargeDecentral | 4335 | 4.9826e-05
[11 empty] | c_DK2_LargeDecentral | 4336 | 5.1659e-05
[11 empty] | c_DK2_LargeDecentral | 4337 | 5.6992e-05
[11 empty] | c_DK2_LargeDecentral | 4338 | 5.9491e-05
[11 empty] | c_DK2_LargeDecentral | 4339 | 6.2991e-05
[11 empty] | c_DK2_LargeDecentral | 4340 | 6.5824e-05
[11 empty] | c_DK2_LargeDecentral | 4341 | 6.3657e-05
[11 empty] | c_DK2_LargeDecentral | 4342 | 5.0159e-05
[11 empty] | c_DK2_LargeDecentral | 4343 | 3.4995e-05
[11 empty] | c_DK2_LargeDecentral | 4344 | 2.7496e-05
[11 empty] | c_DK2_LargeDecentral | 4345 | 3.1329e-05
[11 empty] | c_DK2_LargeDecentral | 4346 | 3.0662e-05
[11 empty] | c_DK2_LargeDecentral | 4347 | 3.3162e-05
[11 empty] | c_DK2_LargeDecentral | 4348 | 5.1159e-05
[11 empty] | c_DK2_LargeDecentral | 4349 | 9.082e-05
[11 empty] | c_DK2_LargeDecentral | 4350 | 0.00010665
[11 empty] | c_DK2_LargeDecentral | 4351 | 0.00010498
[11 empty] | c_DK2_LargeDecentral | 4352 | 8.3488e-05
[11 empty] | c_DK2_LargeDecentral | 4353 | 8.0322e-05
[11 empty] | c_DK2_LargeDecentral | 4354 | 7.4822e-05
[11 empty] | c_DK2_LargeDecentral | 4355 | 7.1989e-05
[11 empty] | c_DK2_LargeDecentral | 4356 | 6.999e-05
[11 empty] | c_DK2_LargeDecentral | 4357 | 5.9825e-05
[11 empty] | c_DK2_LargeDecentral | 4358 | 5.8491e-05
[11 empty] | c_DK2_LargeDecentral | 4359 | 5.4159e-05
[11 empty] | c_DK2_LargeDecentral | 4360 | 5.5658e-05
[11 empty] | c_DK2_LargeDecentral | 4361 | 6.0658e-05
[11 empty] | c_DK2_LargeDecentral | 4362 | 6.2491e-05
[11 empty] | c_DK2_LargeDecentral | 4363 | 6.7657e-05
[11 empty] | c_DK2_LargeDecentral | 4364 | 7.1323e-05
[11 empty] | c_DK2_LargeDecentral | 4365 | 6.549e-05
[11 empty] | c_DK2_LargeDecentral | 4366 | 5.3159e-05
[11 empty] | c_DK2_LargeDecentral | 4367 | 3.5828e-05
[11 empty] | c_DK2_LargeDecentral | 4368 | 3.0662e-05
[11 empty] | c_DK2_LargeDecentral | 4369 | 3.4328e-05
[11 empty] | c_DK2_LargeDecentral | 4370 | 3.3995e-05
[11 empty] | c_DK2_LargeDecentral | 4371 | 3.7161e-05
[11 empty] | c_DK2_LargeDecentral | 4372 | 5.6825e-05
[11 empty] | c_DK2_LargeDecentral | 4373 | 9.7819e-05
[11 empty] | c_DK2_LargeDecentral | 4374 | 0.00011815
[11 empty] | c_DK2_LargeDecentral | 4375 | 0.00011582
[11 empty] | c_DK2_LargeDecentral | 4376 | 9.4986e-05
[11 empty] | c_DK2_LargeDecentral | 4377 | 9.082e-05
[11 empty] | c_DK2_LargeDecentral | 4378 | 8.4654e-05
[11 empty] | c_DK2_LargeDecentral | 4379 | 8.1321e-05
[11 empty] | c_DK2_LargeDecentral | 4380 | 7.8488e-05
[11 empty] | c_DK2_LargeDecentral | 4381 | 6.8157e-05
[11 empty] | c_DK2_LargeDecentral | 4382 | 6.5657e-05
[11 empty] | c_DK2_LargeDecentral | 4383 | 6.1491e-05
[11 empty] | c_DK2_LargeDecentral | 4384 | 6.2824e-05
[11 empty] | c_DK2_LargeDecentral | 4385 | 6.8323e-05
[11 empty] | c_DK2_LargeDecentral | 4386 | 7.049e-05
[11 empty] | c_DK2_LargeDecentral | 4387 | 7.5822e-05
[11 empty] | c_DK2_LargeDecentral | 4388 | 7.8988e-05
[11 empty] | c_DK2_LargeDecentral | 4389 | 7.2823e-05
[11 empty] | c_DK2_LargeDecentral | 4390 | 5.8491e-05
[11 empty] | c_DK2_LargeDecentral | 4391 | 3.9328e-05
[11 empty] | c_DK2_LargeDecentral | 4392 | 3.4495e-05
[11 empty] | c_DK2_LargeDecentral | 4393 | 3.7994e-05
[11 empty] | c_DK2_LargeDecentral | 4394 | 3.8161e-05
[11 empty] | c_DK2_LargeDecentral | 4395 | 4.1827e-05
[11 empty] | c_DK2_LargeDecentral | 4396 | 6.2657e-05
[11 empty] | c_DK2_LargeDecentral | 4397 | 0.00010582
[11 empty] | c_DK2_LargeDecentral | 4398 | 0.00012831
[11 empty] | c_DK2_LargeDecentral | 4399 | 0.00012565
[11 empty] | c_DK2_LargeDecentral | 4400 | 0.00010482
[11 empty] | c_DK2_LargeDecentral | 4401 | 9.9652e-05
[11 empty] | c_DK2_LargeDecentral | 4402 | 9.282e-05
[11 empty] | c_DK2_LargeDecentral | 4403 | 8.8654e-05
[11 empty] | c_DK2_LargeDecentral | 4404 | 8.5487e-05
[11 empty] | c_DK2_LargeDecentral | 4405 | 7.5489e-05
[11 empty] | c_DK2_LargeDecentral | 4406 | 7.2656e-05
[11 empty] | c_DK2_LargeDecentral | 4407 | 6.899e-05
[11 empty] | c_DK2_LargeDecentral | 4408 | 7.0323e-05
[11 empty] | c_DK2_LargeDecentral | 4409 | 7.6322e-05
[11 empty] | c_DK2_LargeDecentral | 4410 | 7.9322e-05
[11 empty] | c_DK2_LargeDecentral | 4411 | 8.5154e-05
[11 empty] | c_DK2_LargeDecentral | 4412 | 8.782e-05
[11 empty] | c_DK2_LargeDecentral | 4413 | 8.0988e-05
[11 empty] | c_DK2_LargeDecentral | 4414 | 6.4657e-05
[11 empty] | c_DK2_LargeDecentral | 4415 | 4.3494e-05
[11 empty] | c_DK2_LargeDecentral | 4416 | 3.7161e-05
[11 empty] | c_DK2_LargeDecentral | 4417 | 4.0827e-05
[11 empty] | c_DK2_LargeDecentral | 4418 | 4.1161e-05
[11 empty] | c_DK2_LargeDecentral | 4419 | 4.4827e-05
[11 empty] | c_DK2_LargeDecentral | 4420 | 6.649e-05
[11 empty] | c_DK2_LargeDecentral | 4421 | 0.00011115
[11 empty] | c_DK2_LargeDecentral | 4422 | 0.00013465
[11 empty] | c_DK2_LargeDecentral | 4423 | 0.00013215
[11 empty] | c_DK2_LargeDecentral | 4424 | 0.00011082
[11 empty] | c_DK2_LargeDecentral | 4425 | 0.00010515
[11 empty] | c_DK2_LargeDecentral | 4426 | 9.7986e-05
[11 empty] | c_DK2_LargeDecentral | 4427 | 9.332e-05
[11 empty] | c_DK2_LargeDecentral | 4428 | 8.9653e-05
[11 empty] | c_DK2_LargeDecentral | 4429 | 8.0322e-05
[11 empty] | c_DK2_LargeDecentral | 4430 | 7.7155e-05
[11 empty] | c_DK2_LargeDecentral | 4431 | 7.3822e-05
[11 empty] | c_DK2_LargeDecentral | 4432 | 7.5489e-05
[11 empty] | c_DK2_LargeDecentral | 4433 | 8.1655e-05
[11 empty] | c_DK2_LargeDecentral | 4434 | 8.4654e-05
[11 empty] | c_DK2_LargeDecentral | 4435 | 9.082e-05
[11 empty] | c_DK2_LargeDecentral | 4436 | 9.3153e-05
[11 empty] | c_DK2_LargeDecentral | 4437 | 8.5987e-05
[11 empty] | c_DK2_LargeDecentral | 4438 | 6.8323e-05
[11 empty] | c_DK2_LargeDecentral | 4439 | 4.6327e-05
[11 empty] | c_DK2_LargeDecentral | 4440 | 3.6161e-05
[11 empty] | c_DK2_LargeDecentral | 4441 | 3.8994e-05
[11 empty] | c_DK2_LargeDecentral | 4442 | 3.8661e-05
[11 empty] | c_DK2_LargeDecentral | 4443 | 4.1827e-05
[11 empty] | c_DK2_LargeDecentral | 4444 | 6.1824e-05
[11 empty] | c_DK2_LargeDecentral | 4445 | 0.00010465
[11 empty] | c_DK2_LargeDecentral | 4446 | 0.00012681
[11 empty] | c_DK2_LargeDecentral | 4447 | 0.00012681
[11 empty] | c_DK2_LargeDecentral | 4448 | 0.00010698
[11 empty] | c_DK2_LargeDecentral | 4449 | 0.00010149
[11 empty] | c_DK2_LargeDecentral | 4450 | 9.382e-05
[11 empty] | c_DK2_LargeDecentral | 4451 | 8.8987e-05
[11 empty] | c_DK2_LargeDecentral | 4452 | 8.6321e-05
[11 empty] | c_DK2_LargeDecentral | 4453 | 7.7322e-05
[11 empty] | c_DK2_LargeDecentral | 4454 | 7.3489e-05
[11 empty] | c_DK2_LargeDecentral | 4455 | 6.999e-05
[11 empty] | c_DK2_LargeDecentral | 4456 | 7.1489e-05
[11 empty] | c_DK2_LargeDecentral | 4457 | 7.8322e-05
[11 empty] | c_DK2_LargeDecentral | 4458 | 8.1488e-05
[11 empty] | c_DK2_LargeDecentral | 4459 | 8.7987e-05
[11 empty] | c_DK2_LargeDecentral | 4460 | 8.9987e-05
[11 empty] | c_DK2_LargeDecentral | 4461 | 8.3821e-05
[11 empty] | c_DK2_LargeDecentral | 4462 | 6.5824e-05
[11 empty] | c_DK2_LargeDecentral | 4463 | 4.4493e-05
[11 empty] | c_DK2_LargeDecentral | 4464 | 3.9161e-05
[11 empty] | c_DK2_LargeDecentral | 4465 | 3.9494e-05
[11 empty] | c_DK2_LargeDecentral | 4466 | 3.6661e-05
[11 empty] | c_DK2_LargeDecentral | 4467 | 4.1661e-05
[11 empty] | c_DK2_LargeDecentral | 4468 | 6.1491e-05
[11 empty] | c_DK2_LargeDecentral | 4469 | 9.7986e-05
[11 empty] | c_DK2_LargeDecentral | 4470 | 0.00012448
[11 empty] | c_DK2_LargeDecentral | 4471 | 0.00012415
[11 empty] | c_DK2_LargeDecentral | 4472 | 0.00010432
[11 empty] | c_DK2_LargeDecentral | 4473 | 9.7652e-05
[11 empty] | c_DK2_LargeDecentral | 4474 | 9.4153e-05
[11 empty] | c_DK2_LargeDecentral | 4475 | 8.6321e-05
[11 empty] | c_DK2_LargeDecentral | 4476 | 8.3654e-05
[11 empty] | c_DK2_LargeDecentral | 4477 | 7.3989e-05
[11 empty] | c_DK2_LargeDecentral | 4478 | 7.7322e-05
[11 empty] | c_DK2_LargeDecentral | 4479 | 7.2823e-05
[11 empty] | c_DK2_LargeDecentral | 4480 | 7.3822e-05
[11 empty] | c_DK2_LargeDecentral | 4481 | 7.6822e-05
[11 empty] | c_DK2_LargeDecentral | 4482 | 8.0488e-05
[11 empty] | c_DK2_LargeDecentral | 4483 | 8.4654e-05
[11 empty] | c_DK2_LargeDecentral | 4484 | 8.6321e-05
[11 empty] | c_DK2_LargeDecentral | 4485 | 8.2321e-05
[11 empty] | c_DK2_LargeDecentral | 4486 | 6.4824e-05
[11 empty] | c_DK2_LargeDecentral | 4487 | 4.3994e-05
[11 empty] | c_DK2_LargeDecentral | 4488 | 3.6995e-05
[11 empty] | c_DK2_LargeDecentral | 4489 | 4.1327e-05
[11 empty] | c_DK2_LargeDecentral | 4490 | 4.2494e-05
[11 empty] | c_DK2_LargeDecentral | 4491 | 5.2159e-05
[11 empty] | c_DK2_LargeDecentral | 4492 | 7.5489e-05
[11 empty] | c_DK2_LargeDecentral | 4493 | 0.00011215
[11 empty] | c_DK2_LargeDecentral | 4494 | 0.00011798
[11 empty] | c_DK2_LargeDecentral | 4495 | 0.00012015
[11 empty] | c_DK2_LargeDecentral | 4496 | 9.8486e-05
[11 empty] | c_DK2_LargeDecentral | 4497 | 9.2486e-05
[11 empty] | c_DK2_LargeDecentral | 4498 | 8.7654e-05
[11 empty] | c_DK2_LargeDecentral | 4499 | 8.3154e-05
[11 empty] | c_DK2_LargeDecentral | 4500 | 8.1155e-05
[11 empty] | c_DK2_LargeDecentral | 4501 | 7.3323e-05
[11 empty] | c_DK2_LargeDecentral | 4502 | 7.1656e-05
[11 empty] | c_DK2_LargeDecentral | 4503 | 6.8657e-05
[11 empty] | c_DK2_LargeDecentral | 4504 | 7.1489e-05
[11 empty] | c_DK2_LargeDecentral | 4505 | 7.7489e-05
[11 empty] | c_DK2_LargeDecentral | 4506 | 8.1488e-05
[11 empty] | c_DK2_LargeDecentral | 4507 | 8.6654e-05
[11 empty] | c_DK2_LargeDecentral | 4508 | 8.882e-05
[11 empty] | c_DK2_LargeDecentral | 4509 | 8.4654e-05
[11 empty] | c_DK2_LargeDecentral | 4510 | 6.649e-05
[11 empty] | c_DK2_LargeDecentral | 4511 | 4.6493e-05
[11 empty] | c_DK2_LargeDecentral | 4512 | 3.5495e-05
[11 empty] | c_DK2_LargeDecentral | 4513 | 3.9161e-05
[11 empty] | c_DK2_LargeDecentral | 4514 | 3.9494e-05
[11 empty] | c_DK2_LargeDecentral | 4515 | 4.2994e-05
[11 empty] | c_DK2_LargeDecentral | 4516 | 6.3491e-05
[11 empty] | c_DK2_LargeDecentral | 4517 | 0.00010698
[11 empty] | c_DK2_LargeDecentral | 4518 | 0.00012848
[11 empty] | c_DK2_LargeDecentral | 4519 | 0.00012631
[11 empty] | c_DK2_LargeDecentral | 4520 | 0.00010382
[11 empty] | c_DK2_LargeDecentral | 4521 | 9.8652e-05
[11 empty] | c_DK2_LargeDecentral | 4522 | 9.1986e-05
[11 empty] | c_DK2_LargeDecentral | 4523 | 8.7987e-05
[11 empty] | c_DK2_LargeDecentral | 4524 | 8.4654e-05
[11 empty] | c_DK2_LargeDecentral | 4525 | 7.5489e-05
[11 empty] | c_DK2_LargeDecentral | 4526 | 7.3323e-05
[11 empty] | c_DK2_LargeDecentral | 4527 | 7.0323e-05
[11 empty] | c_DK2_LargeDecentral | 4528 | 7.1989e-05
[11 empty] | c_DK2_LargeDecentral | 4529 | 7.8155e-05
[11 empty] | c_DK2_LargeDecentral | 4530 | 8.0821e-05
[11 empty] | c_DK2_LargeDecentral | 4531 | 8.6821e-05
[11 empty] | c_DK2_LargeDecentral | 4532 | 9.0153e-05
[11 empty] | c_DK2_LargeDecentral | 4533 | 8.3321e-05
[11 empty] | c_DK2_LargeDecentral | 4534 | 6.649e-05
[11 empty] | c_DK2_LargeDecentral | 4535 | 4.516e-05
[11 empty] | c_DK2_LargeDecentral | 4536 | 3.3162e-05
[11 empty] | c_DK2_LargeDecentral | 4537 | 3.6661e-05
[11 empty] | c_DK2_LargeDecentral | 4538 | 3.6661e-05
[11 empty] | c_DK2_LargeDecentral | 4539 | 3.9994e-05
[11 empty] | c_DK2_LargeDecentral | 4540 | 6.0824e-05
[11 empty] | c_DK2_LargeDecentral | 4541 | 0.00010348
[11 empty] | c_DK2_LargeDecentral | 4542 | 0.00012498
[11 empty] | c_DK2_LargeDecentral | 4543 | 0.00012248
[11 empty] | c_DK2_LargeDecentral | 4544 | 0.00010149
[11 empty] | c_DK2_LargeDecentral | 4545 | 9.6986e-05
[11 empty] | c_DK2_LargeDecentral | 4546 | 9.032e-05
[11 empty] | c_DK2_LargeDecentral | 4547 | 8.6321e-05
[11 empty] | c_DK2_LargeDecentral | 4548 | 8.3321e-05
[11 empty] | c_DK2_LargeDecentral | 4549 | 7.3156e-05
[11 empty] | c_DK2_LargeDecentral | 4550 | 7.0323e-05
[11 empty] | c_DK2_LargeDecentral | 4551 | 6.649e-05
[11 empty] | c_DK2_LargeDecentral | 4552 | 6.7823e-05
[11 empty] | c_DK2_LargeDecentral | 4553 | 7.3822e-05
[11 empty] | c_DK2_LargeDecentral | 4554 | 7.6322e-05
[11 empty] | c_DK2_LargeDecentral | 4555 | 8.1988e-05
[11 empty] | c_DK2_LargeDecentral | 4556 | 8.4821e-05
[11 empty] | c_DK2_LargeDecentral | 4557 | 7.8322e-05
[11 empty] | c_DK2_LargeDecentral | 4558 | 6.2491e-05
[11 empty] | c_DK2_LargeDecentral | 4559 | 4.2327e-05
[11 empty] | c_DK2_LargeDecentral | 4560 | 3.1662e-05
[11 empty] | c_DK2_LargeDecentral | 4561 | 3.5161e-05
[11 empty] | c_DK2_LargeDecentral | 4562 | 3.4995e-05
[11 empty] | c_DK2_LargeDecentral | 4563 | 3.8161e-05
[11 empty] | c_DK2_LargeDecentral | 4564 | 5.8658e-05
[11 empty] | c_DK2_LargeDecentral | 4565 | 0.00010032
[11 empty] | c_DK2_LargeDecentral | 4566 | 0.00012115
[11 empty] | c_DK2_LargeDecentral | 4567 | 0.00011882
[11 empty] | c_DK2_LargeDecentral | 4568 | 9.7986e-05
[11 empty] | c_DK2_LargeDecentral | 4569 | 9.382e-05
[11 empty] | c_DK2_LargeDecentral | 4570 | 8.732e-05
[11 empty] | c_DK2_LargeDecentral | 4571 | 8.3488e-05
[11 empty] | c_DK2_LargeDecentral | 4572 | 8.0655e-05
[11 empty] | c_DK2_LargeDecentral | 4573 | 7.0323e-05
[11 empty] | c_DK2_LargeDecentral | 4574 | 6.7823e-05
[11 empty] | c_DK2_LargeDecentral | 4575 | 6.3491e-05
[11 empty] | c_DK2_LargeDecentral | 4576 | 6.4824e-05
[11 empty] | c_DK2_LargeDecentral | 4577 | 7.049e-05
[11 empty] | c_DK2_LargeDecentral | 4578 | 7.3323e-05
[11 empty] | c_DK2_LargeDecentral | 4579 | 7.8488e-05
[11 empty] | c_DK2_LargeDecentral | 4580 | 8.1488e-05
[11 empty] | c_DK2_LargeDecentral | 4581 | 7.5322e-05
[11 empty] | c_DK2_LargeDecentral | 4582 | 6.0491e-05
[11 empty] | c_DK2_LargeDecentral | 4583 | 4.0661e-05
[11 empty] | c_DK2_LargeDecentral | 4584 | 3.1162e-05
[11 empty] | c_DK2_LargeDecentral | 4585 | 3.4495e-05
[11 empty] | c_DK2_LargeDecentral | 4586 | 3.4495e-05
[11 empty] | c_DK2_LargeDecentral | 4587 | 3.7494e-05
[11 empty] | c_DK2_LargeDecentral | 4588 | 5.7492e-05
[11 empty] | c_DK2_LargeDecentral | 4589 | 9.8652e-05
[11 empty] | c_DK2_LargeDecentral | 4590 | 0.00011932
[11 empty] | c_DK2_LargeDecentral | 4591 | 0.00011682
[11 empty] | c_DK2_LargeDecentral | 4592 | 9.6319e-05
[11 empty] | c_DK2_LargeDecentral | 4593 | 9.182e-05
[11 empty] | c_DK2_LargeDecentral | 4594 | 8.5654e-05
[11 empty] | c_DK2_LargeDecentral | 4595 | 8.1988e-05
[11 empty] | c_DK2_LargeDecentral | 4596 | 7.9322e-05
[11 empty] | c_DK2_LargeDecentral | 4597 | 6.9323e-05
[11 empty] | c_DK2_LargeDecentral | 4598 | 6.6657e-05
[11 empty] | c_DK2_LargeDecentral | 4599 | 6.2324e-05
[11 empty] | c_DK2_LargeDecentral | 4600 | 6.3657e-05
[11 empty] | c_DK2_LargeDecentral | 4601 | 6.9323e-05
[11 empty] | c_DK2_LargeDecentral | 4602 | 7.1323e-05
[11 empty] | c_DK2_LargeDecentral | 4603 | 7.6989e-05
[11 empty] | c_DK2_LargeDecentral | 4604 | 7.9988e-05
[11 empty] | c_DK2_LargeDecentral | 4605 | 7.3656e-05
[11 empty] | c_DK2_LargeDecentral | 4606 | 5.9325e-05
[11 empty] | c_DK2_LargeDecentral | 4607 | 3.9994e-05
[11 empty] | c_DK2_LargeDecentral | 4608 | 2.8996e-05
[11 empty] | c_DK2_LargeDecentral | 4609 | 3.1829e-05
[11 empty] | c_DK2_LargeDecentral | 4610 | 3.1329e-05
[11 empty] | c_DK2_LargeDecentral | 4611 | 3.3995e-05
[11 empty] | c_DK2_LargeDecentral | 4612 | 5.2159e-05
[11 empty] | c_DK2_LargeDecentral | 4613 | 9.1653e-05
[11 empty] | c_DK2_LargeDecentral | 4614 | 0.00010948
[11 empty] | c_DK2_LargeDecentral | 4615 | 0.00011015
[11 empty] | c_DK2_LargeDecentral | 4616 | 9.0487e-05
[11 empty] | c_DK2_LargeDecentral | 4617 | 8.6987e-05
[11 empty] | c_DK2_LargeDecentral | 4618 | 8.0155e-05
[11 empty] | c_DK2_LargeDecentral | 4619 | 7.6322e-05
[11 empty] | c_DK2_LargeDecentral | 4620 | 7.3989e-05
[11 empty] | c_DK2_LargeDecentral | 4621 | 6.4657e-05
[11 empty] | c_DK2_LargeDecentral | 4622 | 6.1158e-05
[11 empty] | c_DK2_LargeDecentral | 4623 | 5.6658e-05
[11 empty] | c_DK2_LargeDecentral | 4624 | 5.7492e-05
[11 empty] | c_DK2_LargeDecentral | 4625 | 6.3824e-05
[11 empty] | c_DK2_LargeDecentral | 4626 | 6.6324e-05
[11 empty] | c_DK2_LargeDecentral | 4627 | 7.1989e-05
[11 empty] | c_DK2_LargeDecentral | 4628 | 7.4822e-05
[11 empty] | c_DK2_LargeDecentral | 4629 | 6.9656e-05
[11 empty] | c_DK2_LargeDecentral | 4630 | 5.5492e-05
[11 empty] | c_DK2_LargeDecentral | 4631 | 3.6828e-05
[11 empty] | c_DK2_LargeDecentral | 4632 | 3.0829e-05
[11 empty] | c_DK2_LargeDecentral | 4633 | 3.1662e-05
[11 empty] | c_DK2_LargeDecentral | 4634 | 2.8329e-05
[11 empty] | c_DK2_LargeDecentral | 4635 | 3.3162e-05
[11 empty] | c_DK2_LargeDecentral | 4636 | 5.0326e-05
[11 empty] | c_DK2_LargeDecentral | 4637 | 8.2988e-05
[11 empty] | c_DK2_LargeDecentral | 4638 | 0.00010615
[11 empty] | c_DK2_LargeDecentral | 4639 | 0.00010582
[11 empty] | c_DK2_LargeDecentral | 4640 | 8.6487e-05
[11 empty] | c_DK2_LargeDecentral | 4641 | 8.2155e-05
[11 empty] | c_DK2_LargeDecentral | 4642 | 7.9322e-05
[11 empty] | c_DK2_LargeDecentral | 4643 | 7.2323e-05
[11 empty] | c_DK2_LargeDecentral | 4644 | 7.0656e-05
[11 empty] | c_DK2_LargeDecentral | 4645 | 6.0658e-05
[11 empty] | c_DK2_LargeDecentral | 4646 | 6.4491e-05
[11 empty] | c_DK2_LargeDecentral | 4647 | 5.9325e-05
[11 empty] | c_DK2_LargeDecentral | 4648 | 5.9991e-05
[11 empty] | c_DK2_LargeDecentral | 4649 | 6.1991e-05
[11 empty] | c_DK2_LargeDecentral | 4650 | 6.3824e-05
[11 empty] | c_DK2_LargeDecentral | 4651 | 6.7323e-05
[11 empty] | c_DK2_LargeDecentral | 4652 | 6.9656e-05
[11 empty] | c_DK2_LargeDecentral | 4653 | 6.6657e-05
[11 empty] | c_DK2_LargeDecentral | 4654 | 5.2992e-05
[11 empty] | c_DK2_LargeDecentral | 4655 | 3.5161e-05
[11 empty] | c_DK2_LargeDecentral | 4656 | 3.0329e-05
[11 empty] | c_DK2_LargeDecentral | 4657 | 3.4662e-05
[11 empty] | c_DK2_LargeDecentral | 4658 | 3.5995e-05
[11 empty] | c_DK2_LargeDecentral | 4659 | 4.4327e-05
[11 empty] | c_DK2_LargeDecentral | 4660 | 6.4824e-05
[11 empty] | c_DK2_LargeDecentral | 4661 | 9.7652e-05
[11 empty] | c_DK2_LargeDecentral | 4662 | 0.00010198
[11 empty] | c_DK2_LargeDecentral | 4663 | 0.00010415
[11 empty] | c_DK2_LargeDecentral | 4664 | 8.2988e-05
[11 empty] | c_DK2_LargeDecentral | 4665 | 7.9155e-05
[11 empty] | c_DK2_LargeDecentral | 4666 | 7.4656e-05
[11 empty] | c_DK2_LargeDecentral | 4667 | 7.0823e-05
[11 empty] | c_DK2_LargeDecentral | 4668 | 6.9656e-05
[11 empty] | c_DK2_LargeDecentral | 4669 | 6.1658e-05
[11 empty] | c_DK2_LargeDecentral | 4670 | 5.9825e-05
[11 empty] | c_DK2_LargeDecentral | 4671 | 5.5992e-05
[11 empty] | c_DK2_LargeDecentral | 4672 | 5.8325e-05
[11 empty] | c_DK2_LargeDecentral | 4673 | 6.3824e-05
[11 empty] | c_DK2_LargeDecentral | 4674 | 6.6657e-05
[11 empty] | c_DK2_LargeDecentral | 4675 | 7.0656e-05
[11 empty] | c_DK2_LargeDecentral | 4676 | 7.3989e-05
[11 empty] | c_DK2_LargeDecentral | 4677 | 7.1323e-05
[11 empty] | c_DK2_LargeDecentral | 4678 | 5.6158e-05
[11 empty] | c_DK2_LargeDecentral | 4679 | 3.8994e-05
[11 empty] | c_DK2_LargeDecentral | 4680 | 3.0662e-05
[11 empty] | c_DK2_LargeDecentral | 4681 | 3.4328e-05
[11 empty] | c_DK2_LargeDecentral | 4682 | 3.3995e-05
[11 empty] | c_DK2_LargeDecentral | 4683 | 3.6995e-05
[11 empty] | c_DK2_LargeDecentral | 4684 | 5.6325e-05
[11 empty] | c_DK2_LargeDecentral | 4685 | 9.7652e-05
[11 empty] | c_DK2_LargeDecentral | 4686 | 0.00011698
[11 empty] | c_DK2_LargeDecentral | 4687 | 0.00011482
[11 empty] | c_DK2_LargeDecentral | 4688 | 9.232e-05
[11 empty] | c_DK2_LargeDecentral | 4689 | 8.8487e-05
[11 empty] | c_DK2_LargeDecentral | 4690 | 8.2321e-05
[11 empty] | c_DK2_LargeDecentral | 4691 | 7.8988e-05
[11 empty] | c_DK2_LargeDecentral | 4692 | 7.6822e-05
[11 empty] | c_DK2_LargeDecentral | 4693 | 6.6657e-05
[11 empty] | c_DK2_LargeDecentral | 4694 | 6.4824e-05
[11 empty] | c_DK2_LargeDecentral | 4695 | 6.0491e-05
[11 empty] | c_DK2_LargeDecentral | 4696 | 6.2324e-05
[11 empty] | c_DK2_LargeDecentral | 4697 | 6.7657e-05
[11 empty] | c_DK2_LargeDecentral | 4698 | 6.9823e-05
[11 empty] | c_DK2_LargeDecentral | 4699 | 7.5322e-05
[11 empty] | c_DK2_LargeDecentral | 4700 | 7.9655e-05
[11 empty] | c_DK2_LargeDecentral | 4701 | 7.3156e-05
[11 empty] | c_DK2_LargeDecentral | 4702 | 5.8991e-05
[11 empty] | c_DK2_LargeDecentral | 4703 | 3.9661e-05
[11 empty] | c_DK2_LargeDecentral | 4704 | 2.9329e-05
[11 empty] | c_DK2_LargeDecentral | 4705 | 3.3162e-05
[11 empty] | c_DK2_LargeDecentral | 4706 | 3.2662e-05
[11 empty] | c_DK2_LargeDecentral | 4707 | 3.5828e-05
[11 empty] | c_DK2_LargeDecentral | 4708 | 5.5492e-05
[11 empty] | c_DK2_LargeDecentral | 4709 | 9.6153e-05
[11 empty] | c_DK2_LargeDecentral | 4710 | 0.00011615
[11 empty] | c_DK2_LargeDecentral | 4711 | 0.00011398
[11 empty] | c_DK2_LargeDecentral | 4712 | 9.282e-05
[11 empty] | c_DK2_LargeDecentral | 4713 | 8.9154e-05
[11 empty] | c_DK2_LargeDecentral | 4714 | 8.3154e-05
[11 empty] | c_DK2_LargeDecentral | 4715 | 7.9822e-05
[11 empty] | c_DK2_LargeDecentral | 4716 | 7.7155e-05
[11 empty] | c_DK2_LargeDecentral | 4717 | 6.6657e-05
[11 empty] | c_DK2_LargeDecentral | 4718 | 6.4157e-05
[11 empty] | c_DK2_LargeDecentral | 4719 | 5.9325e-05
[11 empty] | c_DK2_LargeDecentral | 4720 | 6.0491e-05
[11 empty] | c_DK2_LargeDecentral | 4721 | 6.599e-05
[11 empty] | c_DK2_LargeDecentral | 4722 | 6.8157e-05
[11 empty] | c_DK2_LargeDecentral | 4723 | 7.3489e-05
[11 empty] | c_DK2_LargeDecentral | 4724 | 7.6822e-05
[11 empty] | c_DK2_LargeDecentral | 4725 | 7.0823e-05
[11 empty] | c_DK2_LargeDecentral | 4726 | 5.7158e-05
[11 empty] | c_DK2_LargeDecentral | 4727 | 3.8328e-05
[11 empty] | c_DK2_LargeDecentral | 4728 | 2.8496e-05
[11 empty] | c_DK2_LargeDecentral | 4729 | 3.2495e-05
[11 empty] | c_DK2_LargeDecentral | 4730 | 3.1995e-05
[11 empty] | c_DK2_LargeDecentral | 4731 | 3.4995e-05
[11 empty] | c_DK2_LargeDecentral | 4732 | 5.4325e-05
[11 empty] | c_DK2_LargeDecentral | 4733 | 9.4653e-05
[11 empty] | c_DK2_LargeDecentral | 4734 | 0.00011415
[11 empty] | c_DK2_LargeDecentral | 4735 | 0.00011198
[11 empty] | c_DK2_LargeDecentral | 4736 | 9.0987e-05
[11 empty] | c_DK2_LargeDecentral | 4737 | 8.7487e-05
[11 empty] | c_DK2_LargeDecentral | 4738 | 8.1488e-05
[11 empty] | c_DK2_LargeDecentral | 4739 | 7.7989e-05
[11 empty] | c_DK2_LargeDecentral | 4740 | 7.5989e-05
[11 empty] | c_DK2_LargeDecentral | 4741 | 6.5324e-05
[11 empty] | c_DK2_LargeDecentral | 4742 | 6.2657e-05
[11 empty] | c_DK2_LargeDecentral | 4743 | 5.8158e-05
[11 empty] | c_DK2_LargeDecentral | 4744 | 5.9158e-05
[11 empty] | c_DK2_LargeDecentral | 4745 | 6.4657e-05
[11 empty] | c_DK2_LargeDecentral | 4746 | 6.649e-05
[11 empty] | c_DK2_LargeDecentral | 4747 | 7.1823e-05
[11 empty] | c_DK2_LargeDecentral | 4748 | 7.5322e-05
[11 empty] | c_DK2_LargeDecentral | 4749 | 6.9156e-05
[11 empty] | c_DK2_LargeDecentral | 4750 | 5.6158e-05
[11 empty] | c_DK2_LargeDecentral | 4751 | 3.7494e-05
[11 empty] | c_DK2_LargeDecentral | 4752 | 2.7663e-05
[11 empty] | c_DK2_LargeDecentral | 4753 | 3.1329e-05
[11 empty] | c_DK2_LargeDecentral | 4754 | 3.0829e-05
[11 empty] | c_DK2_LargeDecentral | 4755 | 3.3828e-05
[11 empty] | c_DK2_LargeDecentral | 4756 | 5.2492e-05
[11 empty] | c_DK2_LargeDecentral | 4757 | 9.1986e-05
[11 empty] | c_DK2_LargeDecentral | 4758 | 0.00011015
[11 empty] | c_DK2_LargeDecentral | 4759 | 0.00010832
[11 empty] | c_DK2_LargeDecentral | 4760 | 8.782e-05
[11 empty] | c_DK2_LargeDecentral | 4761 | 8.4488e-05
[11 empty] | c_DK2_LargeDecentral | 4762 | 7.8655e-05
[11 empty] | c_DK2_LargeDecentral | 4763 | 7.5489e-05
[11 empty] | c_DK2_LargeDecentral | 4764 | 7.3323e-05
[11 empty] | c_DK2_LargeDecentral | 4765 | 6.2491e-05
[11 empty] | c_DK2_LargeDecentral | 4766 | 6.0324e-05
[11 empty] | c_DK2_LargeDecentral | 4767 | 5.5658e-05
[11 empty] | c_DK2_LargeDecentral | 4768 | 5.6992e-05
[11 empty] | c_DK2_LargeDecentral | 4769 | 6.1991e-05
[11 empty] | c_DK2_LargeDecentral | 4770 | 6.3824e-05
[11 empty] | c_DK2_LargeDecentral | 4771 | 6.899e-05
[11 empty] | c_DK2_LargeDecentral | 4772 | 7.2323e-05
[11 empty] | c_DK2_LargeDecentral | 4773 | 6.6657e-05
[11 empty] | c_DK2_LargeDecentral | 4774 | 5.3825e-05
[11 empty] | c_DK2_LargeDecentral | 4775 | 3.5995e-05
[11 empty] | c_DK2_LargeDecentral | 4776 | 2.7829e-05
[11 empty] | c_DK2_LargeDecentral | 4777 | 3.0496e-05
[11 empty] | c_DK2_LargeDecentral | 4778 | 2.9829e-05
[11 empty] | c_DK2_LargeDecentral | 4779 | 3.2162e-05
[11 empty] | c_DK2_LargeDecentral | 4780 | 4.9659e-05
[11 empty] | c_DK2_LargeDecentral | 4781 | 8.7654e-05
[11 empty] | c_DK2_LargeDecentral | 4782 | 0.00010432
[11 empty] | c_DK2_LargeDecentral | 4783 | 0.00010515
[11 empty] | c_DK2_LargeDecentral | 4784 | 8.6321e-05
[11 empty] | c_DK2_LargeDecentral | 4785 | 8.2821e-05
[11 empty] | c_DK2_LargeDecentral | 4786 | 7.6155e-05
[11 empty] | c_DK2_LargeDecentral | 4787 | 7.2823e-05
[11 empty] | c_DK2_LargeDecentral | 4788 | 7.0823e-05
[11 empty] | c_DK2_LargeDecentral | 4789 | 6.1658e-05
[11 empty] | c_DK2_LargeDecentral | 4790 | 5.8158e-05
[11 empty] | c_DK2_LargeDecentral | 4791 | 5.4159e-05
[11 empty] | c_DK2_LargeDecentral | 4792 | 5.4825e-05
[11 empty] | c_DK2_LargeDecentral | 4793 | 6.0658e-05
[11 empty] | c_DK2_LargeDecentral | 4794 | 6.3157e-05
[11 empty] | c_DK2_LargeDecentral | 4795 | 6.849e-05
[11 empty] | c_DK2_LargeDecentral | 4796 | 7.1156e-05
[11 empty] | c_DK2_LargeDecentral | 4797 | 6.599e-05
[11 empty] | c_DK2_LargeDecentral | 4798 | 5.2659e-05
[11 empty] | c_DK2_LargeDecentral | 4799 | 3.4995e-05
[11 empty] | c_DK2_LargeDecentral | 4800 | 2.9496e-05
[11 empty] | c_DK2_LargeDecentral | 4801 | 3.0162e-05
[11 empty] | c_DK2_LargeDecentral | 4802 | 2.6829e-05
[11 empty] | c_DK2_LargeDecentral | 4803 | 3.1495e-05
[11 empty] | c_DK2_LargeDecentral | 4804 | 4.7326e-05
[11 empty] | c_DK2_LargeDecentral | 4805 | 7.8155e-05
[11 empty] | c_DK2_LargeDecentral | 4806 | 0.00010032
[11 empty] | c_DK2_LargeDecentral | 4807 | 0.00010032
[11 empty] | c_DK2_LargeDecentral | 4808 | 8.1488e-05
[11 empty] | c_DK2_LargeDecentral | 4809 | 7.7489e-05
[11 empty] | c_DK2_LargeDecentral | 4810 | 7.4989e-05
[11 empty] | c_DK2_LargeDecentral | 4811 | 6.8323e-05
[11 empty] | c_DK2_LargeDecentral | 4812 | 6.6823e-05
[11 empty] | c_DK2_LargeDecentral | 4813 | 5.7158e-05
[11 empty] | c_DK2_LargeDecentral | 4814 | 6.0991e-05
[11 empty] | c_DK2_LargeDecentral | 4815 | 5.5825e-05
[11 empty] | c_DK2_LargeDecentral | 4816 | 5.6325e-05
[11 empty] | c_DK2_LargeDecentral | 4817 | 5.8491e-05
[11 empty] | c_DK2_LargeDecentral | 4818 | 5.9991e-05
[11 empty] | c_DK2_LargeDecentral | 4819 | 6.3157e-05
[11 empty] | c_DK2_LargeDecentral | 4820 | 6.549e-05
[11 empty] | c_DK2_LargeDecentral | 4821 | 6.2657e-05
[11 empty] | c_DK2_LargeDecentral | 4822 | 4.9993e-05
[11 empty] | c_DK2_LargeDecentral | 4823 | 3.3162e-05
[11 empty] | c_DK2_LargeDecentral | 4824 | 2.7996e-05
[11 empty] | c_DK2_LargeDecentral | 4825 | 3.2162e-05
[11 empty] | c_DK2_LargeDecentral | 4826 | 3.3828e-05
[11 empty] | c_DK2_LargeDecentral | 4827 | 4.216e-05
[11 empty] | c_DK2_LargeDecentral | 4828 | 6.0824e-05
[11 empty] | c_DK2_LargeDecentral | 4829 | 9.1653e-05
[11 empty] | c_DK2_LargeDecentral | 4830 | 9.4986e-05
[11 empty] | c_DK2_LargeDecentral | 4831 | 9.7486e-05
[11 empty] | c_DK2_LargeDecentral | 4832 | 7.6989e-05
[11 empty] | c_DK2_LargeDecentral | 4833 | 7.3489e-05
[11 empty] | c_DK2_LargeDecentral | 4834 | 6.9323e-05
[11 empty] | c_DK2_LargeDecentral | 4835 | 6.599e-05
[11 empty] | c_DK2_LargeDecentral | 4836 | 6.4824e-05
[11 empty] | c_DK2_LargeDecentral | 4837 | 5.7158e-05
[11 empty] | c_DK2_LargeDecentral | 4838 | 5.5825e-05
[11 empty] | c_DK2_LargeDecentral | 4839 | 5.1826e-05
[11 empty] | c_DK2_LargeDecentral | 4840 | 5.3825e-05
[11 empty] | c_DK2_LargeDecentral | 4841 | 5.8991e-05
[11 empty] | c_DK2_LargeDecentral | 4842 | 6.1491e-05
[11 empty] | c_DK2_LargeDecentral | 4843 | 6.5324e-05
[11 empty] | c_DK2_LargeDecentral | 4844 | 6.8657e-05
[11 empty] | c_DK2_LargeDecentral | 4845 | 6.6157e-05
[11 empty] | c_DK2_LargeDecentral | 4846 | 5.2159e-05
[11 empty] | c_DK2_LargeDecentral | 4847 | 3.6328e-05
[11 empty] | c_DK2_LargeDecentral | 4848 | 2.8496e-05
[11 empty] | c_DK2_LargeDecentral | 4849 | 3.2329e-05
[11 empty] | c_DK2_LargeDecentral | 4850 | 3.1662e-05
[11 empty] | c_DK2_LargeDecentral | 4851 | 3.4495e-05
[11 empty] | c_DK2_LargeDecentral | 4852 | 5.3159e-05
[11 empty] | c_DK2_LargeDecentral | 4853 | 9.3153e-05
[11 empty] | c_DK2_LargeDecentral | 4854 | 0.00011082
[11 empty] | c_DK2_LargeDecentral | 4855 | 0.00010932
[11 empty] | c_DK2_LargeDecentral | 4856 | 8.6821e-05
[11 empty] | c_DK2_LargeDecentral | 4857 | 8.3488e-05
[11 empty] | c_DK2_LargeDecentral | 4858 | 7.7489e-05
[11 empty] | c_DK2_LargeDecentral | 4859 | 7.4989e-05
[11 empty] | c_DK2_LargeDecentral | 4860 | 7.2656e-05
[11 empty] | c_DK2_LargeDecentral | 4861 | 6.2324e-05
[11 empty] | c_DK2_LargeDecentral | 4862 | 6.0991e-05
[11 empty] | c_DK2_LargeDecentral | 4863 | 5.6325e-05
[11 empty] | c_DK2_LargeDecentral | 4864 | 5.7825e-05
[11 empty] | c_DK2_LargeDecentral | 4865 | 6.3324e-05
[11 empty] | c_DK2_LargeDecentral | 4866 | 6.5157e-05
[11 empty] | c_DK2_LargeDecentral | 4867 | 7.0323e-05
[11 empty] | c_DK2_LargeDecentral | 4868 | 7.4156e-05
[11 empty] | c_DK2_LargeDecentral | 4869 | 6.8323e-05
[11 empty] | c_DK2_LargeDecentral | 4870 | 5.5325e-05
[11 empty] | c_DK2_LargeDecentral | 4871 | 3.7161e-05
[11 empty] | c_DK2_LargeDecentral | 4872 | 2.5996e-05
[11 empty] | c_DK2_LargeDecentral | 4873 | 2.9496e-05
[11 empty] | c_DK2_LargeDecentral | 4874 | 2.9496e-05
[11 empty] | c_DK2_LargeDecentral | 4875 | 3.2162e-05
[11 empty] | c_DK2_LargeDecentral | 4876 | 4.9659e-05
[11 empty] | c_DK2_LargeDecentral | 4877 | 8.8154e-05
[11 empty] | c_DK2_LargeDecentral | 4878 | 0.00010448
[11 empty] | c_DK2_LargeDecentral | 4879 | 0.00010298
[11 empty] | c_DK2_LargeDecentral | 4880 | 8.3154e-05
[11 empty] | c_DK2_LargeDecentral | 4881 | 7.9988e-05
[11 empty] | c_DK2_LargeDecentral | 4882 | 7.4656e-05
[11 empty] | c_DK2_LargeDecentral | 4883 | 7.1823e-05
[11 empty] | c_DK2_LargeDecentral | 4884 | 6.949e-05
[11 empty] | c_DK2_LargeDecentral | 4885 | 5.9491e-05
[11 empty] | c_DK2_LargeDecentral | 4886 | 5.7158e-05
[11 empty] | c_DK2_LargeDecentral | 4887 | 5.2826e-05
[11 empty] | c_DK2_LargeDecentral | 4888 | 5.3659e-05
[11 empty] | c_DK2_LargeDecentral | 4889 | 5.8825e-05
[11 empty] | c_DK2_LargeDecentral | 4890 | 6.0491e-05
[11 empty] | c_DK2_LargeDecentral | 4891 | 6.5157e-05
[11 empty] | c_DK2_LargeDecentral | 4892 | 6.849e-05
[11 empty] | c_DK2_LargeDecentral | 4893 | 6.2824e-05
[11 empty] | c_DK2_LargeDecentral | 4894 | 5.0992e-05
[11 empty] | c_DK2_LargeDecentral | 4895 | 3.3995e-05
[11 empty] | c_DK2_LargeDecentral | 4896 | 2.5163e-05
[11 empty] | c_DK2_LargeDecentral | 4897 | 2.8496e-05
[11 empty] | c_DK2_LargeDecentral | 4898 | 2.8163e-05
[11 empty] | c_DK2_LargeDecentral | 4899 | 3.0662e-05
[11 empty] | c_DK2_LargeDecentral | 4900 | 4.7493e-05
[11 empty] | c_DK2_LargeDecentral | 4901 | 8.4987e-05
[11 empty] | c_DK2_LargeDecentral | 4902 | 0.00010099
[11 empty] | c_DK2_LargeDecentral | 4903 | 9.9985e-05
[11 empty] | c_DK2_LargeDecentral | 4904 | 7.9988e-05
[11 empty] | c_DK2_LargeDecentral | 4905 | 7.6989e-05
[11 empty] | c_DK2_LargeDecentral | 4906 | 7.2489e-05
[11 empty] | c_DK2_LargeDecentral | 4907 | 6.9656e-05
[11 empty] | c_DK2_LargeDecentral | 4908 | 6.7657e-05
[11 empty] | c_DK2_LargeDecentral | 4909 | 5.7492e-05
[11 empty] | c_DK2_LargeDecentral | 4910 | 5.5325e-05
[11 empty] | c_DK2_LargeDecentral | 4911 | 5.1159e-05
[11 empty] | c_DK2_LargeDecentral | 4912 | 5.1659e-05
[11 empty] | c_DK2_LargeDecentral | 4913 | 5.6825e-05
[11 empty] | c_DK2_LargeDecentral | 4914 | 5.8491e-05
[11 empty] | c_DK2_LargeDecentral | 4915 | 6.2491e-05
[11 empty] | c_DK2_LargeDecentral | 4916 | 6.599e-05
[11 empty] | c_DK2_LargeDecentral | 4917 | 6.0491e-05
[11 empty] | c_DK2_LargeDecentral | 4918 | 4.8993e-05
[11 empty] | c_DK2_LargeDecentral | 4919 | 3.2495e-05
[11 empty] | c_DK2_LargeDecentral | 4920 | 2.4496e-05
[11 empty] | c_DK2_LargeDecentral | 4921 | 2.7996e-05
[11 empty] | c_DK2_LargeDecentral | 4922 | 2.7663e-05
[11 empty] | c_DK2_LargeDecentral | 4923 | 2.9329e-05
[11 empty] | c_DK2_LargeDecentral | 4924 | 4.5827e-05
[11 empty] | c_DK2_LargeDecentral | 4925 | 8.2488e-05
[11 empty] | c_DK2_LargeDecentral | 4926 | 9.8152e-05
[11 empty] | c_DK2_LargeDecentral | 4927 | 9.7486e-05
[11 empty] | c_DK2_LargeDecentral | 4928 | 7.7489e-05
[11 empty] | c_DK2_LargeDecentral | 4929 | 7.4656e-05
[11 empty] | c_DK2_LargeDecentral | 4930 | 7.049e-05
[11 empty] | c_DK2_LargeDecentral | 4931 | 6.8323e-05
[11 empty] | c_DK2_LargeDecentral | 4932 | 6.649e-05
[11 empty] | c_DK2_LargeDecentral | 4933 | 5.5825e-05
[11 empty] | c_DK2_LargeDecentral | 4934 | 5.3825e-05
[11 empty] | c_DK2_LargeDecentral | 4935 | 4.9493e-05
[11 empty] | c_DK2_LargeDecentral | 4936 | 4.9993e-05
[11 empty] | c_DK2_LargeDecentral | 4937 | 5.5492e-05
[11 empty] | c_DK2_LargeDecentral | 4938 | 5.6325e-05
[11 empty] | c_DK2_LargeDecentral | 4939 | 6.0491e-05
[11 empty] | c_DK2_LargeDecentral | 4940 | 6.3824e-05
[11 empty] | c_DK2_LargeDecentral | 4941 | 5.8658e-05
[11 empty] | c_DK2_LargeDecentral | 4942 | 4.7326e-05
[11 empty] | c_DK2_LargeDecentral | 4943 | 3.1662e-05
[11 empty] | c_DK2_LargeDecentral | 4944 | 2.483e-05
[11 empty] | c_DK2_LargeDecentral | 4945 | 2.7496e-05
[11 empty] | c_DK2_LargeDecentral | 4946 | 2.6996e-05
[11 empty] | c_DK2_LargeDecentral | 4947 | 2.8163e-05
[11 empty] | c_DK2_LargeDecentral | 4948 | 4.3327e-05
[11 empty] | c_DK2_LargeDecentral | 4949 | 7.8822e-05
[11 empty] | c_DK2_LargeDecentral | 4950 | 9.3153e-05
[11 empty] | c_DK2_LargeDecentral | 4951 | 9.4653e-05
[11 empty] | c_DK2_LargeDecentral | 4952 | 7.6489e-05
[11 empty] | c_DK2_LargeDecentral | 4953 | 7.3656e-05
[11 empty] | c_DK2_LargeDecentral | 4954 | 6.8323e-05
[11 empty] | c_DK2_LargeDecentral | 4955 | 6.599e-05
[11 empty] | c_DK2_LargeDecentral | 4956 | 6.4157e-05
[11 empty] | c_DK2_LargeDecentral | 4957 | 5.5159e-05
[11 empty] | c_DK2_LargeDecentral | 4958 | 5.1826e-05
[11 empty] | c_DK2_LargeDecentral | 4959 | 4.7826e-05
[11 empty] | c_DK2_LargeDecentral | 4960 | 4.816e-05
[11 empty] | c_DK2_LargeDecentral | 4961 | 5.4492e-05
[11 empty] | c_DK2_LargeDecentral | 4962 | 5.5492e-05
[11 empty] | c_DK2_LargeDecentral | 4963 | 6.0491e-05
[11 empty] | c_DK2_LargeDecentral | 4964 | 6.3157e-05
[11 empty] | c_DK2_LargeDecentral | 4965 | 5.8491e-05
[11 empty] | c_DK2_LargeDecentral | 4966 | 4.6327e-05
[11 empty] | c_DK2_LargeDecentral | 4967 | 3.0829e-05
[11 empty] | c_DK2_LargeDecentral | 4968 | 2.7663e-05
[11 empty] | c_DK2_LargeDecentral | 4969 | 2.8496e-05
[11 empty] | c_DK2_LargeDecentral | 4970 | 2.433e-05
[11 empty] | c_DK2_LargeDecentral | 4971 | 2.8829e-05
[11 empty] | c_DK2_LargeDecentral | 4972 | 4.3494e-05
[11 empty] | c_DK2_LargeDecentral | 4973 | 7.0656e-05
[11 empty] | c_DK2_LargeDecentral | 4974 | 9.2486e-05
[11 empty] | c_DK2_LargeDecentral | 4975 | 9.3653e-05
[11 empty] | c_DK2_LargeDecentral | 4976 | 7.4156e-05
[11 empty] | c_DK2_LargeDecentral | 4977 | 6.9823e-05
[11 empty] | c_DK2_LargeDecentral | 4978 | 6.899e-05
[11 empty] | c_DK2_LargeDecentral | 4979 | 6.1991e-05
[11 empty] | c_DK2_LargeDecentral | 4980 | 6.1324e-05
[11 empty] | c_DK2_LargeDecentral | 4981 | 5.2326e-05
[11 empty] | c_DK2_LargeDecentral | 4982 | 5.7158e-05
[11 empty] | c_DK2_LargeDecentral | 4983 | 5.1659e-05
[11 empty] | c_DK2_LargeDecentral | 4984 | 5.1826e-05
[11 empty] | c_DK2_LargeDecentral | 4985 | 5.3492e-05
[11 empty] | c_DK2_LargeDecentral | 4986 | 5.3992e-05
[11 empty] | c_DK2_LargeDecentral | 4987 | 5.6992e-05
[11 empty] | c_DK2_LargeDecentral | 4988 | 5.9325e-05
[11 empty] | c_DK2_LargeDecentral | 4989 | 5.6658e-05
[11 empty] | c_DK2_LargeDecentral | 4990 | 4.4993e-05
[11 empty] | c_DK2_LargeDecentral | 4991 | 2.9662e-05
[11 empty] | c_DK2_LargeDecentral | 4992 | 2.6163e-05
[11 empty] | c_DK2_LargeDecentral | 4993 | 2.9996e-05
[11 empty] | c_DK2_LargeDecentral | 4994 | 3.1162e-05
[11 empty] | c_DK2_LargeDecentral | 4995 | 3.9494e-05
[11 empty] | c_DK2_LargeDecentral | 4996 | 5.6325e-05
[11 empty] | c_DK2_LargeDecentral | 4997 | 8.2821e-05
[11 empty] | c_DK2_LargeDecentral | 4998 | 8.5487e-05
[11 empty] | c_DK2_LargeDecentral | 4999 | 8.9653e-05
[11 empty] | c_DK2_LargeDecentral | 5000 | 6.949e-05
[11 empty] | c_DK2_LargeDecentral | 5001 | 6.6324e-05
[11 empty] | c_DK2_LargeDecentral | 5002 | 6.3491e-05
[11 empty] | c_DK2_LargeDecentral | 5003 | 6.0491e-05
[11 empty] | c_DK2_LargeDecentral | 5004 | 5.9991e-05
[11 empty] | c_DK2_LargeDecentral | 5005 | 5.2326e-05
[11 empty] | c_DK2_LargeDecentral | 5006 | 5.0826e-05
[11 empty] | c_DK2_LargeDecentral | 5007 | 4.716e-05
[11 empty] | c_DK2_LargeDecentral | 5008 | 4.8493e-05
[11 empty] | c_DK2_LargeDecentral | 5009 | 5.3992e-05
[11 empty] | c_DK2_LargeDecentral | 5010 | 5.5825e-05
[11 empty] | c_DK2_LargeDecentral | 5011 | 5.8991e-05
[11 empty] | c_DK2_LargeDecentral | 5012 | 6.1824e-05
[11 empty] | c_DK2_LargeDecentral | 5013 | 5.9658e-05
[11 empty] | c_DK2_LargeDecentral | 5014 | 4.716e-05
[11 empty] | c_DK2_LargeDecentral | 5015 | 3.2829e-05
[11 empty] | c_DK2_LargeDecentral | 5016 | 2.4496e-05
[11 empty] | c_DK2_LargeDecentral | 5017 | 2.8496e-05
[11 empty] | c_DK2_LargeDecentral | 5018 | 2.7829e-05
[11 empty] | c_DK2_LargeDecentral | 5019 | 2.9329e-05
[11 empty] | c_DK2_LargeDecentral | 5020 | 4.566e-05
[11 empty] | c_DK2_LargeDecentral | 5021 | 8.1988e-05
[11 empty] | c_DK2_LargeDecentral | 5022 | 9.6819e-05
[11 empty] | c_DK2_LargeDecentral | 5023 | 9.6486e-05
[11 empty] | c_DK2_LargeDecentral | 5024 | 7.4489e-05
[11 empty] | c_DK2_LargeDecentral | 5025 | 7.1989e-05
[11 empty] | c_DK2_LargeDecentral | 5026 | 6.8157e-05
[11 empty] | c_DK2_LargeDecentral | 5027 | 6.6157e-05
[11 empty] | c_DK2_LargeDecentral | 5028 | 6.4491e-05
[11 empty] | c_DK2_LargeDecentral | 5029 | 5.4325e-05
[11 empty] | c_DK2_LargeDecentral | 5030 | 5.2992e-05
[11 empty] | c_DK2_LargeDecentral | 5031 | 4.8993e-05
[11 empty] | c_DK2_LargeDecentral | 5032 | 5.0159e-05
[11 empty] | c_DK2_LargeDecentral | 5033 | 5.4992e-05
[11 empty] | c_DK2_LargeDecentral | 5034 | 5.5992e-05
[11 empty] | c_DK2_LargeDecentral | 5035 | 6.0158e-05
[11 empty] | c_DK2_LargeDecentral | 5036 | 6.4491e-05
[11 empty] | c_DK2_LargeDecentral | 5037 | 5.8825e-05
[11 empty] | c_DK2_LargeDecentral | 5038 | 4.766e-05
[11 empty] | c_DK2_LargeDecentral | 5039 | 3.1829e-05
[11 empty] | c_DK2_LargeDecentral | 5040 | 2.4496e-05
[11 empty] | c_DK2_LargeDecentral | 5041 | 2.7996e-05
[11 empty] | c_DK2_LargeDecentral | 5042 | 2.7663e-05
[11 empty] | c_DK2_LargeDecentral | 5043 | 2.9662e-05
[11 empty] | c_DK2_LargeDecentral | 5044 | 4.616e-05
[11 empty] | c_DK2_LargeDecentral | 5045 | 8.3321e-05
[11 empty] | c_DK2_LargeDecentral | 5046 | 9.9319e-05
[11 empty] | c_DK2_LargeDecentral | 5047 | 9.8319e-05
[11 empty] | c_DK2_LargeDecentral | 5048 | 7.8155e-05
[11 empty] | c_DK2_LargeDecentral | 5049 | 7.5322e-05
[11 empty] | c_DK2_LargeDecentral | 5050 | 7.1323e-05
[11 empty] | c_DK2_LargeDecentral | 5051 | 6.899e-05
[11 empty] | c_DK2_LargeDecentral | 5052 | 6.6823e-05
[11 empty] | c_DK2_LargeDecentral | 5053 | 5.6658e-05
[11 empty] | c_DK2_LargeDecentral | 5054 | 5.4159e-05
[11 empty] | c_DK2_LargeDecentral | 5055 | 4.9826e-05
[11 empty] | c_DK2_LargeDecentral | 5056 | 5.0493e-05
[11 empty] | c_DK2_LargeDecentral | 5057 | 5.5825e-05
[11 empty] | c_DK2_LargeDecentral | 5058 | 5.6992e-05
[11 empty] | c_DK2_LargeDecentral | 5059 | 6.0991e-05
[11 empty] | c_DK2_LargeDecentral | 5060 | 6.4324e-05
[11 empty] | c_DK2_LargeDecentral | 5061 | 5.8825e-05
[11 empty] | c_DK2_LargeDecentral | 5062 | 4.7993e-05
[11 empty] | c_DK2_LargeDecentral | 5063 | 3.1995e-05
[11 empty] | c_DK2_LargeDecentral | 5064 | 2.583e-05
[11 empty] | c_DK2_LargeDecentral | 5065 | 2.8996e-05
[11 empty] | c_DK2_LargeDecentral | 5066 | 2.8829e-05
[11 empty] | c_DK2_LargeDecentral | 5067 | 3.1495e-05
[11 empty] | c_DK2_LargeDecentral | 5068 | 4.8826e-05
[11 empty] | c_DK2_LargeDecentral | 5069 | 8.6654e-05
[11 empty] | c_DK2_LargeDecentral | 5070 | 0.00010298
[11 empty] | c_DK2_LargeDecentral | 5071 | 0.00010165
[11 empty] | c_DK2_LargeDecentral | 5072 | 8.1988e-05
[11 empty] | c_DK2_LargeDecentral | 5073 | 7.8822e-05
[11 empty] | c_DK2_LargeDecentral | 5074 | 7.3489e-05
[11 empty] | c_DK2_LargeDecentral | 5075 | 7.0656e-05
[11 empty] | c_DK2_LargeDecentral | 5076 | 6.849e-05
[11 empty] | c_DK2_LargeDecentral | 5077 | 5.8491e-05
[11 empty] | c_DK2_LargeDecentral | 5078 | 5.6325e-05
[11 empty] | c_DK2_LargeDecentral | 5079 | 5.1992e-05
[11 empty] | c_DK2_LargeDecentral | 5080 | 5.2826e-05
[11 empty] | c_DK2_LargeDecentral | 5081 | 5.7825e-05
[11 empty] | c_DK2_LargeDecentral | 5082 | 5.9658e-05
[11 empty] | c_DK2_LargeDecentral | 5083 | 6.4157e-05
[11 empty] | c_DK2_LargeDecentral | 5084 | 6.7323e-05
[11 empty] | c_DK2_LargeDecentral | 5085 | 6.1824e-05
[11 empty] | c_DK2_LargeDecentral | 5086 | 4.9993e-05
[11 empty] | c_DK2_LargeDecentral | 5087 | 3.3495e-05
[11 empty] | c_DK2_LargeDecentral | 5088 | 2.6996e-05
[11 empty] | c_DK2_LargeDecentral | 5089 | 3.0496e-05
[11 empty] | c_DK2_LargeDecentral | 5090 | 2.9996e-05
[11 empty] | c_DK2_LargeDecentral | 5091 | 3.2662e-05
[11 empty] | c_DK2_LargeDecentral | 5092 | 5.0992e-05
[11 empty] | c_DK2_LargeDecentral | 5093 | 9.032e-05
[11 empty] | c_DK2_LargeDecentral | 5094 | 0.00010715
[11 empty] | c_DK2_LargeDecentral | 5095 | 0.00010532
[11 empty] | c_DK2_LargeDecentral | 5096 | 8.5321e-05
[11 empty] | c_DK2_LargeDecentral | 5097 | 8.1821e-05
[11 empty] | c_DK2_LargeDecentral | 5098 | 7.6489e-05
[11 empty] | c_DK2_LargeDecentral | 5099 | 7.3323e-05
[11 empty] | c_DK2_LargeDecentral | 5100 | 7.1489e-05
[11 empty] | c_DK2_LargeDecentral | 5101 | 6.0824e-05
[11 empty] | c_DK2_LargeDecentral | 5102 | 5.8658e-05
[11 empty] | c_DK2_LargeDecentral | 5103 | 5.4159e-05
[11 empty] | c_DK2_LargeDecentral | 5104 | 5.4992e-05
[11 empty] | c_DK2_LargeDecentral | 5105 | 6.0324e-05
[11 empty] | c_DK2_LargeDecentral | 5106 | 6.2158e-05
[11 empty] | c_DK2_LargeDecentral | 5107 | 6.6823e-05
[11 empty] | c_DK2_LargeDecentral | 5108 | 6.999e-05
[11 empty] | c_DK2_LargeDecentral | 5109 | 6.4324e-05
[11 empty] | c_DK2_LargeDecentral | 5110 | 5.2159e-05
[11 empty] | c_DK2_LargeDecentral | 5111 | 3.4995e-05
[11 empty] | c_DK2_LargeDecentral | 5112 | 2.7663e-05
[11 empty] | c_DK2_LargeDecentral | 5113 | 3.0329e-05
[11 empty] | c_DK2_LargeDecentral | 5114 | 2.9829e-05
[11 empty] | c_DK2_LargeDecentral | 5115 | 3.2162e-05
[11 empty] | c_DK2_LargeDecentral | 5116 | 4.9493e-05
[11 empty] | c_DK2_LargeDecentral | 5117 | 8.8487e-05
[11 empty] | c_DK2_LargeDecentral | 5118 | 0.00010432
[11 empty] | c_DK2_LargeDecentral | 5119 | 0.00010515
[11 empty] | c_DK2_LargeDecentral | 5120 | 8.5987e-05
[11 empty] | c_DK2_LargeDecentral | 5121 | 8.2821e-05
[11 empty] | c_DK2_LargeDecentral | 5122 | 7.5989e-05
[11 empty] | c_DK2_LargeDecentral | 5123 | 7.2656e-05
[11 empty] | c_DK2_LargeDecentral | 5124 | 7.049e-05
[11 empty] | c_DK2_LargeDecentral | 5125 | 6.1658e-05
[11 empty] | c_DK2_LargeDecentral | 5126 | 5.7991e-05
[11 empty] | c_DK2_LargeDecentral | 5127 | 5.3992e-05
[11 empty] | c_DK2_LargeDecentral | 5128 | 5.4492e-05
[11 empty] | c_DK2_LargeDecentral | 5129 | 6.0658e-05
[11 empty] | c_DK2_LargeDecentral | 5130 | 6.2824e-05
[11 empty] | c_DK2_LargeDecentral | 5131 | 6.8323e-05
[11 empty] | c_DK2_LargeDecentral | 5132 | 7.099e-05
[11 empty] | c_DK2_LargeDecentral | 5133 | 6.5657e-05
[11 empty] | c_DK2_LargeDecentral | 5134 | 5.2159e-05
[11 empty] | c_DK2_LargeDecentral | 5135 | 3.4828e-05
[11 empty] | c_DK2_LargeDecentral | 5136 | 2.9496e-05
[11 empty] | c_DK2_LargeDecentral | 5137 | 3.0162e-05
[11 empty] | c_DK2_LargeDecentral | 5138 | 2.7163e-05
[11 empty] | c_DK2_LargeDecentral | 5139 | 3.1495e-05
[11 empty] | c_DK2_LargeDecentral | 5140 | 4.7326e-05
[11 empty] | c_DK2_LargeDecentral | 5141 | 7.8155e-05
[11 empty] | c_DK2_LargeDecentral | 5142 | 0.00010082
[11 empty] | c_DK2_LargeDecentral | 5143 | 0.00010049
[11 empty] | c_DK2_LargeDecentral | 5144 | 8.1821e-05
[11 empty] | c_DK2_LargeDecentral | 5145 | 7.7489e-05
[11 empty] | c_DK2_LargeDecentral | 5146 | 7.5322e-05
[11 empty] | c_DK2_LargeDecentral | 5147 | 6.8657e-05
[11 empty] | c_DK2_LargeDecentral | 5148 | 6.6823e-05
[11 empty] | c_DK2_LargeDecentral | 5149 | 5.7325e-05
[11 empty] | c_DK2_LargeDecentral | 5150 | 6.0991e-05
[11 empty] | c_DK2_LargeDecentral | 5151 | 5.5992e-05
[11 empty] | c_DK2_LargeDecentral | 5152 | 5.6658e-05
[11 empty] | c_DK2_LargeDecentral | 5153 | 5.8491e-05
[11 empty] | c_DK2_LargeDecentral | 5154 | 6.0158e-05
[11 empty] | c_DK2_LargeDecentral | 5155 | 6.3491e-05
[11 empty] | c_DK2_LargeDecentral | 5156 | 6.5657e-05
[11 empty] | c_DK2_LargeDecentral | 5157 | 6.2824e-05
[11 empty] | c_DK2_LargeDecentral | 5158 | 4.9826e-05
[11 empty] | c_DK2_LargeDecentral | 5159 | 3.3162e-05
[11 empty] | c_DK2_LargeDecentral | 5160 | 2.8496e-05
[11 empty] | c_DK2_LargeDecentral | 5161 | 3.2495e-05
[11 empty] | c_DK2_LargeDecentral | 5162 | 3.3828e-05
[11 empty] | c_DK2_LargeDecentral | 5163 | 4.216e-05
[11 empty] | c_DK2_LargeDecentral | 5164 | 6.1158e-05
[11 empty] | c_DK2_LargeDecentral | 5165 | 9.232e-05
[11 empty] | c_DK2_LargeDecentral | 5166 | 9.5653e-05
[11 empty] | c_DK2_LargeDecentral | 5167 | 9.8152e-05
[11 empty] | c_DK2_LargeDecentral | 5168 | 7.7155e-05
[11 empty] | c_DK2_LargeDecentral | 5169 | 7.4322e-05
[11 empty] | c_DK2_LargeDecentral | 5170 | 6.9823e-05
[11 empty] | c_DK2_LargeDecentral | 5171 | 6.6657e-05
[11 empty] | c_DK2_LargeDecentral | 5172 | 6.5157e-05
[11 empty] | c_DK2_LargeDecentral | 5173 | 5.7658e-05
[11 empty] | c_DK2_LargeDecentral | 5174 | 5.5992e-05
[11 empty] | c_DK2_LargeDecentral | 5175 | 5.1992e-05
[11 empty] | c_DK2_LargeDecentral | 5176 | 5.3992e-05
[11 empty] | c_DK2_LargeDecentral | 5177 | 5.9325e-05
[11 empty] | c_DK2_LargeDecentral | 5178 | 6.1658e-05
[11 empty] | c_DK2_LargeDecentral | 5179 | 6.549e-05
[11 empty] | c_DK2_LargeDecentral | 5180 | 6.899e-05
[11 empty] | c_DK2_LargeDecentral | 5181 | 6.6657e-05
[11 empty] | c_DK2_LargeDecentral | 5182 | 5.2492e-05
[11 empty] | c_DK2_LargeDecentral | 5183 | 3.6495e-05
[11 empty] | c_DK2_LargeDecentral | 5184 | 2.7663e-05
[11 empty] | c_DK2_LargeDecentral | 5185 | 3.1329e-05
[11 empty] | c_DK2_LargeDecentral | 5186 | 3.0829e-05
[11 empty] | c_DK2_LargeDecentral | 5187 | 3.3495e-05
[11 empty] | c_DK2_LargeDecentral | 5188 | 5.1326e-05
[11 empty] | c_DK2_LargeDecentral | 5189 | 9.0987e-05
[11 empty] | c_DK2_LargeDecentral | 5190 | 0.00010715
[11 empty] | c_DK2_LargeDecentral | 5191 | 0.00010582
[11 empty] | c_DK2_LargeDecentral | 5192 | 8.3821e-05
[11 empty] | c_DK2_LargeDecentral | 5193 | 8.0655e-05
[11 empty] | c_DK2_LargeDecentral | 5194 | 7.4989e-05
[11 empty] | c_DK2_LargeDecentral | 5195 | 7.2323e-05
[11 empty] | c_DK2_LargeDecentral | 5196 | 7.0156e-05
[11 empty] | c_DK2_LargeDecentral | 5197 | 5.9991e-05
[11 empty] | c_DK2_LargeDecentral | 5198 | 5.8825e-05
[11 empty] | c_DK2_LargeDecentral | 5199 | 5.4325e-05
[11 empty] | c_DK2_LargeDecentral | 5200 | 5.5992e-05
[11 empty] | c_DK2_LargeDecentral | 5201 | 6.1158e-05
[11 empty] | c_DK2_LargeDecentral | 5202 | 6.2824e-05
[11 empty] | c_DK2_LargeDecentral | 5203 | 6.7657e-05
[11 empty] | c_DK2_LargeDecentral | 5204 | 7.1489e-05
[11 empty] | c_DK2_LargeDecentral | 5205 | 6.5657e-05
[11 empty] | c_DK2_LargeDecentral | 5206 | 5.3325e-05
[11 empty] | c_DK2_LargeDecentral | 5207 | 3.5828e-05
[11 empty] | c_DK2_LargeDecentral | 5208 | 2.6163e-05
[11 empty] | c_DK2_LargeDecentral | 5209 | 2.9662e-05
[11 empty] | c_DK2_LargeDecentral | 5210 | 2.9496e-05
[11 empty] | c_DK2_LargeDecentral | 5211 | 3.2162e-05
[11 empty] | c_DK2_LargeDecentral | 5212 | 4.9993e-05
[11 empty] | c_DK2_LargeDecentral | 5213 | 8.8654e-05
[11 empty] | c_DK2_LargeDecentral | 5214 | 0.00010515
[11 empty] | c_DK2_LargeDecentral | 5215 | 0.00010382
[11 empty] | c_DK2_LargeDecentral | 5216 | 8.3654e-05
[11 empty] | c_DK2_LargeDecentral | 5217 | 8.0322e-05
[11 empty] | c_DK2_LargeDecentral | 5218 | 7.5156e-05
[11 empty] | c_DK2_LargeDecentral | 5219 | 7.2323e-05
[11 empty] | c_DK2_LargeDecentral | 5220 | 6.999e-05
[11 empty] | c_DK2_LargeDecentral | 5221 | 5.9991e-05
[11 empty] | c_DK2_LargeDecentral | 5222 | 5.7492e-05
[11 empty] | c_DK2_LargeDecentral | 5223 | 5.2992e-05
[11 empty] | c_DK2_LargeDecentral | 5224 | 5.3992e-05
[11 empty] | c_DK2_LargeDecentral | 5225 | 5.9158e-05
[11 empty] | c_DK2_LargeDecentral | 5226 | 6.0824e-05
[11 empty] | c_DK2_LargeDecentral | 5227 | 6.549e-05
[11 empty] | c_DK2_LargeDecentral | 5228 | 6.8823e-05
[11 empty] | c_DK2_LargeDecentral | 5229 | 6.3324e-05
[11 empty] | c_DK2_LargeDecentral | 5230 | 5.0992e-05
[11 empty] | c_DK2_LargeDecentral | 5231 | 3.4162e-05
[11 empty] | c_DK2_LargeDecentral | 5232 | 2.6663e-05
[11 empty] | c_DK2_LargeDecentral | 5233 | 3.0329e-05
[11 empty] | c_DK2_LargeDecentral | 5234 | 2.9829e-05
[11 empty] | c_DK2_LargeDecentral | 5235 | 3.2495e-05
[11 empty] | c_DK2_LargeDecentral | 5236 | 5.0326e-05
[11 empty] | c_DK2_LargeDecentral | 5237 | 8.9653e-05
[11 empty] | c_DK2_LargeDecentral | 5238 | 0.00010632
[11 empty] | c_DK2_LargeDecentral | 5239 | 0.00010465
[11 empty] | c_DK2_LargeDecentral | 5240 | 8.4654e-05
[11 empty] | c_DK2_LargeDecentral | 5241 | 8.1488e-05
[11 empty] | c_DK2_LargeDecentral | 5242 | 7.5989e-05
[11 empty] | c_DK2_LargeDecentral | 5243 | 7.3156e-05
[11 empty] | c_DK2_LargeDecentral | 5244 | 7.099e-05
[11 empty] | c_DK2_LargeDecentral | 5245 | 6.0658e-05
[11 empty] | c_DK2_LargeDecentral | 5246 | 5.8158e-05
[11 empty] | c_DK2_LargeDecentral | 5247 | 5.3825e-05
[11 empty] | c_DK2_LargeDecentral | 5248 | 5.4825e-05
[11 empty] | c_DK2_LargeDecentral | 5249 | 5.9991e-05
[11 empty] | c_DK2_LargeDecentral | 5250 | 6.1658e-05
[11 empty] | c_DK2_LargeDecentral | 5251 | 6.649e-05
[11 empty] | c_DK2_LargeDecentral | 5252 | 6.999e-05
[11 empty] | c_DK2_LargeDecentral | 5253 | 6.4157e-05
[11 empty] | c_DK2_LargeDecentral | 5254 | 5.1992e-05
[11 empty] | c_DK2_LargeDecentral | 5255 | 3.4662e-05
[11 empty] | c_DK2_LargeDecentral | 5256 | 2.7163e-05
[11 empty] | c_DK2_LargeDecentral | 5257 | 3.0662e-05
[11 empty] | c_DK2_LargeDecentral | 5258 | 3.0496e-05
[11 empty] | c_DK2_LargeDecentral | 5259 | 3.3162e-05
[11 empty] | c_DK2_LargeDecentral | 5260 | 5.1826e-05
[11 empty] | c_DK2_LargeDecentral | 5261 | 9.1653e-05
[11 empty] | c_DK2_LargeDecentral | 5262 | 0.00010848
[11 empty] | c_DK2_LargeDecentral | 5263 | 0.00010682
[11 empty] | c_DK2_LargeDecentral | 5264 | 8.6487e-05
[11 empty] | c_DK2_LargeDecentral | 5265 | 8.3154e-05
[11 empty] | c_DK2_LargeDecentral | 5266 | 7.7822e-05
[11 empty] | c_DK2_LargeDecentral | 5267 | 7.4489e-05
[11 empty] | c_DK2_LargeDecentral | 5268 | 7.2489e-05
[11 empty] | c_DK2_LargeDecentral | 5269 | 6.1824e-05
[11 empty] | c_DK2_LargeDecentral | 5270 | 5.9491e-05
[11 empty] | c_DK2_LargeDecentral | 5271 | 5.4992e-05
[11 empty] | c_DK2_LargeDecentral | 5272 | 5.5658e-05
[11 empty] | c_DK2_LargeDecentral | 5273 | 6.1158e-05
[11 empty] | c_DK2_LargeDecentral | 5274 | 6.2991e-05
[11 empty] | c_DK2_LargeDecentral | 5275 | 6.8157e-05
[11 empty] | c_DK2_LargeDecentral | 5276 | 7.1489e-05
[11 empty] | c_DK2_LargeDecentral | 5277 | 6.549e-05
[11 empty] | c_DK2_LargeDecentral | 5278 | 5.2992e-05
[11 empty] | c_DK2_LargeDecentral | 5279 | 3.5661e-05
[11 empty] | c_DK2_LargeDecentral | 5280 | 2.7663e-05
[11 empty] | c_DK2_LargeDecentral | 5281 | 3.0329e-05
[11 empty] | c_DK2_LargeDecentral | 5282 | 2.9662e-05
[11 empty] | c_DK2_LargeDecentral | 5283 | 3.1995e-05
[11 empty] | c_DK2_LargeDecentral | 5284 | 4.9493e-05
[11 empty] | c_DK2_LargeDecentral | 5285 | 8.7987e-05
[11 empty] | c_DK2_LargeDecentral | 5286 | 0.00010365
[11 empty] | c_DK2_LargeDecentral | 5287 | 0.00010448
[11 empty] | c_DK2_LargeDecentral | 5288 | 8.5821e-05
[11 empty] | c_DK2_LargeDecentral | 5289 | 8.1988e-05
[11 empty] | c_DK2_LargeDecentral | 5290 | 7.5656e-05
[11 empty] | c_DK2_LargeDecentral | 5291 | 7.2156e-05
[11 empty] | c_DK2_LargeDecentral | 5292 | 7.049e-05
[11 empty] | c_DK2_LargeDecentral | 5293 | 6.1158e-05
[11 empty] | c_DK2_LargeDecentral | 5294 | 5.7825e-05
[11 empty] | c_DK2_LargeDecentral | 5295 | 5.3492e-05
[11 empty] | c_DK2_LargeDecentral | 5296 | 5.4159e-05
[11 empty] | c_DK2_LargeDecentral | 5297 | 6.0324e-05
[11 empty] | c_DK2_LargeDecentral | 5298 | 6.2657e-05
[11 empty] | c_DK2_LargeDecentral | 5299 | 6.799e-05
[11 empty] | c_DK2_LargeDecentral | 5300 | 7.049e-05
[11 empty] | c_DK2_LargeDecentral | 5301 | 6.5324e-05
[11 empty] | c_DK2_LargeDecentral | 5302 | 5.2159e-05
[11 empty] | c_DK2_LargeDecentral | 5303 | 3.4662e-05
[11 empty] | c_DK2_LargeDecentral | 5304 | 2.9162e-05
[11 empty] | c_DK2_LargeDecentral | 5305 | 2.9662e-05
[11 empty] | c_DK2_LargeDecentral | 5306 | 2.6496e-05
[11 empty] | c_DK2_LargeDecentral | 5307 | 3.0829e-05
[11 empty] | c_DK2_LargeDecentral | 5308 | 4.6826e-05
[11 empty] | c_DK2_LargeDecentral | 5309 | 7.6822e-05
[11 empty] | c_DK2_LargeDecentral | 5310 | 9.8985e-05
[11 empty] | c_DK2_LargeDecentral | 5311 | 9.8985e-05
[11 empty] | c_DK2_LargeDecentral | 5312 | 8.0488e-05
[11 empty] | c_DK2_LargeDecentral | 5313 | 7.6489e-05
[11 empty] | c_DK2_LargeDecentral | 5314 | 7.3989e-05
[11 empty] | c_DK2_LargeDecentral | 5315 | 6.7657e-05
[11 empty] | c_DK2_LargeDecentral | 5316 | 6.5657e-05
[11 empty] | c_DK2_LargeDecentral | 5317 | 5.6492e-05
[11 empty] | c_DK2_LargeDecentral | 5318 | 6.0491e-05
[11 empty] | c_DK2_LargeDecentral | 5319 | 5.4992e-05
[11 empty] | c_DK2_LargeDecentral | 5320 | 5.5825e-05
[11 empty] | c_DK2_LargeDecentral | 5321 | 5.7658e-05
[11 empty] | c_DK2_LargeDecentral | 5322 | 5.9158e-05
[11 empty] | c_DK2_LargeDecentral | 5323 | 6.2491e-05
[11 empty] | c_DK2_LargeDecentral | 5324 | 6.4657e-05
[11 empty] | c_DK2_LargeDecentral | 5325 | 6.1658e-05
[11 empty] | c_DK2_LargeDecentral | 5326 | 4.9159e-05
[11 empty] | c_DK2_LargeDecentral | 5327 | 3.2662e-05
[11 empty] | c_DK2_LargeDecentral | 5328 | 2.7329e-05
[11 empty] | c_DK2_LargeDecentral | 5329 | 3.0995e-05
[11 empty] | c_DK2_LargeDecentral | 5330 | 3.2662e-05
[11 empty] | c_DK2_LargeDecentral | 5331 | 4.1327e-05
[11 empty] | c_DK2_LargeDecentral | 5332 | 5.9325e-05
[11 empty] | c_DK2_LargeDecentral | 5333 | 8.882e-05
[11 empty] | c_DK2_LargeDecentral | 5334 | 9.2153e-05
[11 empty] | c_DK2_LargeDecentral | 5335 | 9.4486e-05
[11 empty] | c_DK2_LargeDecentral | 5336 | 7.4656e-05
[11 empty] | c_DK2_LargeDecentral | 5337 | 7.1156e-05
[11 empty] | c_DK2_LargeDecentral | 5338 | 6.7323e-05
[11 empty] | c_DK2_LargeDecentral | 5339 | 6.3991e-05
[11 empty] | c_DK2_LargeDecentral | 5340 | 6.3157e-05
[11 empty] | c_DK2_LargeDecentral | 5341 | 5.5325e-05
[11 empty] | c_DK2_LargeDecentral | 5342 | 5.3825e-05
[11 empty] | c_DK2_LargeDecentral | 5343 | 4.9993e-05
[11 empty] | c_DK2_LargeDecentral | 5344 | 5.1992e-05
[11 empty] | c_DK2_LargeDecentral | 5345 | 5.6992e-05
[11 empty] | c_DK2_LargeDecentral | 5346 | 5.9325e-05
[11 empty] | c_DK2_LargeDecentral | 5347 | 6.3324e-05
[11 empty] | c_DK2_LargeDecentral | 5348 | 6.6157e-05
[11 empty] | c_DK2_LargeDecentral | 5349 | 6.4324e-05
[11 empty] | c_DK2_LargeDecentral | 5350 | 5.0659e-05
[11 empty] | c_DK2_LargeDecentral | 5351 | 3.4995e-05
[11 empty] | c_DK2_LargeDecentral | 5352 | 2.7163e-05
[11 empty] | c_DK2_LargeDecentral | 5353 | 3.0496e-05
[11 empty] | c_DK2_LargeDecentral | 5354 | 2.9996e-05
[11 empty] | c_DK2_LargeDecentral | 5355 | 3.2662e-05
[11 empty] | c_DK2_LargeDecentral | 5356 | 5.0326e-05
[11 empty] | c_DK2_LargeDecentral | 5357 | 8.932e-05
[11 empty] | c_DK2_LargeDecentral | 5358 | 0.00010532
[11 empty] | c_DK2_LargeDecentral | 5359 | 0.00010365
[11 empty] | c_DK2_LargeDecentral | 5360 | 8.2155e-05
[11 empty] | c_DK2_LargeDecentral | 5361 | 7.9155e-05
[11 empty] | c_DK2_LargeDecentral | 5362 | 7.3656e-05
[11 empty] | c_DK2_LargeDecentral | 5363 | 7.1156e-05
[11 empty] | c_DK2_LargeDecentral | 5364 | 6.899e-05
[11 empty] | c_DK2_LargeDecentral | 5365 | 5.8991e-05
[11 empty] | c_DK2_LargeDecentral | 5366 | 5.7492e-05
[11 empty] | c_DK2_LargeDecentral | 5367 | 5.3159e-05
[11 empty] | c_DK2_LargeDecentral | 5368 | 5.4659e-05
[11 empty] | c_DK2_LargeDecentral | 5369 | 5.9658e-05
[11 empty] | c_DK2_LargeDecentral | 5370 | 6.1491e-05
[11 empty] | c_DK2_LargeDecentral | 5371 | 6.6157e-05
[11 empty] | c_DK2_LargeDecentral | 5372 | 7.0156e-05
[11 empty] | c_DK2_LargeDecentral | 5373 | 6.4491e-05
[11 empty] | c_DK2_LargeDecentral | 5374 | 5.2159e-05
[11 empty] | c_DK2_LargeDecentral | 5375 | 3.5328e-05
[11 empty] | c_DK2_LargeDecentral | 5376 | 2.8496e-05
[11 empty] | c_DK2_LargeDecentral | 5377 | 3.2329e-05
[11 empty] | c_DK2_LargeDecentral | 5378 | 3.1995e-05
[11 empty] | c_DK2_LargeDecentral | 5379 | 3.4662e-05
[11 empty] | c_DK2_LargeDecentral | 5380 | 5.3992e-05
[11 empty] | c_DK2_LargeDecentral | 5381 | 9.4486e-05
[11 empty] | c_DK2_LargeDecentral | 5382 | 0.00011382
[11 empty] | c_DK2_LargeDecentral | 5383 | 0.00011182
[11 empty] | c_DK2_LargeDecentral | 5384 | 9.0487e-05
[11 empty] | c_DK2_LargeDecentral | 5385 | 8.6987e-05
[11 empty] | c_DK2_LargeDecentral | 5386 | 8.1155e-05
[11 empty] | c_DK2_LargeDecentral | 5387 | 7.7822e-05
[11 empty] | c_DK2_LargeDecentral | 5388 | 7.5822e-05
[11 empty] | c_DK2_LargeDecentral | 5389 | 6.4824e-05
[11 empty] | c_DK2_LargeDecentral | 5390 | 6.2324e-05
[11 empty] | c_DK2_LargeDecentral | 5391 | 5.7658e-05
[11 empty] | c_DK2_LargeDecentral | 5392 | 5.8825e-05
[11 empty] | c_DK2_LargeDecentral | 5393 | 6.4157e-05
[11 empty] | c_DK2_LargeDecentral | 5394 | 6.6157e-05
[11 empty] | c_DK2_LargeDecentral | 5395 | 7.1323e-05
[11 empty] | c_DK2_LargeDecentral | 5396 | 7.4822e-05
[11 empty] | c_DK2_LargeDecentral | 5397 | 6.8823e-05
[11 empty] | c_DK2_LargeDecentral | 5398 | 5.5658e-05
[11 empty] | c_DK2_LargeDecentral | 5399 | 3.7328e-05
[11 empty] | c_DK2_LargeDecentral | 5400 | 3.0829e-05
[11 empty] | c_DK2_LargeDecentral | 5401 | 3.4328e-05
[11 empty] | c_DK2_LargeDecentral | 5402 | 3.3995e-05
[11 empty] | c_DK2_LargeDecentral | 5403 | 3.7161e-05
[11 empty] | c_DK2_LargeDecentral | 5404 | 5.7492e-05
[11 empty] | c_DK2_LargeDecentral | 5405 | 9.8985e-05
[11 empty] | c_DK2_LargeDecentral | 5406 | 0.00011932
[11 empty] | c_DK2_LargeDecentral | 5407 | 0.00011748
[11 empty] | c_DK2_LargeDecentral | 5408 | 9.5986e-05
[11 empty] | c_DK2_LargeDecentral | 5409 | 9.232e-05
[11 empty] | c_DK2_LargeDecentral | 5410 | 8.5821e-05
[11 empty] | c_DK2_LargeDecentral | 5411 | 8.2155e-05
[11 empty] | c_DK2_LargeDecentral | 5412 | 7.9655e-05
[11 empty] | c_DK2_LargeDecentral | 5413 | 6.9156e-05
[11 empty] | c_DK2_LargeDecentral | 5414 | 6.6324e-05
[11 empty] | c_DK2_LargeDecentral | 5415 | 6.1824e-05
[11 empty] | c_DK2_LargeDecentral | 5416 | 6.3324e-05
[11 empty] | c_DK2_LargeDecentral | 5417 | 6.8823e-05
[11 empty] | c_DK2_LargeDecentral | 5418 | 7.1323e-05
[11 empty] | c_DK2_LargeDecentral | 5419 | 7.6655e-05
[11 empty] | c_DK2_LargeDecentral | 5420 | 7.9988e-05
[11 empty] | c_DK2_LargeDecentral | 5421 | 7.3489e-05
[11 empty] | c_DK2_LargeDecentral | 5422 | 5.9325e-05
[11 empty] | c_DK2_LargeDecentral | 5423 | 3.9661e-05
[11 empty] | c_DK2_LargeDecentral | 5424 | 3.0496e-05
[11 empty] | c_DK2_LargeDecentral | 5425 | 3.4162e-05
[11 empty] | c_DK2_LargeDecentral | 5426 | 3.3828e-05
[11 empty] | c_DK2_LargeDecentral | 5427 | 3.6995e-05
[11 empty] | c_DK2_LargeDecentral | 5428 | 5.7158e-05
[11 empty] | c_DK2_LargeDecentral | 5429 | 9.8652e-05
[11 empty] | c_DK2_LargeDecentral | 5430 | 0.00011898
[11 empty] | c_DK2_LargeDecentral | 5431 | 0.00011698
[11 empty] | c_DK2_LargeDecentral | 5432 | 9.5319e-05
[11 empty] | c_DK2_LargeDecentral | 5433 | 9.1653e-05
[11 empty] | c_DK2_LargeDecentral | 5434 | 8.5321e-05
[11 empty] | c_DK2_LargeDecentral | 5435 | 8.1821e-05
[11 empty] | c_DK2_LargeDecentral | 5436 | 7.8988e-05
[11 empty] | c_DK2_LargeDecentral | 5437 | 6.8657e-05
[11 empty] | c_DK2_LargeDecentral | 5438 | 6.6157e-05
[11 empty] | c_DK2_LargeDecentral | 5439 | 6.1491e-05
[11 empty] | c_DK2_LargeDecentral | 5440 | 6.2824e-05
[11 empty] | c_DK2_LargeDecentral | 5441 | 6.8157e-05
[11 empty] | c_DK2_LargeDecentral | 5442 | 7.0656e-05
[11 empty] | c_DK2_LargeDecentral | 5443 | 7.5822e-05
[11 empty] | c_DK2_LargeDecentral | 5444 | 7.9488e-05
[11 empty] | c_DK2_LargeDecentral | 5445 | 7.2989e-05
[11 empty] | c_DK2_LargeDecentral | 5446 | 5.8658e-05
[11 empty] | c_DK2_LargeDecentral | 5447 | 3.9494e-05
[11 empty] | c_DK2_LargeDecentral | 5448 | 2.9996e-05
[11 empty] | c_DK2_LargeDecentral | 5449 | 3.2662e-05
[11 empty] | c_DK2_LargeDecentral | 5450 | 3.2162e-05
[11 empty] | c_DK2_LargeDecentral | 5451 | 3.4662e-05
[11 empty] | c_DK2_LargeDecentral | 5452 | 5.3492e-05
[11 empty] | c_DK2_LargeDecentral | 5453 | 9.3986e-05
[11 empty] | c_DK2_LargeDecentral | 5454 | 0.00011232
[11 empty] | c_DK2_LargeDecentral | 5455 | 0.00011282
[11 empty] | c_DK2_LargeDecentral | 5456 | 9.282e-05
[11 empty] | c_DK2_LargeDecentral | 5457 | 8.9154e-05
[11 empty] | c_DK2_LargeDecentral | 5458 | 8.1821e-05
[11 empty] | c_DK2_LargeDecentral | 5459 | 7.8322e-05
[11 empty] | c_DK2_LargeDecentral | 5460 | 7.6155e-05
[11 empty] | c_DK2_LargeDecentral | 5461 | 6.649e-05
[11 empty] | c_DK2_LargeDecentral | 5462 | 6.2657e-05
[11 empty] | c_DK2_LargeDecentral | 5463 | 5.7991e-05
[11 empty] | c_DK2_LargeDecentral | 5464 | 5.9158e-05
[11 empty] | c_DK2_LargeDecentral | 5465 | 6.5324e-05
[11 empty] | c_DK2_LargeDecentral | 5466 | 6.7657e-05
[11 empty] | c_DK2_LargeDecentral | 5467 | 7.4156e-05
[11 empty] | c_DK2_LargeDecentral | 5468 | 7.6655e-05
[11 empty] | c_DK2_LargeDecentral | 5469 | 7.1489e-05
[11 empty] | c_DK2_LargeDecentral | 5470 | 5.6658e-05
[11 empty] | c_DK2_LargeDecentral | 5471 | 3.7994e-05
[11 empty] | c_DK2_LargeDecentral | 5472 | 3.0995e-05
[11 empty] | c_DK2_LargeDecentral | 5473 | 3.1829e-05
[11 empty] | c_DK2_LargeDecentral | 5474 | 2.8662e-05
[11 empty] | c_DK2_LargeDecentral | 5475 | 3.3162e-05
[11 empty] | c_DK2_LargeDecentral | 5476 | 5.0493e-05
[11 empty] | c_DK2_LargeDecentral | 5477 | 8.2988e-05
[11 empty] | c_DK2_LargeDecentral | 5478 | 0.00010648
[11 empty] | c_DK2_LargeDecentral | 5479 | 0.00010615
[11 empty] | c_DK2_LargeDecentral | 5480 | 8.6987e-05
[11 empty] | c_DK2_LargeDecentral | 5481 | 8.2488e-05
[11 empty] | c_DK2_LargeDecentral | 5482 | 7.9988e-05
[11 empty] | c_DK2_LargeDecentral | 5483 | 7.2656e-05
[11 empty] | c_DK2_LargeDecentral | 5484 | 7.099e-05
[11 empty] | c_DK2_LargeDecentral | 5485 | 6.0824e-05
[11 empty] | c_DK2_LargeDecentral | 5486 | 6.4657e-05
[11 empty] | c_DK2_LargeDecentral | 5487 | 5.9158e-05
[11 empty] | c_DK2_LargeDecentral | 5488 | 5.9991e-05
[11 empty] | c_DK2_LargeDecentral | 5489 | 6.1991e-05
[11 empty] | c_DK2_LargeDecentral | 5490 | 6.3824e-05
[11 empty] | c_DK2_LargeDecentral | 5491 | 6.749e-05
[11 empty] | c_DK2_LargeDecentral | 5492 | 6.999e-05
[11 empty] | c_DK2_LargeDecentral | 5493 | 6.699e-05
[11 empty] | c_DK2_LargeDecentral | 5494 | 5.3325e-05
[11 empty] | c_DK2_LargeDecentral | 5495 | 3.5495e-05
[11 empty] | c_DK2_LargeDecentral | 5496 | 3.0162e-05
[11 empty] | c_DK2_LargeDecentral | 5497 | 3.4162e-05
[11 empty] | c_DK2_LargeDecentral | 5498 | 3.5661e-05
[11 empty] | c_DK2_LargeDecentral | 5499 | 4.416e-05
[11 empty] | c_DK2_LargeDecentral | 5500 | 6.4491e-05
[11 empty] | c_DK2_LargeDecentral | 5501 | 9.7486e-05
[11 empty] | c_DK2_LargeDecentral | 5502 | 0.00010165
[11 empty] | c_DK2_LargeDecentral | 5503 | 0.00010365
[11 empty] | c_DK2_LargeDecentral | 5504 | 8.2155e-05
[11 empty] | c_DK2_LargeDecentral | 5505 | 7.8988e-05
[11 empty] | c_DK2_LargeDecentral | 5506 | 7.4156e-05
[11 empty] | c_DK2_LargeDecentral | 5507 | 7.049e-05
[11 empty] | c_DK2_LargeDecentral | 5508 | 6.949e-05
[11 empty] | c_DK2_LargeDecentral | 5509 | 6.1158e-05
[11 empty] | c_DK2_LargeDecentral | 5510 | 5.9325e-05
[11 empty] | c_DK2_LargeDecentral | 5511 | 5.5492e-05
[11 empty] | c_DK2_LargeDecentral | 5512 | 5.7658e-05
[11 empty] | c_DK2_LargeDecentral | 5513 | 6.2991e-05
[11 empty] | c_DK2_LargeDecentral | 5514 | 6.5824e-05
[11 empty] | c_DK2_LargeDecentral | 5515 | 6.999e-05
[11 empty] | c_DK2_LargeDecentral | 5516 | 7.3656e-05
[11 empty] | c_DK2_LargeDecentral | 5517 | 7.099e-05
[11 empty] | c_DK2_LargeDecentral | 5518 | 5.5825e-05
[11 empty] | c_DK2_LargeDecentral | 5519 | 3.8661e-05
[11 empty] | c_DK2_LargeDecentral | 5520 | 2.9496e-05
[11 empty] | c_DK2_LargeDecentral | 5521 | 3.3162e-05
[11 empty] | c_DK2_LargeDecentral | 5522 | 3.2662e-05
[11 empty] | c_DK2_LargeDecentral | 5523 | 3.5661e-05
[11 empty] | c_DK2_LargeDecentral | 5524 | 5.4659e-05
[11 empty] | c_DK2_LargeDecentral | 5525 | 9.5653e-05
[11 empty] | c_DK2_LargeDecentral | 5526 | 0.00011382
[11 empty] | c_DK2_LargeDecentral | 5527 | 0.00011232
[11 empty] | c_DK2_LargeDecentral | 5528 | 8.932e-05
[11 empty] | c_DK2_LargeDecentral | 5529 | 8.6154e-05
[11 empty] | c_DK2_LargeDecentral | 5530 | 8.0155e-05
[11 empty] | c_DK2_LargeDecentral | 5531 | 7.6822e-05
[11 empty] | c_DK2_LargeDecentral | 5532 | 7.4989e-05
[11 empty] | c_DK2_LargeDecentral | 5533 | 6.4324e-05
[11 empty] | c_DK2_LargeDecentral | 5534 | 6.2657e-05
[11 empty] | c_DK2_LargeDecentral | 5535 | 5.8325e-05
[11 empty] | c_DK2_LargeDecentral | 5536 | 5.9825e-05
[11 empty] | c_DK2_LargeDecentral | 5537 | 6.499e-05
[11 empty] | c_DK2_LargeDecentral | 5538 | 6.7157e-05
[11 empty] | c_DK2_LargeDecentral | 5539 | 7.2489e-05
[11 empty] | c_DK2_LargeDecentral | 5540 | 7.6655e-05
[11 empty] | c_DK2_LargeDecentral | 5541 | 7.049e-05
[11 empty] | c_DK2_LargeDecentral | 5542 | 5.7158e-05
[11 empty] | c_DK2_LargeDecentral | 5543 | 3.8328e-05
[11 empty] | c_DK2_LargeDecentral | 5544 | 2.8996e-05
[11 empty] | c_DK2_LargeDecentral | 5545 | 3.2662e-05
[11 empty] | c_DK2_LargeDecentral | 5546 | 3.2329e-05
[11 empty] | c_DK2_LargeDecentral | 5547 | 3.5328e-05
[11 empty] | c_DK2_LargeDecentral | 5548 | 5.5159e-05
[11 empty] | c_DK2_LargeDecentral | 5549 | 9.5653e-05
[11 empty] | c_DK2_LargeDecentral | 5550 | 0.00011548
[11 empty] | c_DK2_LargeDecentral | 5551 | 0.00011315
[11 empty] | c_DK2_LargeDecentral | 5552 | 9.1986e-05
[11 empty] | c_DK2_LargeDecentral | 5553 | 8.8487e-05
[11 empty] | c_DK2_LargeDecentral | 5554 | 8.2488e-05
[11 empty] | c_DK2_LargeDecentral | 5555 | 7.8988e-05
[11 empty] | c_DK2_LargeDecentral | 5556 | 7.6655e-05
[11 empty] | c_DK2_LargeDecentral | 5557 | 6.5824e-05
[11 empty] | c_DK2_LargeDecentral | 5558 | 6.3491e-05
[11 empty] | c_DK2_LargeDecentral | 5559 | 5.8658e-05
[11 empty] | c_DK2_LargeDecentral | 5560 | 5.9991e-05
[11 empty] | c_DK2_LargeDecentral | 5561 | 6.5324e-05
[11 empty] | c_DK2_LargeDecentral | 5562 | 6.7323e-05
[11 empty] | c_DK2_LargeDecentral | 5563 | 7.2489e-05
[11 empty] | c_DK2_LargeDecentral | 5564 | 7.5989e-05
[11 empty] | c_DK2_LargeDecentral | 5565 | 6.999e-05
[11 empty] | c_DK2_LargeDecentral | 5566 | 5.6658e-05
[11 empty] | c_DK2_LargeDecentral | 5567 | 3.7994e-05
[11 empty] | c_DK2_LargeDecentral | 5568 | 3.0162e-05
[11 empty] | c_DK2_LargeDecentral | 5569 | 3.3828e-05
[11 empty] | c_DK2_LargeDecentral | 5570 | 3.3495e-05
[11 empty] | c_DK2_LargeDecentral | 5571 | 3.6495e-05
[11 empty] | c_DK2_LargeDecentral | 5572 | 5.6658e-05
[11 empty] | c_DK2_LargeDecentral | 5573 | 9.7986e-05
[11 empty] | c_DK2_LargeDecentral | 5574 | 0.00011798
[11 empty] | c_DK2_LargeDecentral | 5575 | 0.00011582
[11 empty] | c_DK2_LargeDecentral | 5576 | 9.4486e-05
[11 empty] | c_DK2_LargeDecentral | 5577 | 9.082e-05
[11 empty] | c_DK2_LargeDecentral | 5578 | 8.4654e-05
[11 empty] | c_DK2_LargeDecentral | 5579 | 8.0988e-05
[11 empty] | c_DK2_LargeDecentral | 5580 | 7.8655e-05
[11 empty] | c_DK2_LargeDecentral | 5581 | 6.7823e-05
[11 empty] | c_DK2_LargeDecentral | 5582 | 6.549e-05
[11 empty] | c_DK2_LargeDecentral | 5583 | 6.0658e-05
[11 empty] | c_DK2_LargeDecentral | 5584 | 6.1991e-05
[11 empty] | c_DK2_LargeDecentral | 5585 | 6.749e-05
[11 empty] | c_DK2_LargeDecentral | 5586 | 6.9823e-05
[11 empty] | c_DK2_LargeDecentral | 5587 | 7.5322e-05
[11 empty] | c_DK2_LargeDecentral | 5588 | 7.8488e-05
[11 empty] | c_DK2_LargeDecentral | 5589 | 7.2323e-05
[11 empty] | c_DK2_LargeDecentral | 5590 | 5.8491e-05
[11 empty] | c_DK2_LargeDecentral | 5591 | 3.9161e-05
[11 empty] | c_DK2_LargeDecentral | 5592 | 2.8496e-05
[11 empty] | c_DK2_LargeDecentral | 5593 | 3.2329e-05
[11 empty] | c_DK2_LargeDecentral | 5594 | 3.1995e-05
[11 empty] | c_DK2_LargeDecentral | 5595 | 3.4828e-05
[11 empty] | c_DK2_LargeDecentral | 5596 | 5.4325e-05
[11 empty] | c_DK2_LargeDecentral | 5597 | 9.4653e-05
[11 empty] | c_DK2_LargeDecentral | 5598 | 0.00011398
[11 empty] | c_DK2_LargeDecentral | 5599 | 0.00011198
[11 empty] | c_DK2_LargeDecentral | 5600 | 9.0653e-05
[11 empty] | c_DK2_LargeDecentral | 5601 | 8.732e-05
[11 empty] | c_DK2_LargeDecentral | 5602 | 8.1321e-05
[11 empty] | c_DK2_LargeDecentral | 5603 | 7.7989e-05
[11 empty] | c_DK2_LargeDecentral | 5604 | 7.5822e-05
[11 empty] | c_DK2_LargeDecentral | 5605 | 6.4824e-05
[11 empty] | c_DK2_LargeDecentral | 5606 | 6.2324e-05
[11 empty] | c_DK2_LargeDecentral | 5607 | 5.7658e-05
[11 empty] | c_DK2_LargeDecentral | 5608 | 5.8825e-05
[11 empty] | c_DK2_LargeDecentral | 5609 | 6.4157e-05
[11 empty] | c_DK2_LargeDecentral | 5610 | 6.6157e-05
[11 empty] | c_DK2_LargeDecentral | 5611 | 7.1489e-05
[11 empty] | c_DK2_LargeDecentral | 5612 | 7.4989e-05
[11 empty] | c_DK2_LargeDecentral | 5613 | 6.8823e-05
[11 empty] | c_DK2_LargeDecentral | 5614 | 5.5992e-05
[11 empty] | c_DK2_LargeDecentral | 5615 | 3.7328e-05
[11 empty] | c_DK2_LargeDecentral | 5616 | 2.7829e-05
[11 empty] | c_DK2_LargeDecentral | 5617 | 3.0496e-05
[11 empty] | c_DK2_LargeDecentral | 5618 | 2.9829e-05
[11 empty] | c_DK2_LargeDecentral | 5619 | 3.2329e-05
[11 empty] | c_DK2_LargeDecentral | 5620 | 4.9659e-05
[11 empty] | c_DK2_LargeDecentral | 5621 | 8.882e-05
[11 empty] | c_DK2_LargeDecentral | 5622 | 0.00010448
[11 empty] | c_DK2_LargeDecentral | 5623 | 0.00010515
[11 empty] | c_DK2_LargeDecentral | 5624 | 8.6154e-05
[11 empty] | c_DK2_LargeDecentral | 5625 | 8.2988e-05
[11 empty] | c_DK2_LargeDecentral | 5626 | 7.6322e-05
[11 empty] | c_DK2_LargeDecentral | 5627 | 7.2989e-05
[11 empty] | c_DK2_LargeDecentral | 5628 | 7.0656e-05
[11 empty] | c_DK2_LargeDecentral | 5629 | 6.1824e-05
[11 empty] | c_DK2_LargeDecentral | 5630 | 5.8158e-05
[11 empty] | c_DK2_LargeDecentral | 5631 | 5.3992e-05
[11 empty] | c_DK2_LargeDecentral | 5632 | 5.4825e-05
[11 empty] | c_DK2_LargeDecentral | 5633 | 6.0658e-05
[11 empty] | c_DK2_LargeDecentral | 5634 | 6.2991e-05
[11 empty] | c_DK2_LargeDecentral | 5635 | 6.849e-05
[11 empty] | c_DK2_LargeDecentral | 5636 | 7.099e-05
[11 empty] | c_DK2_LargeDecentral | 5637 | 6.6157e-05
[11 empty] | c_DK2_LargeDecentral | 5638 | 5.2659e-05
[11 empty] | c_DK2_LargeDecentral | 5639 | 3.4995e-05
[11 empty] | c_DK2_LargeDecentral | 5640 | 2.9496e-05
[11 empty] | c_DK2_LargeDecentral | 5641 | 3.0329e-05
[11 empty] | c_DK2_LargeDecentral | 5642 | 2.7163e-05
[11 empty] | c_DK2_LargeDecentral | 5643 | 3.1495e-05
[11 empty] | c_DK2_LargeDecentral | 5644 | 4.7493e-05
[11 empty] | c_DK2_LargeDecentral | 5645 | 7.8155e-05
[11 empty] | c_DK2_LargeDecentral | 5646 | 0.00010082
[11 empty] | c_DK2_LargeDecentral | 5647 | 0.00010049
[11 empty] | c_DK2_LargeDecentral | 5648 | 8.1821e-05
[11 empty] | c_DK2_LargeDecentral | 5649 | 7.7655e-05
[11 empty] | c_DK2_LargeDecentral | 5650 | 7.5322e-05
[11 empty] | c_DK2_LargeDecentral | 5651 | 6.8657e-05
[11 empty] | c_DK2_LargeDecentral | 5652 | 6.699e-05
[11 empty] | c_DK2_LargeDecentral | 5653 | 5.7325e-05
[11 empty] | c_DK2_LargeDecentral | 5654 | 6.0991e-05
[11 empty] | c_DK2_LargeDecentral | 5655 | 5.5992e-05
[11 empty] | c_DK2_LargeDecentral | 5656 | 5.6658e-05
[11 empty] | c_DK2_LargeDecentral | 5657 | 5.8491e-05
[11 empty] | c_DK2_LargeDecentral | 5658 | 6.0324e-05
[11 empty] | c_DK2_LargeDecentral | 5659 | 6.3491e-05
[11 empty] | c_DK2_LargeDecentral | 5660 | 6.5657e-05
[11 empty] | c_DK2_LargeDecentral | 5661 | 6.2824e-05
[11 empty] | c_DK2_LargeDecentral | 5662 | 5.0159e-05
[11 empty] | c_DK2_LargeDecentral | 5663 | 3.3162e-05
[11 empty] | c_DK2_LargeDecentral | 5664 | 2.6829e-05
[11 empty] | c_DK2_LargeDecentral | 5665 | 3.0995e-05
[11 empty] | c_DK2_LargeDecentral | 5666 | 3.2495e-05
[11 empty] | c_DK2_LargeDecentral | 5667 | 4.1327e-05
[11 empty] | c_DK2_LargeDecentral | 5668 | 5.9158e-05
[11 empty] | c_DK2_LargeDecentral | 5669 | 8.7487e-05
[11 empty] | c_DK2_LargeDecentral | 5670 | 9.082e-05
[11 empty] | c_DK2_LargeDecentral | 5671 | 9.3153e-05
[11 empty] | c_DK2_LargeDecentral | 5672 | 7.3323e-05
[11 empty] | c_DK2_LargeDecentral | 5673 | 7.0156e-05
[11 empty] | c_DK2_LargeDecentral | 5674 | 6.6324e-05
[11 empty] | c_DK2_LargeDecentral | 5675 | 6.3157e-05
[11 empty] | c_DK2_LargeDecentral | 5676 | 6.1991e-05
[11 empty] | c_DK2_LargeDecentral | 5677 | 5.4492e-05
[11 empty] | c_DK2_LargeDecentral | 5678 | 5.3159e-05
[11 empty] | c_DK2_LargeDecentral | 5679 | 4.9326e-05
[11 empty] | c_DK2_LargeDecentral | 5680 | 5.1326e-05
[11 empty] | c_DK2_LargeDecentral | 5681 | 5.6325e-05
[11 empty] | c_DK2_LargeDecentral | 5682 | 5.8325e-05
[11 empty] | c_DK2_LargeDecentral | 5683 | 6.2158e-05
[11 empty] | c_DK2_LargeDecentral | 5684 | 6.5324e-05
[11 empty] | c_DK2_LargeDecentral | 5685 | 6.3157e-05
[11 empty] | c_DK2_LargeDecentral | 5686 | 4.9659e-05
[11 empty] | c_DK2_LargeDecentral | 5687 | 3.4495e-05
[11 empty] | c_DK2_LargeDecentral | 5688 | 2.5163e-05
[11 empty] | c_DK2_LargeDecentral | 5689 | 2.9162e-05
[11 empty] | c_DK2_LargeDecentral | 5690 | 2.8662e-05
[11 empty] | c_DK2_LargeDecentral | 5691 | 3.0329e-05
[11 empty] | c_DK2_LargeDecentral | 5692 | 4.716e-05
[11 empty] | c_DK2_LargeDecentral | 5693 | 8.4488e-05
[11 empty] | c_DK2_LargeDecentral | 5694 | 9.9652e-05
[11 empty] | c_DK2_LargeDecentral | 5695 | 9.8985e-05
[11 empty] | c_DK2_LargeDecentral | 5696 | 7.7155e-05
[11 empty] | c_DK2_LargeDecentral | 5697 | 7.4489e-05
[11 empty] | c_DK2_LargeDecentral | 5698 | 6.999e-05
[11 empty] | c_DK2_LargeDecentral | 5699 | 6.799e-05
[11 empty] | c_DK2_LargeDecentral | 5700 | 6.6157e-05
[11 empty] | c_DK2_LargeDecentral | 5701 | 5.5825e-05
[11 empty] | c_DK2_LargeDecentral | 5702 | 5.4659e-05
[11 empty] | c_DK2_LargeDecentral | 5703 | 5.0493e-05
[11 empty] | c_DK2_LargeDecentral | 5704 | 5.1826e-05
[11 empty] | c_DK2_LargeDecentral | 5705 | 5.6825e-05
[11 empty] | c_DK2_LargeDecentral | 5706 | 5.7825e-05
[11 empty] | c_DK2_LargeDecentral | 5707 | 6.2158e-05
[11 empty] | c_DK2_LargeDecentral | 5708 | 6.649e-05
[11 empty] | c_DK2_LargeDecentral | 5709 | 6.0491e-05
[11 empty] | c_DK2_LargeDecentral | 5710 | 4.8993e-05
[11 empty] | c_DK2_LargeDecentral | 5711 | 3.2995e-05
[11 empty] | c_DK2_LargeDecentral | 5712 | 2.4496e-05
[11 empty] | c_DK2_LargeDecentral | 5713 | 2.7996e-05
[11 empty] | c_DK2_LargeDecentral | 5714 | 2.7663e-05
[11 empty] | c_DK2_LargeDecentral | 5715 | 2.9496e-05
[11 empty] | c_DK2_LargeDecentral | 5716 | 4.616e-05
[11 empty] | c_DK2_LargeDecentral | 5717 | 8.2988e-05
[11 empty] | c_DK2_LargeDecentral | 5718 | 9.8486e-05
[11 empty] | c_DK2_LargeDecentral | 5719 | 9.7819e-05
[11 empty] | c_DK2_LargeDecentral | 5720 | 7.7822e-05
[11 empty] | c_DK2_LargeDecentral | 5721 | 7.4989e-05
[11 empty] | c_DK2_LargeDecentral | 5722 | 7.0656e-05
[11 empty] | c_DK2_LargeDecentral | 5723 | 6.8823e-05
[11 empty] | c_DK2_LargeDecentral | 5724 | 6.649e-05
[11 empty] | c_DK2_LargeDecentral | 5725 | 5.5825e-05
[11 empty] | c_DK2_LargeDecentral | 5726 | 5.3825e-05
[11 empty] | c_DK2_LargeDecentral | 5727 | 4.9659e-05
[11 empty] | c_DK2_LargeDecentral | 5728 | 5.0159e-05
[11 empty] | c_DK2_LargeDecentral | 5729 | 5.5492e-05
[11 empty] | c_DK2_LargeDecentral | 5730 | 5.6492e-05
[11 empty] | c_DK2_LargeDecentral | 5731 | 6.0824e-05
[11 empty] | c_DK2_LargeDecentral | 5732 | 6.4157e-05
[11 empty] | c_DK2_LargeDecentral | 5733 | 5.8658e-05
[11 empty] | c_DK2_LargeDecentral | 5734 | 4.766e-05
[11 empty] | c_DK2_LargeDecentral | 5735 | 3.1995e-05
[11 empty] | c_DK2_LargeDecentral | 5736 | 2.3996e-05
[11 empty] | c_DK2_LargeDecentral | 5737 | 2.7829e-05
[11 empty] | c_DK2_LargeDecentral | 5738 | 2.7163e-05
[11 empty] | c_DK2_LargeDecentral | 5739 | 2.8829e-05
[11 empty] | c_DK2_LargeDecentral | 5740 | 4.5327e-05
[11 empty] | c_DK2_LargeDecentral | 5741 | 8.1655e-05
[11 empty] | c_DK2_LargeDecentral | 5742 | 9.6986e-05
[11 empty] | c_DK2_LargeDecentral | 5743 | 9.6319e-05
[11 empty] | c_DK2_LargeDecentral | 5744 | 7.6489e-05
[11 empty] | c_DK2_LargeDecentral | 5745 | 7.3489e-05
[11 empty] | c_DK2_LargeDecentral | 5746 | 6.9656e-05
[11 empty] | c_DK2_LargeDecentral | 5747 | 6.7657e-05
[11 empty] | c_DK2_LargeDecentral | 5748 | 6.5657e-05
[11 empty] | c_DK2_LargeDecentral | 5749 | 5.5159e-05
[11 empty] | c_DK2_LargeDecentral | 5750 | 5.3159e-05
[11 empty] | c_DK2_LargeDecentral | 5751 | 4.866e-05
[11 empty] | c_DK2_LargeDecentral | 5752 | 4.9493e-05
[11 empty] | c_DK2_LargeDecentral | 5753 | 5.4492e-05
[11 empty] | c_DK2_LargeDecentral | 5754 | 5.5658e-05
[11 empty] | c_DK2_LargeDecentral | 5755 | 5.9825e-05
[11 empty] | c_DK2_LargeDecentral | 5756 | 6.3157e-05
[11 empty] | c_DK2_LargeDecentral | 5757 | 5.7658e-05
[11 empty] | c_DK2_LargeDecentral | 5758 | 4.716e-05
[11 empty] | c_DK2_LargeDecentral | 5759 | 3.1329e-05
[11 empty] | c_DK2_LargeDecentral | 5760 | 2.483e-05
[11 empty] | c_DK2_LargeDecentral | 5761 | 2.8496e-05
[11 empty] | c_DK2_LargeDecentral | 5762 | 2.7996e-05
[11 empty] | c_DK2_LargeDecentral | 5763 | 2.9829e-05
[11 empty] | c_DK2_LargeDecentral | 5764 | 4.666e-05
[11 empty] | c_DK2_LargeDecentral | 5765 | 8.3988e-05
[11 empty] | c_DK2_LargeDecentral | 5766 | 9.9652e-05
[11 empty] | c_DK2_LargeDecentral | 5767 | 9.8652e-05
[11 empty] | c_DK2_LargeDecentral | 5768 | 7.8822e-05
[11 empty] | c_DK2_LargeDecentral | 5769 | 7.5989e-05
[11 empty] | c_DK2_LargeDecentral | 5770 | 7.1323e-05
[11 empty] | c_DK2_LargeDecentral | 5771 | 6.9156e-05
[11 empty] | c_DK2_LargeDecentral | 5772 | 6.7157e-05
[11 empty] | c_DK2_LargeDecentral | 5773 | 5.6658e-05
[11 empty] | c_DK2_LargeDecentral | 5774 | 5.4659e-05
[11 empty] | c_DK2_LargeDecentral | 5775 | 5.0159e-05
[11 empty] | c_DK2_LargeDecentral | 5776 | 5.0992e-05
[11 empty] | c_DK2_LargeDecentral | 5777 | 5.6158e-05
[11 empty] | c_DK2_LargeDecentral | 5778 | 5.7492e-05
[11 empty] | c_DK2_LargeDecentral | 5779 | 6.1491e-05
[11 empty] | c_DK2_LargeDecentral | 5780 | 6.5324e-05
[11 empty] | c_DK2_LargeDecentral | 5781 | 5.9658e-05
[11 empty] | c_DK2_LargeDecentral | 5782 | 4.816e-05
[11 empty] | c_DK2_LargeDecentral | 5783 | 3.2162e-05
[11 empty] | c_DK2_LargeDecentral | 5784 | 2.6829e-05
[11 empty] | c_DK2_LargeDecentral | 5785 | 2.8996e-05
[11 empty] | c_DK2_LargeDecentral | 5786 | 2.8829e-05
[11 empty] | c_DK2_LargeDecentral | 5787 | 3.0829e-05
[11 empty] | c_DK2_LargeDecentral | 5788 | 4.7326e-05
[11 empty] | c_DK2_LargeDecentral | 5789 | 8.4488e-05
[11 empty] | c_DK2_LargeDecentral | 5790 | 9.9985e-05
[11 empty] | c_DK2_LargeDecentral | 5791 | 0.00010099
[11 empty] | c_DK2_LargeDecentral | 5792 | 8.2655e-05
[11 empty] | c_DK2_LargeDecentral | 5793 | 7.9322e-05
[11 empty] | c_DK2_LargeDecentral | 5794 | 7.2823e-05
[11 empty] | c_DK2_LargeDecentral | 5795 | 6.9823e-05
[11 empty] | c_DK2_LargeDecentral | 5796 | 6.7657e-05
[11 empty] | c_DK2_LargeDecentral | 5797 | 5.9158e-05
[11 empty] | c_DK2_LargeDecentral | 5798 | 5.5492e-05
[11 empty] | c_DK2_LargeDecentral | 5799 | 5.1492e-05
[11 empty] | c_DK2_LargeDecentral | 5800 | 5.2159e-05
[11 empty] | c_DK2_LargeDecentral | 5801 | 5.7991e-05
[11 empty] | c_DK2_LargeDecentral | 5802 | 6.0158e-05
[11 empty] | c_DK2_LargeDecentral | 5803 | 6.549e-05
[11 empty] | c_DK2_LargeDecentral | 5804 | 6.799e-05
[11 empty] | c_DK2_LargeDecentral | 5805 | 6.2991e-05
[11 empty] | c_DK2_LargeDecentral | 5806 | 4.9993e-05
[11 empty] | c_DK2_LargeDecentral | 5807 | 3.3495e-05
[11 empty] | c_DK2_LargeDecentral | 5808 | 2.9162e-05
[11 empty] | c_DK2_LargeDecentral | 5809 | 2.9829e-05
[11 empty] | c_DK2_LargeDecentral | 5810 | 2.5663e-05
[11 empty] | c_DK2_LargeDecentral | 5811 | 2.9662e-05
[11 empty] | c_DK2_LargeDecentral | 5812 | 4.4827e-05
[11 empty] | c_DK2_LargeDecentral | 5813 | 7.3989e-05
[11 empty] | c_DK2_LargeDecentral | 5814 | 9.5986e-05
[11 empty] | c_DK2_LargeDecentral | 5815 | 9.6652e-05
[11 empty] | c_DK2_LargeDecentral | 5816 | 7.7989e-05
[11 empty] | c_DK2_LargeDecentral | 5817 | 7.3989e-05
[11 empty] | c_DK2_LargeDecentral | 5818 | 7.2156e-05
[11 empty] | c_DK2_LargeDecentral | 5819 | 6.5324e-05
[11 empty] | c_DK2_LargeDecentral | 5820 | 6.4157e-05
[11 empty] | c_DK2_LargeDecentral | 5821 | 5.4825e-05
[11 empty] | c_DK2_LargeDecentral | 5822 | 5.9325e-05
[11 empty] | c_DK2_LargeDecentral | 5823 | 5.4159e-05
[11 empty] | c_DK2_LargeDecentral | 5824 | 5.4159e-05
[11 empty] | c_DK2_LargeDecentral | 5825 | 5.5992e-05
[11 empty] | c_DK2_LargeDecentral | 5826 | 5.7325e-05
[11 empty] | c_DK2_LargeDecentral | 5827 | 6.0158e-05
[11 empty] | c_DK2_LargeDecentral | 5828 | 6.2324e-05
[11 empty] | c_DK2_LargeDecentral | 5829 | 5.9825e-05
[11 empty] | c_DK2_LargeDecentral | 5830 | 4.7326e-05
[11 empty] | c_DK2_LargeDecentral | 5831 | 3.1495e-05
[11 empty] | c_DK2_LargeDecentral | 5832 | 2.7663e-05
[11 empty] | c_DK2_LargeDecentral | 5833 | 3.1495e-05
[11 empty] | c_DK2_LargeDecentral | 5834 | 3.3162e-05
[11 empty] | c_DK2_LargeDecentral | 5835 | 4.1661e-05
[11 empty] | c_DK2_LargeDecentral | 5836 | 5.9825e-05
[11 empty] | c_DK2_LargeDecentral | 5837 | 8.9653e-05
[11 empty] | c_DK2_LargeDecentral | 5838 | 9.3153e-05
[11 empty] | c_DK2_LargeDecentral | 5839 | 9.5819e-05
[11 empty] | c_DK2_LargeDecentral | 5840 | 7.5322e-05
[11 empty] | c_DK2_LargeDecentral | 5841 | 7.1989e-05
[11 empty] | c_DK2_LargeDecentral | 5842 | 6.8157e-05
[11 empty] | c_DK2_LargeDecentral | 5843 | 6.499e-05
[11 empty] | c_DK2_LargeDecentral | 5844 | 6.3657e-05
[11 empty] | c_DK2_LargeDecentral | 5845 | 5.5992e-05
[11 empty] | c_DK2_LargeDecentral | 5846 | 5.4659e-05
[11 empty] | c_DK2_LargeDecentral | 5847 | 5.0826e-05
[11 empty] | c_DK2_LargeDecentral | 5848 | 5.2659e-05
[11 empty] | c_DK2_LargeDecentral | 5849 | 5.7825e-05
[11 empty] | c_DK2_LargeDecentral | 5850 | 5.9991e-05
[11 empty] | c_DK2_LargeDecentral | 5851 | 6.3991e-05
[11 empty] | c_DK2_LargeDecentral | 5852 | 6.7323e-05
[11 empty] | c_DK2_LargeDecentral | 5853 | 6.499e-05
[11 empty] | c_DK2_LargeDecentral | 5854 | 5.0992e-05
[11 empty] | c_DK2_LargeDecentral | 5855 | 3.5495e-05
[11 empty] | c_DK2_LargeDecentral | 5856 | 2.9829e-05
[11 empty] | c_DK2_LargeDecentral | 5857 | 3.3662e-05
[11 empty] | c_DK2_LargeDecentral | 5858 | 3.3328e-05
[11 empty] | c_DK2_LargeDecentral | 5859 | 3.6161e-05
[11 empty] | c_DK2_LargeDecentral | 5860 | 5.5159e-05
[11 empty] | c_DK2_LargeDecentral | 5861 | 9.5819e-05
[11 empty] | c_DK2_LargeDecentral | 5862 | 0.00011432
[11 empty] | c_DK2_LargeDecentral | 5863 | 0.00011265
[11 empty] | c_DK2_LargeDecentral | 5864 | 9.0153e-05
[11 empty] | c_DK2_LargeDecentral | 5865 | 8.6821e-05
[11 empty] | c_DK2_LargeDecentral | 5866 | 8.0655e-05
[11 empty] | c_DK2_LargeDecentral | 5867 | 7.7322e-05
[11 empty] | c_DK2_LargeDecentral | 5868 | 7.5322e-05
[11 empty] | c_DK2_LargeDecentral | 5869 | 6.5157e-05
[11 empty] | c_DK2_LargeDecentral | 5870 | 6.3324e-05
[11 empty] | c_DK2_LargeDecentral | 5871 | 5.9158e-05
[11 empty] | c_DK2_LargeDecentral | 5872 | 6.0824e-05
[11 empty] | c_DK2_LargeDecentral | 5873 | 6.6157e-05
[11 empty] | c_DK2_LargeDecentral | 5874 | 6.8323e-05
[11 empty] | c_DK2_LargeDecentral | 5875 | 7.3489e-05
[11 empty] | c_DK2_LargeDecentral | 5876 | 7.7655e-05
[11 empty] | c_DK2_LargeDecentral | 5877 | 7.1323e-05
[11 empty] | c_DK2_LargeDecentral | 5878 | 5.7658e-05
[11 empty] | c_DK2_LargeDecentral | 5879 | 3.8661e-05
[11 empty] | c_DK2_LargeDecentral | 5880 | 3.0329e-05
[11 empty] | c_DK2_LargeDecentral | 5881 | 3.3828e-05
[11 empty] | c_DK2_LargeDecentral | 5882 | 3.3495e-05
[11 empty] | c_DK2_LargeDecentral | 5883 | 3.6661e-05
[11 empty] | c_DK2_LargeDecentral | 5884 | 5.6492e-05
[11 empty] | c_DK2_LargeDecentral | 5885 | 9.7486e-05
[11 empty] | c_DK2_LargeDecentral | 5886 | 0.00011782
[11 empty] | c_DK2_LargeDecentral | 5887 | 0.00011548
[11 empty] | c_DK2_LargeDecentral | 5888 | 9.4319e-05
[11 empty] | c_DK2_LargeDecentral | 5889 | 9.0487e-05
[11 empty] | c_DK2_LargeDecentral | 5890 | 8.4321e-05
[11 empty] | c_DK2_LargeDecentral | 5891 | 8.1155e-05
[11 empty] | c_DK2_LargeDecentral | 5892 | 7.8488e-05
[11 empty] | c_DK2_LargeDecentral | 5893 | 6.799e-05
[11 empty] | c_DK2_LargeDecentral | 5894 | 6.5324e-05
[11 empty] | c_DK2_LargeDecentral | 5895 | 6.0491e-05
[11 empty] | c_DK2_LargeDecentral | 5896 | 6.1991e-05
[11 empty] | c_DK2_LargeDecentral | 5897 | 6.7657e-05
[11 empty] | c_DK2_LargeDecentral | 5898 | 6.949e-05
[11 empty] | c_DK2_LargeDecentral | 5899 | 7.5156e-05
[11 empty] | c_DK2_LargeDecentral | 5900 | 7.8322e-05
[11 empty] | c_DK2_LargeDecentral | 5901 | 7.2323e-05
[11 empty] | c_DK2_LargeDecentral | 5902 | 5.8158e-05
[11 empty] | c_DK2_LargeDecentral | 5903 | 3.9161e-05
[11 empty] | c_DK2_LargeDecentral | 5904 | 3.0162e-05
[11 empty] | c_DK2_LargeDecentral | 5905 | 3.3828e-05
[11 empty] | c_DK2_LargeDecentral | 5906 | 3.3495e-05
[11 empty] | c_DK2_LargeDecentral | 5907 | 3.6661e-05
[11 empty] | c_DK2_LargeDecentral | 5908 | 5.6325e-05
[11 empty] | c_DK2_LargeDecentral | 5909 | 9.7652e-05
[11 empty] | c_DK2_LargeDecentral | 5910 | 0.00011782
[11 empty] | c_DK2_LargeDecentral | 5911 | 0.00011548
[11 empty] | c_DK2_LargeDecentral | 5912 | 9.4653e-05
[11 empty] | c_DK2_LargeDecentral | 5913 | 9.0487e-05
[11 empty] | c_DK2_LargeDecentral | 5914 | 8.4488e-05
[11 empty] | c_DK2_LargeDecentral | 5915 | 8.0821e-05
[11 empty] | c_DK2_LargeDecentral | 5916 | 7.8322e-05
[11 empty] | c_DK2_LargeDecentral | 5917 | 6.7823e-05
[11 empty] | c_DK2_LargeDecentral | 5918 | 6.549e-05
[11 empty] | c_DK2_LargeDecentral | 5919 | 6.0824e-05
[11 empty] | c_DK2_LargeDecentral | 5920 | 6.2158e-05
[11 empty] | c_DK2_LargeDecentral | 5921 | 6.7657e-05
[11 empty] | c_DK2_LargeDecentral | 5922 | 6.9656e-05
[11 empty] | c_DK2_LargeDecentral | 5923 | 7.5322e-05
[11 empty] | c_DK2_LargeDecentral | 5924 | 7.8488e-05
[11 empty] | c_DK2_LargeDecentral | 5925 | 7.2489e-05
[11 empty] | c_DK2_LargeDecentral | 5926 | 5.8325e-05
[11 empty] | c_DK2_LargeDecentral | 5927 | 3.9161e-05
[11 empty] | c_DK2_LargeDecentral | 5928 | 3.3995e-05
[11 empty] | c_DK2_LargeDecentral | 5929 | 3.7661e-05
[11 empty] | c_DK2_LargeDecentral | 5930 | 3.7661e-05
[11 empty] | c_DK2_LargeDecentral | 5931 | 4.0994e-05
[11 empty] | c_DK2_LargeDecentral | 5932 | 6.1824e-05
[11 empty] | c_DK2_LargeDecentral | 5933 | 0.00010465
[11 empty] | c_DK2_LargeDecentral | 5934 | 0.00012665
[11 empty] | c_DK2_LargeDecentral | 5935 | 0.00012432
[11 empty] | c_DK2_LargeDecentral | 5936 | 0.00010332
[11 empty] | c_DK2_LargeDecentral | 5937 | 9.8486e-05
[11 empty] | c_DK2_LargeDecentral | 5938 | 9.1653e-05
[11 empty] | c_DK2_LargeDecentral | 5939 | 8.7654e-05
[11 empty] | c_DK2_LargeDecentral | 5940 | 8.4321e-05
[11 empty] | c_DK2_LargeDecentral | 5941 | 7.4489e-05
[11 empty] | c_DK2_LargeDecentral | 5942 | 7.1823e-05
[11 empty] | c_DK2_LargeDecentral | 5943 | 6.799e-05
[11 empty] | c_DK2_LargeDecentral | 5944 | 6.949e-05
[11 empty] | c_DK2_LargeDecentral | 5945 | 7.5489e-05
[11 empty] | c_DK2_LargeDecentral | 5946 | 7.7989e-05
[11 empty] | c_DK2_LargeDecentral | 5947 | 8.3654e-05
[11 empty] | c_DK2_LargeDecentral | 5948 | 8.6487e-05
[11 empty] | c_DK2_LargeDecentral | 5949 | 7.9822e-05
[11 empty] | c_DK2_LargeDecentral | 5950 | 6.3491e-05
[11 empty] | c_DK2_LargeDecentral | 5951 | 4.2994e-05
[11 empty] | c_DK2_LargeDecentral | 5952 | 3.6995e-05
[11 empty] | c_DK2_LargeDecentral | 5953 | 3.9994e-05
[11 empty] | c_DK2_LargeDecentral | 5954 | 3.9661e-05
[11 empty] | c_DK2_LargeDecentral | 5955 | 4.2994e-05
[11 empty] | c_DK2_LargeDecentral | 5956 | 6.3157e-05
[11 empty] | c_DK2_LargeDecentral | 5957 | 0.00010648
[11 empty] | c_DK2_LargeDecentral | 5958 | 0.00012898
[11 empty] | c_DK2_LargeDecentral | 5959 | 0.00012881
[11 empty] | c_DK2_LargeDecentral | 5960 | 0.00010915
[11 empty] | c_DK2_LargeDecentral | 5961 | 0.00010332
[11 empty] | c_DK2_LargeDecentral | 5962 | 9.5486e-05
[11 empty] | c_DK2_LargeDecentral | 5963 | 9.0653e-05
[11 empty] | c_DK2_LargeDecentral | 5964 | 8.7987e-05
[11 empty] | c_DK2_LargeDecentral | 5965 | 7.8822e-05
[11 empty] | c_DK2_LargeDecentral | 5966 | 7.4822e-05
[11 empty] | c_DK2_LargeDecentral | 5967 | 7.1489e-05
[11 empty] | c_DK2_LargeDecentral | 5968 | 7.2989e-05
[11 empty] | c_DK2_LargeDecentral | 5969 | 7.9988e-05
[11 empty] | c_DK2_LargeDecentral | 5970 | 8.3154e-05
[11 empty] | c_DK2_LargeDecentral | 5971 | 8.9987e-05
[11 empty] | c_DK2_LargeDecentral | 5972 | 9.182e-05
[11 empty] | c_DK2_LargeDecentral | 5973 | 8.5487e-05
[11 empty] | c_DK2_LargeDecentral | 5974 | 6.7157e-05
[11 empty] | c_DK2_LargeDecentral | 5975 | 4.516e-05
[11 empty] | c_DK2_LargeDecentral | 5976 | 3.9161e-05
[11 empty] | c_DK2_LargeDecentral | 5977 | 3.9328e-05
[11 empty] | c_DK2_LargeDecentral | 5978 | 3.6828e-05
[11 empty] | c_DK2_LargeDecentral | 5979 | 4.1661e-05
[11 empty] | c_DK2_LargeDecentral | 5980 | 6.1491e-05
[11 empty] | c_DK2_LargeDecentral | 5981 | 9.7986e-05
[11 empty] | c_DK2_LargeDecentral | 5982 | 0.00012481
[11 empty] | c_DK2_LargeDecentral | 5983 | 0.00012432
[11 empty] | c_DK2_LargeDecentral | 5984 | 0.00010432
[11 empty] | c_DK2_LargeDecentral | 5985 | 9.7652e-05
[11 empty] | c_DK2_LargeDecentral | 5986 | 9.4319e-05
[11 empty] | c_DK2_LargeDecentral | 5987 | 8.6321e-05
[11 empty] | c_DK2_LargeDecentral | 5988 | 8.3654e-05
[11 empty] | c_DK2_LargeDecentral | 5989 | 7.3989e-05
[11 empty] | c_DK2_LargeDecentral | 5990 | 7.7322e-05
[11 empty] | c_DK2_LargeDecentral | 5991 | 7.2656e-05
[11 empty] | c_DK2_LargeDecentral | 5992 | 7.3822e-05
[11 empty] | c_DK2_LargeDecentral | 5993 | 7.6989e-05
[11 empty] | c_DK2_LargeDecentral | 5994 | 8.0488e-05
[11 empty] | c_DK2_LargeDecentral | 5995 | 8.4654e-05
[11 empty] | c_DK2_LargeDecentral | 5996 | 8.6321e-05
[11 empty] | c_DK2_LargeDecentral | 5997 | 8.2321e-05
[11 empty] | c_DK2_LargeDecentral | 5998 | 6.4824e-05
[11 empty] | c_DK2_LargeDecentral | 5999 | 4.3827e-05
[11 empty] | c_DK2_LargeDecentral | 6000 | 3.7661e-05
[11 empty] | c_DK2_LargeDecentral | 6001 | 4.1827e-05
[11 empty] | c_DK2_LargeDecentral | 6002 | 4.2994e-05
[11 empty] | c_DK2_LargeDecentral | 6003 | 5.2826e-05
[11 empty] | c_DK2_LargeDecentral | 6004 | 7.6489e-05
[11 empty] | c_DK2_LargeDecentral | 6005 | 0.00011382
[11 empty] | c_DK2_LargeDecentral | 6006 | 0.00011932
[11 empty] | c_DK2_LargeDecentral | 6007 | 0.00012182
[11 empty] | c_DK2_LargeDecentral | 6008 | 9.9819e-05
[11 empty] | c_DK2_LargeDecentral | 6009 | 9.3653e-05
[11 empty] | c_DK2_LargeDecentral | 6010 | 8.8654e-05
[11 empty] | c_DK2_LargeDecentral | 6011 | 8.4154e-05
[11 empty] | c_DK2_LargeDecentral | 6012 | 8.2155e-05
[11 empty] | c_DK2_LargeDecentral | 6013 | 7.4156e-05
[11 empty] | c_DK2_LargeDecentral | 6014 | 7.2656e-05
[11 empty] | c_DK2_LargeDecentral | 6015 | 6.949e-05
[11 empty] | c_DK2_LargeDecentral | 6016 | 7.2323e-05
[11 empty] | c_DK2_LargeDecentral | 6017 | 7.8155e-05
[11 empty] | c_DK2_LargeDecentral | 6018 | 8.2321e-05
[11 empty] | c_DK2_LargeDecentral | 6019 | 8.7487e-05
[11 empty] | c_DK2_LargeDecentral | 6020 | 8.9987e-05
[11 empty] | c_DK2_LargeDecentral | 6021 | 8.5821e-05
[11 empty] | c_DK2_LargeDecentral | 6022 | 6.7323e-05
[11 empty] | c_DK2_LargeDecentral | 6023 | 4.6993e-05
[11 empty] | c_DK2_LargeDecentral | 6024 | 3.6161e-05
[11 empty] | c_DK2_LargeDecentral | 6025 | 3.9994e-05
[11 empty] | c_DK2_LargeDecentral | 6026 | 4.0161e-05
[11 empty] | c_DK2_LargeDecentral | 6027 | 4.3994e-05
[11 empty] | c_DK2_LargeDecentral | 6028 | 6.4824e-05
[11 empty] | c_DK2_LargeDecentral | 6029 | 0.00010865
[11 empty] | c_DK2_LargeDecentral | 6030 | 0.00013065
[11 empty] | c_DK2_LargeDecentral | 6031 | 0.00012848
[11 empty] | c_DK2_LargeDecentral | 6032 | 0.00010532
[11 empty] | c_DK2_LargeDecentral | 6033 | 0.00010049
[11 empty] | c_DK2_LargeDecentral | 6034 | 9.3653e-05
[11 empty] | c_DK2_LargeDecentral | 6035 | 8.9154e-05
[11 empty] | c_DK2_LargeDecentral | 6036 | 8.5987e-05
[11 empty] | c_DK2_LargeDecentral | 6037 | 7.6655e-05
[11 empty] | c_DK2_LargeDecentral | 6038 | 7.4322e-05
[11 empty] | c_DK2_LargeDecentral | 6039 | 7.1489e-05
[11 empty] | c_DK2_LargeDecentral | 6040 | 7.3156e-05
[11 empty] | c_DK2_LargeDecentral | 6041 | 7.9155e-05
[11 empty] | c_DK2_LargeDecentral | 6042 | 8.1988e-05
[11 empty] | c_DK2_LargeDecentral | 6043 | 8.8154e-05
[11 empty] | c_DK2_LargeDecentral | 6044 | 9.1487e-05
[11 empty] | c_DK2_LargeDecentral | 6045 | 8.4488e-05
[11 empty] | c_DK2_LargeDecentral | 6046 | 6.749e-05
[11 empty] | c_DK2_LargeDecentral | 6047 | 4.5827e-05
[11 empty] | c_DK2_LargeDecentral | 6048 | 3.3828e-05
[11 empty] | c_DK2_LargeDecentral | 6049 | 3.7161e-05
[11 empty] | c_DK2_LargeDecentral | 6050 | 3.7328e-05
[11 empty] | c_DK2_LargeDecentral | 6051 | 4.0827e-05
[11 empty] | c_DK2_LargeDecentral | 6052 | 6.1491e-05
[11 empty] | c_DK2_LargeDecentral | 6053 | 0.00010382
[11 empty] | c_DK2_LargeDecentral | 6054 | 0.00012565
[11 empty] | c_DK2_LargeDecentral | 6055 | 0.00012332
[11 empty] | c_DK2_LargeDecentral | 6056 | 0.00010248
[11 empty] | c_DK2_LargeDecentral | 6057 | 9.7819e-05
[11 empty] | c_DK2_LargeDecentral | 6058 | 9.0987e-05
[11 empty] | c_DK2_LargeDecentral | 6059 | 8.6987e-05
[11 empty] | c_DK2_LargeDecentral | 6060 | 8.3821e-05
[11 empty] | c_DK2_LargeDecentral | 6061 | 7.4156e-05
[11 empty] | c_DK2_LargeDecentral | 6062 | 7.1323e-05
[11 empty] | c_DK2_LargeDecentral | 6063 | 6.749e-05
[11 empty] | c_DK2_LargeDecentral | 6064 | 6.899e-05
[11 empty] | c_DK2_LargeDecentral | 6065 | 7.4822e-05
[11 empty] | c_DK2_LargeDecentral | 6066 | 7.7489e-05
[11 empty] | c_DK2_LargeDecentral | 6067 | 8.3154e-05
[11 empty] | c_DK2_LargeDecentral | 6068 | 8.5821e-05
[11 empty] | c_DK2_LargeDecentral | 6069 | 7.9155e-05
[11 empty] | c_DK2_LargeDecentral | 6070 | 6.3324e-05
[11 empty] | c_DK2_LargeDecentral | 6071 | 4.2827e-05
[11 empty] | c_DK2_LargeDecentral | 6072 | 3.3162e-05
[11 empty] | c_DK2_LargeDecentral | 6073 | 3.6828e-05
[11 empty] | c_DK2_LargeDecentral | 6074 | 3.6828e-05
[11 empty] | c_DK2_LargeDecentral | 6075 | 4.0161e-05
[11 empty] | c_DK2_LargeDecentral | 6076 | 6.0991e-05
[11 empty] | c_DK2_LargeDecentral | 6077 | 0.00010348
[11 empty] | c_DK2_LargeDecentral | 6078 | 0.00012498
[11 empty] | c_DK2_LargeDecentral | 6079 | 0.00012265
[11 empty] | c_DK2_LargeDecentral | 6080 | 0.00010165
[11 empty] | c_DK2_LargeDecentral | 6081 | 9.6986e-05
[11 empty] | c_DK2_LargeDecentral | 6082 | 9.032e-05
[11 empty] | c_DK2_LargeDecentral | 6083 | 8.6321e-05
[11 empty] | c_DK2_LargeDecentral | 6084 | 8.3321e-05
[11 empty] | c_DK2_LargeDecentral | 6085 | 7.3323e-05
[11 empty] | c_DK2_LargeDecentral | 6086 | 7.0656e-05
[11 empty] | c_DK2_LargeDecentral | 6087 | 6.6657e-05
[11 empty] | c_DK2_LargeDecentral | 6088 | 6.799e-05
[11 empty] | c_DK2_LargeDecentral | 6089 | 7.3822e-05
[11 empty] | c_DK2_LargeDecentral | 6090 | 7.6822e-05
[11 empty] | c_DK2_LargeDecentral | 6091 | 8.2321e-05
[11 empty] | c_DK2_LargeDecentral | 6092 | 8.5154e-05
[11 empty] | c_DK2_LargeDecentral | 6093 | 7.8488e-05
[11 empty] | c_DK2_LargeDecentral | 6094 | 6.2824e-05
[11 empty] | c_DK2_LargeDecentral | 6095 | 4.2327e-05
[11 empty] | c_DK2_LargeDecentral | 6096 | 3.1829e-05
[11 empty] | c_DK2_LargeDecentral | 6097 | 3.5161e-05
[11 empty] | c_DK2_LargeDecentral | 6098 | 3.5161e-05
[11 empty] | c_DK2_LargeDecentral | 6099 | 3.8328e-05
[11 empty] | c_DK2_LargeDecentral | 6100 | 5.8825e-05
[11 empty] | c_DK2_LargeDecentral | 6101 | 0.00010082
[11 empty] | c_DK2_LargeDecentral | 6102 | 0.00012165
[11 empty] | c_DK2_LargeDecentral | 6103 | 0.00011965
[11 empty] | c_DK2_LargeDecentral | 6104 | 9.8152e-05
[11 empty] | c_DK2_LargeDecentral | 6105 | 9.4153e-05
[11 empty] | c_DK2_LargeDecentral | 6106 | 8.7654e-05
[11 empty] | c_DK2_LargeDecentral | 6107 | 8.3821e-05
[11 empty] | c_DK2_LargeDecentral | 6108 | 8.0821e-05
[11 empty] | c_DK2_LargeDecentral | 6109 | 7.0656e-05
[11 empty] | c_DK2_LargeDecentral | 6110 | 6.799e-05
[11 empty] | c_DK2_LargeDecentral | 6111 | 6.3491e-05
[11 empty] | c_DK2_LargeDecentral | 6112 | 6.499e-05
[11 empty] | c_DK2_LargeDecentral | 6113 | 7.0656e-05
[11 empty] | c_DK2_LargeDecentral | 6114 | 7.3156e-05
[11 empty] | c_DK2_LargeDecentral | 6115 | 7.8655e-05
[11 empty] | c_DK2_LargeDecentral | 6116 | 8.1655e-05
[11 empty] | c_DK2_LargeDecentral | 6117 | 7.5489e-05
[11 empty] | c_DK2_LargeDecentral | 6118 | 6.0491e-05
[11 empty] | c_DK2_LargeDecentral | 6119 | 4.0827e-05
[11 empty] | c_DK2_LargeDecentral | 6120 | 3.3328e-05
[11 empty] | c_DK2_LargeDecentral | 6121 | 3.6328e-05
[11 empty] | c_DK2_LargeDecentral | 6122 | 3.5828e-05
[11 empty] | c_DK2_LargeDecentral | 6123 | 3.8661e-05
[11 empty] | c_DK2_LargeDecentral | 6124 | 5.8325e-05
[11 empty] | c_DK2_LargeDecentral | 6125 | 0.00010015
[11 empty] | c_DK2_LargeDecentral | 6126 | 0.00012065
[11 empty] | c_DK2_LargeDecentral | 6127 | 0.00012065
[11 empty] | c_DK2_LargeDecentral | 6128 | 0.00010082
[11 empty] | c_DK2_LargeDecentral | 6129 | 9.6153e-05
[11 empty] | c_DK2_LargeDecentral | 6130 | 8.8654e-05
[11 empty] | c_DK2_LargeDecentral | 6131 | 8.4488e-05
[11 empty] | c_DK2_LargeDecentral | 6132 | 8.1988e-05
[11 empty] | c_DK2_LargeDecentral | 6133 | 7.2656e-05
[11 empty] | c_DK2_LargeDecentral | 6134 | 6.8823e-05
[11 empty] | c_DK2_LargeDecentral | 6135 | 6.499e-05
[11 empty] | c_DK2_LargeDecentral | 6136 | 6.6157e-05
[11 empty] | c_DK2_LargeDecentral | 6137 | 7.2823e-05
[11 empty] | c_DK2_LargeDecentral | 6138 | 7.5822e-05
[11 empty] | c_DK2_LargeDecentral | 6139 | 8.2155e-05
[11 empty] | c_DK2_LargeDecentral | 6140 | 8.4321e-05
[11 empty] | c_DK2_LargeDecentral | 6141 | 7.8488e-05
[11 empty] | c_DK2_LargeDecentral | 6142 | 6.1991e-05
[11 empty] | c_DK2_LargeDecentral | 6143 | 4.1661e-05
[11 empty] | c_DK2_LargeDecentral | 6144 | 3.7828e-05
[11 empty] | c_DK2_LargeDecentral | 6145 | 3.8328e-05
[11 empty] | c_DK2_LargeDecentral | 6146 | 3.5495e-05
[11 empty] | c_DK2_LargeDecentral | 6147 | 4.0494e-05
[11 empty] | c_DK2_LargeDecentral | 6148 | 5.9825e-05
[11 empty] | c_DK2_LargeDecentral | 6149 | 9.5486e-05
[11 empty] | c_DK2_LargeDecentral | 6150 | 0.00012182
[11 empty] | c_DK2_LargeDecentral | 6151 | 0.00012132
[11 empty] | c_DK2_LargeDecentral | 6152 | 0.00010149
[11 empty] | c_DK2_LargeDecentral | 6153 | 9.5319e-05
[11 empty] | c_DK2_LargeDecentral | 6154 | 9.1986e-05
[11 empty] | c_DK2_LargeDecentral | 6155 | 8.4321e-05
[11 empty] | c_DK2_LargeDecentral | 6156 | 8.1655e-05
[11 empty] | c_DK2_LargeDecentral | 6157 | 7.1989e-05
[11 empty] | c_DK2_LargeDecentral | 6158 | 7.5489e-05
[11 empty] | c_DK2_LargeDecentral | 6159 | 7.0823e-05
[11 empty] | c_DK2_LargeDecentral | 6160 | 7.1989e-05
[11 empty] | c_DK2_LargeDecentral | 6161 | 7.4822e-05
[11 empty] | c_DK2_LargeDecentral | 6162 | 7.8322e-05
[11 empty] | c_DK2_LargeDecentral | 6163 | 8.2155e-05
[11 empty] | c_DK2_LargeDecentral | 6164 | 8.3988e-05
[11 empty] | c_DK2_LargeDecentral | 6165 | 8.0155e-05
[11 empty] | c_DK2_LargeDecentral | 6166 | 6.2991e-05
[11 empty] | c_DK2_LargeDecentral | 6167 | 4.2827e-05
[11 empty] | c_DK2_LargeDecentral | 6168 | 3.5995e-05
[11 empty] | c_DK2_LargeDecentral | 6169 | 4.0161e-05
[11 empty] | c_DK2_LargeDecentral | 6170 | 4.1327e-05
[11 empty] | c_DK2_LargeDecentral | 6171 | 5.0659e-05
[11 empty] | c_DK2_LargeDecentral | 6172 | 7.3489e-05
[11 empty] | c_DK2_LargeDecentral | 6173 | 0.00010948
[11 empty] | c_DK2_LargeDecentral | 6174 | 0.00011498
[11 empty] | c_DK2_LargeDecentral | 6175 | 0.00011748
[11 empty] | c_DK2_LargeDecentral | 6176 | 9.6153e-05
[11 empty] | c_DK2_LargeDecentral | 6177 | 9.0153e-05
[11 empty] | c_DK2_LargeDecentral | 6178 | 8.5321e-05
[11 empty] | c_DK2_LargeDecentral | 6179 | 8.1155e-05
[11 empty] | c_DK2_LargeDecentral | 6180 | 7.9155e-05
[11 empty] | c_DK2_LargeDecentral | 6181 | 7.1489e-05
[11 empty] | c_DK2_LargeDecentral | 6182 | 6.9656e-05
[11 empty] | c_DK2_LargeDecentral | 6183 | 6.6657e-05
[11 empty] | c_DK2_LargeDecentral | 6184 | 6.9323e-05
[11 empty] | c_DK2_LargeDecentral | 6185 | 7.5156e-05
[11 empty] | c_DK2_LargeDecentral | 6186 | 7.9155e-05
[11 empty] | c_DK2_LargeDecentral | 6187 | 8.4154e-05
[11 empty] | c_DK2_LargeDecentral | 6188 | 8.6487e-05
[11 empty] | c_DK2_LargeDecentral | 6189 | 8.2488e-05
[11 empty] | c_DK2_LargeDecentral | 6190 | 6.4657e-05
[11 empty] | c_DK2_LargeDecentral | 6191 | 4.5327e-05
[11 empty] | c_DK2_LargeDecentral | 6192 | 3.8328e-05
[11 empty] | c_DK2_LargeDecentral | 6193 | 4.2327e-05
[11 empty] | c_DK2_LargeDecentral | 6194 | 4.266e-05
[11 empty] | c_DK2_LargeDecentral | 6195 | 4.666e-05
[11 empty] | c_DK2_LargeDecentral | 6196 | 6.799e-05
[11 empty] | c_DK2_LargeDecentral | 6197 | 0.00011348
[11 empty] | c_DK2_LargeDecentral | 6198 | 0.00013631
[11 empty] | c_DK2_LargeDecentral | 6199 | 0.00013398
[11 empty] | c_DK2_LargeDecentral | 6200 | 0.00011082
[11 empty] | c_DK2_LargeDecentral | 6201 | 0.00010532
[11 empty] | c_DK2_LargeDecentral | 6202 | 9.8152e-05
[11 empty] | c_DK2_LargeDecentral | 6203 | 9.332e-05
[11 empty] | c_DK2_LargeDecentral | 6204 | 8.9987e-05
[11 empty] | c_DK2_LargeDecentral | 6205 | 8.0821e-05
[11 empty] | c_DK2_LargeDecentral | 6206 | 7.8322e-05
[11 empty] | c_DK2_LargeDecentral | 6207 | 7.5656e-05
[11 empty] | c_DK2_LargeDecentral | 6208 | 7.7655e-05
[11 empty] | c_DK2_LargeDecentral | 6209 | 8.3821e-05
[11 empty] | c_DK2_LargeDecentral | 6210 | 8.6987e-05
[11 empty] | c_DK2_LargeDecentral | 6211 | 9.332e-05
[11 empty] | c_DK2_LargeDecentral | 6212 | 9.6319e-05
[11 empty] | c_DK2_LargeDecentral | 6213 | 8.9154e-05
[11 empty] | c_DK2_LargeDecentral | 6214 | 7.1156e-05
[11 empty] | c_DK2_LargeDecentral | 6215 | 4.816e-05
[11 empty] | c_DK2_LargeDecentral | 6216 | 4.3327e-05
[11 empty] | c_DK2_LargeDecentral | 6217 | 4.716e-05
[11 empty] | c_DK2_LargeDecentral | 6218 | 4.7993e-05
[11 empty] | c_DK2_LargeDecentral | 6219 | 5.2326e-05
[11 empty] | c_DK2_LargeDecentral | 6220 | 7.6489e-05
[11 empty] | c_DK2_LargeDecentral | 6221 | 0.00012598
[11 empty] | c_DK2_LargeDecentral | 6222 | 0.00015264
[11 empty] | c_DK2_LargeDecentral | 6223 | 0.00014981
[11 empty] | c_DK2_LargeDecentral | 6224 | 0.00012698
[11 empty] | c_DK2_LargeDecentral | 6225 | 0.00012015
[11 empty] | c_DK2_LargeDecentral | 6226 | 0.00011165
[11 empty] | c_DK2_LargeDecentral | 6227 | 0.00010615
[11 empty] | c_DK2_LargeDecentral | 6228 | 0.00010165
[11 empty] | c_DK2_LargeDecentral | 6229 | 9.182e-05
[11 empty] | c_DK2_LargeDecentral | 6230 | 8.8487e-05
[11 empty] | c_DK2_LargeDecentral | 6231 | 8.5154e-05
[11 empty] | c_DK2_LargeDecentral | 6232 | 8.6987e-05
[11 empty] | c_DK2_LargeDecentral | 6233 | 9.3653e-05
[11 empty] | c_DK2_LargeDecentral | 6234 | 9.7486e-05
[11 empty] | c_DK2_LargeDecentral | 6235 | 0.00010448
[11 empty] | c_DK2_LargeDecentral | 6236 | 0.00010682
[11 empty] | c_DK2_LargeDecentral | 6237 | 9.8985e-05
[11 empty] | c_DK2_LargeDecentral | 6238 | 7.8488e-05
[11 empty] | c_DK2_LargeDecentral | 6239 | 5.3325e-05
[11 empty] | c_DK2_LargeDecentral | 6240 | 4.516e-05
[11 empty] | c_DK2_LargeDecentral | 6241 | 4.8993e-05
[11 empty] | c_DK2_LargeDecentral | 6242 | 4.9993e-05
[11 empty] | c_DK2_LargeDecentral | 6243 | 5.4492e-05
[11 empty] | c_DK2_LargeDecentral | 6244 | 7.9822e-05
[11 empty] | c_DK2_LargeDecentral | 6245 | 0.00013031
[11 empty] | c_DK2_LargeDecentral | 6246 | 0.00015831
[11 empty] | c_DK2_LargeDecentral | 6247 | 0.00015531
[11 empty] | c_DK2_LargeDecentral | 6248 | 0.00013215
[11 empty] | c_DK2_LargeDecentral | 6249 | 0.00012465
[11 empty] | c_DK2_LargeDecentral | 6250 | 0.00011598
[11 empty] | c_DK2_LargeDecentral | 6251 | 0.00010982
[11 empty] | c_DK2_LargeDecentral | 6252 | 0.00010532
[11 empty] | c_DK2_LargeDecentral | 6253 | 9.5319e-05
[11 empty] | c_DK2_LargeDecentral | 6254 | 9.182e-05
[11 empty] | c_DK2_LargeDecentral | 6255 | 8.8654e-05
[11 empty] | c_DK2_LargeDecentral | 6256 | 9.0487e-05
[11 empty] | c_DK2_LargeDecentral | 6257 | 9.7319e-05
[11 empty] | c_DK2_LargeDecentral | 6258 | 0.00010165
[11 empty] | c_DK2_LargeDecentral | 6259 | 0.00010865
[11 empty] | c_DK2_LargeDecentral | 6260 | 0.00011098
[11 empty] | c_DK2_LargeDecentral | 6261 | 0.00010282
[11 empty] | c_DK2_LargeDecentral | 6262 | 8.1821e-05
[11 empty] | c_DK2_LargeDecentral | 6263 | 5.5492e-05
[11 empty] | c_DK2_LargeDecentral | 6264 | 4.6826e-05
[11 empty] | c_DK2_LargeDecentral | 6265 | 5.0992e-05
[11 empty] | c_DK2_LargeDecentral | 6266 | 5.1659e-05
[11 empty] | c_DK2_LargeDecentral | 6267 | 5.6658e-05
[11 empty] | c_DK2_LargeDecentral | 6268 | 8.2155e-05
[11 empty] | c_DK2_LargeDecentral | 6269 | 0.00013415
[11 empty] | c_DK2_LargeDecentral | 6270 | 0.00016248
[11 empty] | c_DK2_LargeDecentral | 6271 | 0.00015948
[11 empty] | c_DK2_LargeDecentral | 6272 | 0.00013598
[11 empty] | c_DK2_LargeDecentral | 6273 | 0.00012831
[11 empty] | c_DK2_LargeDecentral | 6274 | 0.00011915
[11 empty] | c_DK2_LargeDecentral | 6275 | 0.00011298
[11 empty] | c_DK2_LargeDecentral | 6276 | 0.00010815
[11 empty] | c_DK2_LargeDecentral | 6277 | 9.8319e-05
[11 empty] | c_DK2_LargeDecentral | 6278 | 9.4486e-05
[11 empty] | c_DK2_LargeDecentral | 6279 | 9.1487e-05
[11 empty] | c_DK2_LargeDecentral | 6280 | 9.3486e-05
[11 empty] | c_DK2_LargeDecentral | 6281 | 0.00010032
[11 empty] | c_DK2_LargeDecentral | 6282 | 0.00010448
[11 empty] | c_DK2_LargeDecentral | 6283 | 0.00011198
[11 empty] | c_DK2_LargeDecentral | 6284 | 0.00011415
[11 empty] | c_DK2_LargeDecentral | 6285 | 0.00010598
[11 empty] | c_DK2_LargeDecentral | 6286 | 8.3821e-05
[11 empty] | c_DK2_LargeDecentral | 6287 | 5.7158e-05
[11 empty] | c_DK2_LargeDecentral | 6288 | 4.366e-05
[11 empty] | c_DK2_LargeDecentral | 6289 | 4.6993e-05
[11 empty] | c_DK2_LargeDecentral | 6290 | 4.6826e-05
[11 empty] | c_DK2_LargeDecentral | 6291 | 5.0992e-05
[11 empty] | c_DK2_LargeDecentral | 6292 | 7.3822e-05
[11 empty] | c_DK2_LargeDecentral | 6293 | 0.00012182
[11 empty] | c_DK2_LargeDecentral | 6294 | 0.00014848
[11 empty] | c_DK2_LargeDecentral | 6295 | 0.00014798
[11 empty] | c_DK2_LargeDecentral | 6296 | 0.00012665
[11 empty] | c_DK2_LargeDecentral | 6297 | 0.00011932
[11 empty] | c_DK2_LargeDecentral | 6298 | 0.00011015
[11 empty] | c_DK2_LargeDecentral | 6299 | 0.00010432
[11 empty] | c_DK2_LargeDecentral | 6300 | 0.00010115
[11 empty] | c_DK2_LargeDecentral | 6301 | 9.1487e-05
[11 empty] | c_DK2_LargeDecentral | 6302 | 8.7154e-05
[11 empty] | c_DK2_LargeDecentral | 6303 | 8.3821e-05
[11 empty] | c_DK2_LargeDecentral | 6304 | 8.5654e-05
[11 empty] | c_DK2_LargeDecentral | 6305 | 9.3153e-05
[11 empty] | c_DK2_LargeDecentral | 6306 | 9.7152e-05
[11 empty] | c_DK2_LargeDecentral | 6307 | 0.00010498
[11 empty] | c_DK2_LargeDecentral | 6308 | 0.00010665
[11 empty] | c_DK2_LargeDecentral | 6309 | 9.9485e-05
[11 empty] | c_DK2_LargeDecentral | 6310 | 7.7989e-05
[11 empty] | c_DK2_LargeDecentral | 6311 | 5.2826e-05
[11 empty] | c_DK2_LargeDecentral | 6312 | 4.3327e-05
[11 empty] | c_DK2_LargeDecentral | 6313 | 4.366e-05
[11 empty] | c_DK2_LargeDecentral | 6314 | 4.1161e-05
[11 empty] | c_DK2_LargeDecentral | 6315 | 4.6493e-05
[11 empty] | c_DK2_LargeDecentral | 6316 | 6.7823e-05
[11 empty] | c_DK2_LargeDecentral | 6317 | 0.00010698
[11 empty] | c_DK2_LargeDecentral | 6318 | 0.00013548
[11 empty] | c_DK2_LargeDecentral | 6319 | 0.00013515
[11 empty] | c_DK2_LargeDecentral | 6320 | 0.00011448
[11 empty] | c_DK2_LargeDecentral | 6321 | 0.00010682
[11 empty] | c_DK2_LargeDecentral | 6322 | 0.00010298
[11 empty] | c_DK2_LargeDecentral | 6323 | 9.4319e-05
[11 empty] | c_DK2_LargeDecentral | 6324 | 9.1153e-05
[11 empty] | c_DK2_LargeDecentral | 6325 | 8.1155e-05
[11 empty] | c_DK2_LargeDecentral | 6326 | 8.4488e-05
[11 empty] | c_DK2_LargeDecentral | 6327 | 8.0155e-05
[11 empty] | c_DK2_LargeDecentral | 6328 | 8.1321e-05
[11 empty] | c_DK2_LargeDecentral | 6329 | 8.4821e-05
[11 empty] | c_DK2_LargeDecentral | 6330 | 8.8987e-05
[11 empty] | c_DK2_LargeDecentral | 6331 | 9.3653e-05
[11 empty] | c_DK2_LargeDecentral | 6332 | 9.4986e-05
[11 empty] | c_DK2_LargeDecentral | 6333 | 9.0653e-05
[11 empty] | c_DK2_LargeDecentral | 6334 | 7.1156e-05
[11 empty] | c_DK2_LargeDecentral | 6335 | 4.8493e-05
[11 empty] | c_DK2_LargeDecentral | 6336 | 3.9661e-05
[11 empty] | c_DK2_LargeDecentral | 6337 | 4.416e-05
[11 empty] | c_DK2_LargeDecentral | 6338 | 4.5327e-05
[11 empty] | c_DK2_LargeDecentral | 6339 | 5.5492e-05
[11 empty] | c_DK2_LargeDecentral | 6340 | 8.0155e-05
[11 empty] | c_DK2_LargeDecentral | 6341 | 0.00011882
[11 empty] | c_DK2_LargeDecentral | 6342 | 0.00012465
[11 empty] | c_DK2_LargeDecentral | 6343 | 0.00012698
[11 empty] | c_DK2_LargeDecentral | 6344 | 0.00010482
[11 empty] | c_DK2_LargeDecentral | 6345 | 9.7986e-05
[11 empty] | c_DK2_LargeDecentral | 6346 | 9.282e-05
[11 empty] | c_DK2_LargeDecentral | 6347 | 8.8154e-05
[11 empty] | c_DK2_LargeDecentral | 6348 | 8.5654e-05
[11 empty] | c_DK2_LargeDecentral | 6349 | 7.7989e-05
[11 empty] | c_DK2_LargeDecentral | 6350 | 7.6322e-05
[11 empty] | c_DK2_LargeDecentral | 6351 | 7.3323e-05
[11 empty] | c_DK2_LargeDecentral | 6352 | 7.6322e-05
[11 empty] | c_DK2_LargeDecentral | 6353 | 8.2488e-05
[11 empty] | c_DK2_LargeDecentral | 6354 | 8.6821e-05
[11 empty] | c_DK2_LargeDecentral | 6355 | 9.232e-05
[11 empty] | c_DK2_LargeDecentral | 6356 | 9.4486e-05
[11 empty] | c_DK2_LargeDecentral | 6357 | 9.0153e-05
[11 empty] | c_DK2_LargeDecentral | 6358 | 7.0823e-05
[11 empty] | c_DK2_LargeDecentral | 6359 | 4.9493e-05
[11 empty] | c_DK2_LargeDecentral | 6360 | 3.7661e-05
[11 empty] | c_DK2_LargeDecentral | 6361 | 4.1661e-05
[11 empty] | c_DK2_LargeDecentral | 6362 | 4.1994e-05
[11 empty] | c_DK2_LargeDecentral | 6363 | 4.5827e-05
[11 empty] | c_DK2_LargeDecentral | 6364 | 6.7157e-05
[11 empty] | c_DK2_LargeDecentral | 6365 | 0.00011198
[11 empty] | c_DK2_LargeDecentral | 6366 | 0.00013481
[11 empty] | c_DK2_LargeDecentral | 6367 | 0.00013248
[11 empty] | c_DK2_LargeDecentral | 6368 | 0.00010932
[11 empty] | c_DK2_LargeDecentral | 6369 | 0.00010382
[11 empty] | c_DK2_LargeDecentral | 6370 | 9.6986e-05
[11 empty] | c_DK2_LargeDecentral | 6371 | 9.232e-05
[11 empty] | c_DK2_LargeDecentral | 6372 | 8.8987e-05
[11 empty] | c_DK2_LargeDecentral | 6373 | 7.9488e-05
[11 empty] | c_DK2_LargeDecentral | 6374 | 7.7322e-05
[11 empty] | c_DK2_LargeDecentral | 6375 | 7.4489e-05
[11 empty] | c_DK2_LargeDecentral | 6376 | 7.6155e-05
[11 empty] | c_DK2_LargeDecentral | 6377 | 8.2655e-05
[11 empty] | c_DK2_LargeDecentral | 6378 | 8.5487e-05
[11 empty] | c_DK2_LargeDecentral | 6379 | 9.182e-05
[11 empty] | c_DK2_LargeDecentral | 6380 | 9.5153e-05
[11 empty] | c_DK2_LargeDecentral | 6381 | 8.782e-05
[11 empty] | c_DK2_LargeDecentral | 6382 | 7.0156e-05
[11 empty] | c_DK2_LargeDecentral | 6383 | 4.766e-05
[11 empty] | c_DK2_LargeDecentral | 6384 | 3.7161e-05
[11 empty] | c_DK2_LargeDecentral | 6385 | 4.0494e-05
[11 empty] | c_DK2_LargeDecentral | 6386 | 4.0994e-05
[11 empty] | c_DK2_LargeDecentral | 6387 | 4.4493e-05
[11 empty] | c_DK2_LargeDecentral | 6388 | 6.6324e-05
[11 empty] | c_DK2_LargeDecentral | 6389 | 0.00011098
[11 empty] | c_DK2_LargeDecentral | 6390 | 0.00013415
[11 empty] | c_DK2_LargeDecentral | 6391 | 0.00013165
[11 empty] | c_DK2_LargeDecentral | 6392 | 0.00011048
[11 empty] | c_DK2_LargeDecentral | 6393 | 0.00010498
[11 empty] | c_DK2_LargeDecentral | 6394 | 9.7652e-05
[11 empty] | c_DK2_LargeDecentral | 6395 | 9.332e-05
[11 empty] | c_DK2_LargeDecentral | 6396 | 8.9487e-05
[11 empty] | c_DK2_LargeDecentral | 6397 | 7.9988e-05
[11 empty] | c_DK2_LargeDecentral | 6398 | 7.6989e-05
[11 empty] | c_DK2_LargeDecentral | 6399 | 7.3489e-05
[11 empty] | c_DK2_LargeDecentral | 6400 | 7.5156e-05
[11 empty] | c_DK2_LargeDecentral | 6401 | 8.1321e-05
[11 empty] | c_DK2_LargeDecentral | 6402 | 8.4488e-05
[11 empty] | c_DK2_LargeDecentral | 6403 | 9.0487e-05
[11 empty] | c_DK2_LargeDecentral | 6404 | 9.282e-05
[11 empty] | c_DK2_LargeDecentral | 6405 | 8.5987e-05
[11 empty] | c_DK2_LargeDecentral | 6406 | 6.8157e-05
[11 empty] | c_DK2_LargeDecentral | 6407 | 4.6327e-05
[11 empty] | c_DK2_LargeDecentral | 6408 | 3.6328e-05
[11 empty] | c_DK2_LargeDecentral | 6409 | 3.9994e-05
[11 empty] | c_DK2_LargeDecentral | 6410 | 4.0161e-05
[11 empty] | c_DK2_LargeDecentral | 6411 | 4.3827e-05
[11 empty] | c_DK2_LargeDecentral | 6412 | 6.5157e-05
[11 empty] | c_DK2_LargeDecentral | 6413 | 0.00010915
[11 empty] | c_DK2_LargeDecentral | 6414 | 0.00013215
[11 empty] | c_DK2_LargeDecentral | 6415 | 0.00012965
[11 empty] | c_DK2_LargeDecentral | 6416 | 0.00010898
[11 empty] | c_DK2_LargeDecentral | 6417 | 0.00010332
[11 empty] | c_DK2_LargeDecentral | 6418 | 9.6153e-05
[11 empty] | c_DK2_LargeDecentral | 6419 | 9.182e-05
[11 empty] | c_DK2_LargeDecentral | 6420 | 8.8154e-05
[11 empty] | c_DK2_LargeDecentral | 6421 | 7.8822e-05
[11 empty] | c_DK2_LargeDecentral | 6422 | 7.5822e-05
[11 empty] | c_DK2_LargeDecentral | 6423 | 7.2656e-05
[11 empty] | c_DK2_LargeDecentral | 6424 | 7.3989e-05
[11 empty] | c_DK2_LargeDecentral | 6425 | 8.0155e-05
[11 empty] | c_DK2_LargeDecentral | 6426 | 8.3321e-05
[11 empty] | c_DK2_LargeDecentral | 6427 | 8.9154e-05
[11 empty] | c_DK2_LargeDecentral | 6428 | 9.1487e-05
[11 empty] | c_DK2_LargeDecentral | 6429 | 8.4654e-05
[11 empty] | c_DK2_LargeDecentral | 6430 | 6.749e-05
[11 empty] | c_DK2_LargeDecentral | 6431 | 4.5493e-05
[11 empty] | c_DK2_LargeDecentral | 6432 | 3.5661e-05
[11 empty] | c_DK2_LargeDecentral | 6433 | 3.9328e-05
[11 empty] | c_DK2_LargeDecentral | 6434 | 3.9661e-05
[11 empty] | c_DK2_LargeDecentral | 6435 | 4.316e-05
[11 empty] | c_DK2_LargeDecentral | 6436 | 6.4157e-05
[11 empty] | c_DK2_LargeDecentral | 6437 | 0.00010765
[11 empty] | c_DK2_LargeDecentral | 6438 | 0.00013015
[11 empty] | c_DK2_LargeDecentral | 6439 | 0.00012781
[11 empty] | c_DK2_LargeDecentral | 6440 | 0.00010715
[11 empty] | c_DK2_LargeDecentral | 6441 | 0.00010165
[11 empty] | c_DK2_LargeDecentral | 6442 | 9.4653e-05
[11 empty] | c_DK2_LargeDecentral | 6443 | 9.032e-05
[11 empty] | c_DK2_LargeDecentral | 6444 | 8.6821e-05
[11 empty] | c_DK2_LargeDecentral | 6445 | 7.7655e-05
[11 empty] | c_DK2_LargeDecentral | 6446 | 7.4489e-05
[11 empty] | c_DK2_LargeDecentral | 6447 | 7.1156e-05
[11 empty] | c_DK2_LargeDecentral | 6448 | 7.2989e-05
[11 empty] | c_DK2_LargeDecentral | 6449 | 7.8988e-05
[11 empty] | c_DK2_LargeDecentral | 6450 | 8.1821e-05
[11 empty] | c_DK2_LargeDecentral | 6451 | 8.7654e-05
[11 empty] | c_DK2_LargeDecentral | 6452 | 9.0153e-05
[11 empty] | c_DK2_LargeDecentral | 6453 | 8.3154e-05
[11 empty] | c_DK2_LargeDecentral | 6454 | 6.599e-05
[11 empty] | c_DK2_LargeDecentral | 6455 | 4.4827e-05
[11 empty] | c_DK2_LargeDecentral | 6456 | 3.4995e-05
[11 empty] | c_DK2_LargeDecentral | 6457 | 3.7661e-05
[11 empty] | c_DK2_LargeDecentral | 6458 | 3.7494e-05
[11 empty] | c_DK2_LargeDecentral | 6459 | 4.0661e-05
[11 empty] | c_DK2_LargeDecentral | 6460 | 5.9825e-05
[11 empty] | c_DK2_LargeDecentral | 6461 | 0.00010165
[11 empty] | c_DK2_LargeDecentral | 6462 | 0.00012298
[11 empty] | c_DK2_LargeDecentral | 6463 | 0.00012298
[11 empty] | c_DK2_LargeDecentral | 6464 | 0.00010365
[11 empty] | c_DK2_LargeDecentral | 6465 | 9.8486e-05
[11 empty] | c_DK2_LargeDecentral | 6466 | 9.082e-05
[11 empty] | c_DK2_LargeDecentral | 6467 | 8.6487e-05
[11 empty] | c_DK2_LargeDecentral | 6468 | 8.3821e-05
[11 empty] | c_DK2_LargeDecentral | 6469 | 7.5156e-05
[11 empty] | c_DK2_LargeDecentral | 6470 | 7.1323e-05
[11 empty] | c_DK2_LargeDecentral | 6471 | 6.799e-05
[11 empty] | c_DK2_LargeDecentral | 6472 | 6.9323e-05
[11 empty] | c_DK2_LargeDecentral | 6473 | 7.5989e-05
[11 empty] | c_DK2_LargeDecentral | 6474 | 7.8988e-05
[11 empty] | c_DK2_LargeDecentral | 6475 | 8.5321e-05
[11 empty] | c_DK2_LargeDecentral | 6476 | 8.7154e-05
[11 empty] | c_DK2_LargeDecentral | 6477 | 8.1155e-05
[11 empty] | c_DK2_LargeDecentral | 6478 | 6.3824e-05
[11 empty] | c_DK2_LargeDecentral | 6479 | 4.2994e-05
[11 empty] | c_DK2_LargeDecentral | 6480 | 3.8494e-05
[11 empty] | c_DK2_LargeDecentral | 6481 | 3.8828e-05
[11 empty] | c_DK2_LargeDecentral | 6482 | 3.6161e-05
[11 empty] | c_DK2_LargeDecentral | 6483 | 4.0994e-05
[11 empty] | c_DK2_LargeDecentral | 6484 | 6.0491e-05
[11 empty] | c_DK2_LargeDecentral | 6485 | 9.6153e-05
[11 empty] | c_DK2_LargeDecentral | 6486 | 0.00012232
[11 empty] | c_DK2_LargeDecentral | 6487 | 0.00012198
[11 empty] | c_DK2_LargeDecentral | 6488 | 0.00010248
[11 empty] | c_DK2_LargeDecentral | 6489 | 9.5819e-05
[11 empty] | c_DK2_LargeDecentral | 6490 | 9.2653e-05
[11 empty] | c_DK2_LargeDecentral | 6491 | 8.4821e-05
[11 empty] | c_DK2_LargeDecentral | 6492 | 8.2321e-05
[11 empty] | c_DK2_LargeDecentral | 6493 | 7.2656e-05
[11 empty] | c_DK2_LargeDecentral | 6494 | 7.6155e-05
[11 empty] | c_DK2_LargeDecentral | 6495 | 7.1823e-05
[11 empty] | c_DK2_LargeDecentral | 6496 | 7.2656e-05
[11 empty] | c_DK2_LargeDecentral | 6497 | 7.5822e-05
[11 empty] | c_DK2_LargeDecentral | 6498 | 7.9322e-05
[11 empty] | c_DK2_LargeDecentral | 6499 | 8.3488e-05
[11 empty] | c_DK2_LargeDecentral | 6500 | 8.4987e-05
[11 empty] | c_DK2_LargeDecentral | 6501 | 8.0821e-05
[11 empty] | c_DK2_LargeDecentral | 6502 | 6.3491e-05
[11 empty] | c_DK2_LargeDecentral | 6503 | 4.3327e-05
[11 empty] | c_DK2_LargeDecentral | 6504 | 3.7828e-05
[11 empty] | c_DK2_LargeDecentral | 6505 | 4.1994e-05
[11 empty] | c_DK2_LargeDecentral | 6506 | 4.3327e-05
[11 empty] | c_DK2_LargeDecentral | 6507 | 5.2992e-05
[11 empty] | c_DK2_LargeDecentral | 6508 | 7.6655e-05
[11 empty] | c_DK2_LargeDecentral | 6509 | 0.00011348
[11 empty] | c_DK2_LargeDecentral | 6510 | 0.00011932
[11 empty] | c_DK2_LargeDecentral | 6511 | 0.00012182
[11 empty] | c_DK2_LargeDecentral | 6512 | 0.00010015
[11 empty] | c_DK2_LargeDecentral | 6513 | 9.382e-05
[11 empty] | c_DK2_LargeDecentral | 6514 | 8.882e-05
[11 empty] | c_DK2_LargeDecentral | 6515 | 8.4321e-05
[11 empty] | c_DK2_LargeDecentral | 6516 | 8.2155e-05
[11 empty] | c_DK2_LargeDecentral | 6517 | 7.4656e-05
[11 empty] | c_DK2_LargeDecentral | 6518 | 7.2823e-05
[11 empty] | c_DK2_LargeDecentral | 6519 | 6.999e-05
[11 empty] | c_DK2_LargeDecentral | 6520 | 7.2989e-05
[11 empty] | c_DK2_LargeDecentral | 6521 | 7.8822e-05
[11 empty] | c_DK2_LargeDecentral | 6522 | 8.2988e-05
[11 empty] | c_DK2_LargeDecentral | 6523 | 8.8154e-05
[11 empty] | c_DK2_LargeDecentral | 6524 | 9.032e-05
[11 empty] | c_DK2_LargeDecentral | 6525 | 8.6154e-05
[11 empty] | c_DK2_LargeDecentral | 6526 | 6.749e-05
[11 empty] | c_DK2_LargeDecentral | 6527 | 4.716e-05
[11 empty] | c_DK2_LargeDecentral | 6528 | 4.0494e-05
[11 empty] | c_DK2_LargeDecentral | 6529 | 4.4493e-05
[11 empty] | c_DK2_LargeDecentral | 6530 | 4.516e-05
[11 empty] | c_DK2_LargeDecentral | 6531 | 4.9326e-05
[11 empty] | c_DK2_LargeDecentral | 6532 | 7.1823e-05
[11 empty] | c_DK2_LargeDecentral | 6533 | 0.00011865
[11 empty] | c_DK2_LargeDecentral | 6534 | 0.00014281
[11 empty] | c_DK2_LargeDecentral | 6535 | 0.00014031
[11 empty] | c_DK2_LargeDecentral | 6536 | 0.00011665
[11 empty] | c_DK2_LargeDecentral | 6537 | 0.00011048
[11 empty] | c_DK2_LargeDecentral | 6538 | 0.00010298
[11 empty] | c_DK2_LargeDecentral | 6539 | 9.7819e-05
[11 empty] | c_DK2_LargeDecentral | 6540 | 9.4153e-05
[11 empty] | c_DK2_LargeDecentral | 6541 | 8.4654e-05
[11 empty] | c_DK2_LargeDecentral | 6542 | 8.2155e-05
[11 empty] | c_DK2_LargeDecentral | 6543 | 7.9655e-05
[11 empty] | c_DK2_LargeDecentral | 6544 | 8.1488e-05
[11 empty] | c_DK2_LargeDecentral | 6545 | 8.8154e-05
[11 empty] | c_DK2_LargeDecentral | 6546 | 9.1487e-05
[11 empty] | c_DK2_LargeDecentral | 6547 | 9.7986e-05
[11 empty] | c_DK2_LargeDecentral | 6548 | 0.00010132
[11 empty] | c_DK2_LargeDecentral | 6549 | 9.3653e-05
[11 empty] | c_DK2_LargeDecentral | 6550 | 7.4656e-05
[11 empty] | c_DK2_LargeDecentral | 6551 | 5.0992e-05
[11 empty] | c_DK2_LargeDecentral | 6552 | 4.766e-05
[11 empty] | c_DK2_LargeDecentral | 6553 | 5.1826e-05
[11 empty] | c_DK2_LargeDecentral | 6554 | 5.2659e-05
[11 empty] | c_DK2_LargeDecentral | 6555 | 5.7658e-05
[11 empty] | c_DK2_LargeDecentral | 6556 | 8.3488e-05
[11 empty] | c_DK2_LargeDecentral | 6557 | 0.00013581
[11 empty] | c_DK2_LargeDecentral | 6558 | 0.00016448
[11 empty] | c_DK2_LargeDecentral | 6559 | 0.00016148
[11 empty] | c_DK2_LargeDecentral | 6560 | 0.00013781
[11 empty] | c_DK2_LargeDecentral | 6561 | 0.00013015
[11 empty] | c_DK2_LargeDecentral | 6562 | 0.00012082
[11 empty] | c_DK2_LargeDecentral | 6563 | 0.00011465
[11 empty] | c_DK2_LargeDecentral | 6564 | 0.00010982
[11 empty] | c_DK2_LargeDecentral | 6565 | 9.9819e-05
[11 empty] | c_DK2_LargeDecentral | 6566 | 9.6153e-05
[11 empty] | c_DK2_LargeDecentral | 6567 | 9.2986e-05
[11 empty] | c_DK2_LargeDecentral | 6568 | 9.4986e-05
[11 empty] | c_DK2_LargeDecentral | 6569 | 0.00010215
[11 empty] | c_DK2_LargeDecentral | 6570 | 0.00010632
[11 empty] | c_DK2_LargeDecentral | 6571 | 0.00011365
[11 empty] | c_DK2_LargeDecentral | 6572 | 0.00011565
[11 empty] | c_DK2_LargeDecentral | 6573 | 0.00010748
[11 empty] | c_DK2_LargeDecentral | 6574 | 8.4987e-05
[11 empty] | c_DK2_LargeDecentral | 6575 | 5.8158e-05
[11 empty] | c_DK2_LargeDecentral | 6576 | 5.3659e-05
[11 empty] | c_DK2_LargeDecentral | 6577 | 5.8491e-05
[11 empty] | c_DK2_LargeDecentral | 6578 | 5.8991e-05
[11 empty] | c_DK2_LargeDecentral | 6579 | 6.4657e-05
[11 empty] | c_DK2_LargeDecentral | 6580 | 9.032e-05
[11 empty] | c_DK2_LargeDecentral | 6581 | 0.00014181
[11 empty] | c_DK2_LargeDecentral | 6582 | 0.00016881
[11 empty] | c_DK2_LargeDecentral | 6583 | 0.00016614
[11 empty] | c_DK2_LargeDecentral | 6584 | 0.00014548
[11 empty] | c_DK2_LargeDecentral | 6585 | 0.00013715
[11 empty] | c_DK2_LargeDecentral | 6586 | 0.00012831
[11 empty] | c_DK2_LargeDecentral | 6587 | 0.00012248
[11 empty] | c_DK2_LargeDecentral | 6588 | 0.00011815
[11 empty] | c_DK2_LargeDecentral | 6589 | 0.00010848
[11 empty] | c_DK2_LargeDecentral | 6590 | 0.00010615
[11 empty] | c_DK2_LargeDecentral | 6591 | 0.00010348
[11 empty] | c_DK2_LargeDecentral | 6592 | 0.00010648
[11 empty] | c_DK2_LargeDecentral | 6593 | 0.00011382
[11 empty] | c_DK2_LargeDecentral | 6594 | 0.00011698
[11 empty] | c_DK2_LargeDecentral | 6595 | 0.00012248
[11 empty] | c_DK2_LargeDecentral | 6596 | 0.00012382
[11 empty] | c_DK2_LargeDecentral | 6597 | 0.00011348
[11 empty] | c_DK2_LargeDecentral | 6598 | 9.032e-05
[11 empty] | c_DK2_LargeDecentral | 6599 | 6.4491e-05
[11 empty] | c_DK2_LargeDecentral | 6600 | 5.8825e-05
[11 empty] | c_DK2_LargeDecentral | 6601 | 6.4324e-05
[11 empty] | c_DK2_LargeDecentral | 6602 | 6.4657e-05
[11 empty] | c_DK2_LargeDecentral | 6603 | 7.099e-05
[11 empty] | c_DK2_LargeDecentral | 6604 | 9.7152e-05
[11 empty] | c_DK2_LargeDecentral | 6605 | 0.00014931
[11 empty] | c_DK2_LargeDecentral | 6606 | 0.00017631
[11 empty] | c_DK2_LargeDecentral | 6607 | 0.00017381
[11 empty] | c_DK2_LargeDecentral | 6608 | 0.00015398
[11 empty] | c_DK2_LargeDecentral | 6609 | 0.00014531
[11 empty] | c_DK2_LargeDecentral | 6610 | 0.00013615
[11 empty] | c_DK2_LargeDecentral | 6611 | 0.00013048
[11 empty] | c_DK2_LargeDecentral | 6612 | 0.00012631
[11 empty] | c_DK2_LargeDecentral | 6613 | 0.00011682
[11 empty] | c_DK2_LargeDecentral | 6614 | 0.00011498
[11 empty] | c_DK2_LargeDecentral | 6615 | 0.00011265
[11 empty] | c_DK2_LargeDecentral | 6616 | 0.00011582
[11 empty] | c_DK2_LargeDecentral | 6617 | 0.00012382
[11 empty] | c_DK2_LargeDecentral | 6618 | 0.00012631
[11 empty] | c_DK2_LargeDecentral | 6619 | 0.00013098
[11 empty] | c_DK2_LargeDecentral | 6620 | 0.00013215
[11 empty] | c_DK2_LargeDecentral | 6621 | 0.00012048
[11 empty] | c_DK2_LargeDecentral | 6622 | 9.5819e-05
[11 empty] | c_DK2_LargeDecentral | 6623 | 6.999e-05
[11 empty] | c_DK2_LargeDecentral | 6624 | 6.0991e-05
[11 empty] | c_DK2_LargeDecentral | 6625 | 6.5824e-05
[11 empty] | c_DK2_LargeDecentral | 6626 | 6.5824e-05
[11 empty] | c_DK2_LargeDecentral | 6627 | 7.1489e-05
[11 empty] | c_DK2_LargeDecentral | 6628 | 9.6819e-05
[11 empty] | c_DK2_LargeDecentral | 6629 | 0.00014881
[11 empty] | c_DK2_LargeDecentral | 6630 | 0.00017697
[11 empty] | c_DK2_LargeDecentral | 6631 | 0.00017681
[11 empty] | c_DK2_LargeDecentral | 6632 | 0.00015814
[11 empty] | c_DK2_LargeDecentral | 6633 | 0.00014898
[11 empty] | c_DK2_LargeDecentral | 6634 | 0.00013915
[11 empty] | c_DK2_LargeDecentral | 6635 | 0.00013281
[11 empty] | c_DK2_LargeDecentral | 6636 | 0.00012898
[11 empty] | c_DK2_LargeDecentral | 6637 | 0.00011982
[11 empty] | c_DK2_LargeDecentral | 6638 | 0.00011748
[11 empty] | c_DK2_LargeDecentral | 6639 | 0.00011532
[11 empty] | c_DK2_LargeDecentral | 6640 | 0.00011848
[11 empty] | c_DK2_LargeDecentral | 6641 | 0.00012715
[11 empty] | c_DK2_LargeDecentral | 6642 | 0.00013048
[11 empty] | c_DK2_LargeDecentral | 6643 | 0.00013548
[11 empty] | c_DK2_LargeDecentral | 6644 | 0.00013581
[11 empty] | c_DK2_LargeDecentral | 6645 | 0.00012448
[11 empty] | c_DK2_LargeDecentral | 6646 | 9.8152e-05
[11 empty] | c_DK2_LargeDecentral | 6647 | 7.1823e-05
[11 empty] | c_DK2_LargeDecentral | 6648 | 6.799e-05
[11 empty] | c_DK2_LargeDecentral | 6649 | 7.1489e-05
[11 empty] | c_DK2_LargeDecentral | 6650 | 6.8157e-05
[11 empty] | c_DK2_LargeDecentral | 6651 | 7.7155e-05
[11 empty] | c_DK2_LargeDecentral | 6652 | 0.00010382
[11 empty] | c_DK2_LargeDecentral | 6653 | 0.00015264
[11 empty] | c_DK2_LargeDecentral | 6654 | 0.00018581
[11 empty] | c_DK2_LargeDecentral | 6655 | 0.00018364
[11 empty] | c_DK2_LargeDecentral | 6656 | 0.00016331
[11 empty] | c_DK2_LargeDecentral | 6657 | 0.00015298
[11 empty] | c_DK2_LargeDecentral | 6658 | 0.00014631
[11 empty] | c_DK2_LargeDecentral | 6659 | 0.00013731
[11 empty] | c_DK2_LargeDecentral | 6660 | 0.00013365
[11 empty] | c_DK2_LargeDecentral | 6661 | 0.00012198
[11 empty] | c_DK2_LargeDecentral | 6662 | 0.00012581
[11 empty] | c_DK2_LargeDecentral | 6663 | 0.00012365
[11 empty] | c_DK2_LargeDecentral | 6664 | 0.00012798
[11 empty] | c_DK2_LargeDecentral | 6665 | 0.00013381
[11 empty] | c_DK2_LargeDecentral | 6666 | 0.00013815
[11 empty] | c_DK2_LargeDecentral | 6667 | 0.00013998
[11 empty] | c_DK2_LargeDecentral | 6668 | 0.00014065
[11 empty] | c_DK2_LargeDecentral | 6669 | 0.00013031
[11 empty] | c_DK2_LargeDecentral | 6670 | 0.00010448
[11 empty] | c_DK2_LargeDecentral | 6671 | 7.6489e-05
[11 empty] | c_DK2_LargeDecentral | 6672 | 7.4322e-05
[11 empty] | c_DK2_LargeDecentral | 6673 | 8.3154e-05
[11 empty] | c_DK2_LargeDecentral | 6674 | 8.1655e-05
[11 empty] | c_DK2_LargeDecentral | 6675 | 9.5153e-05
[11 empty] | c_DK2_LargeDecentral | 6676 | 0.00012615
[11 empty] | c_DK2_LargeDecentral | 6677 | 0.00017881
[11 empty] | c_DK2_LargeDecentral | 6678 | 0.00018664
[11 empty] | c_DK2_LargeDecentral | 6679 | 0.00018497
[11 empty] | c_DK2_LargeDecentral | 6680 | 0.00016281
[11 empty] | c_DK2_LargeDecentral | 6681 | 0.00015498
[11 empty] | c_DK2_LargeDecentral | 6682 | 0.00014681
[11 empty] | c_DK2_LargeDecentral | 6683 | 0.00014165
[11 empty] | c_DK2_LargeDecentral | 6684 | 0.00013831
[11 empty] | c_DK2_LargeDecentral | 6685 | 0.00013031
[11 empty] | c_DK2_LargeDecentral | 6686 | 0.00013065
[11 empty] | c_DK2_LargeDecentral | 6687 | 0.00012865
[11 empty] | c_DK2_LargeDecentral | 6688 | 0.00013531
[11 empty] | c_DK2_LargeDecentral | 6689 | 0.00014481
[11 empty] | c_DK2_LargeDecentral | 6690 | 0.00014881
[11 empty] | c_DK2_LargeDecentral | 6691 | 0.00015214
[11 empty] | c_DK2_LargeDecentral | 6692 | 0.00015348
[11 empty] | c_DK2_LargeDecentral | 6693 | 0.00014265
[11 empty] | c_DK2_LargeDecentral | 6694 | 0.00011515
[11 empty] | c_DK2_LargeDecentral | 6695 | 8.7154e-05
[11 empty] | c_DK2_LargeDecentral | 6696 | 7.6822e-05
[11 empty] | c_DK2_LargeDecentral | 6697 | 8.3488e-05
[11 empty] | c_DK2_LargeDecentral | 6698 | 8.4321e-05
[11 empty] | c_DK2_LargeDecentral | 6699 | 9.182e-05
[11 empty] | c_DK2_LargeDecentral | 6700 | 0.00011982
[11 empty] | c_DK2_LargeDecentral | 6701 | 0.00017881
[11 empty] | c_DK2_LargeDecentral | 6702 | 0.00020797
[11 empty] | c_DK2_LargeDecentral | 6703 | 0.00020514
[11 empty] | c_DK2_LargeDecentral | 6704 | 0.00018314
[11 empty] | c_DK2_LargeDecentral | 6705 | 0.00017447
[11 empty] | c_DK2_LargeDecentral | 6706 | 0.00016514
[11 empty] | c_DK2_LargeDecentral | 6707 | 0.00015781
[11 empty] | c_DK2_LargeDecentral | 6708 | 0.00015381
[11 empty] | c_DK2_LargeDecentral | 6709 | 0.00014398
[11 empty] | c_DK2_LargeDecentral | 6710 | 0.00014331
[11 empty] | c_DK2_LargeDecentral | 6711 | 0.00014165
[11 empty] | c_DK2_LargeDecentral | 6712 | 0.00014715
[11 empty] | c_DK2_LargeDecentral | 6713 | 0.00015548
[11 empty] | c_DK2_LargeDecentral | 6714 | 0.00015848
[11 empty] | c_DK2_LargeDecentral | 6715 | 0.00016214
[11 empty] | c_DK2_LargeDecentral | 6716 | 0.00016214
[11 empty] | c_DK2_LargeDecentral | 6717 | 0.00014764
[11 empty] | c_DK2_LargeDecentral | 6718 | 0.00011898
[11 empty] | c_DK2_LargeDecentral | 6719 | 8.9653e-05
[11 empty] | c_DK2_LargeDecentral | 6720 | 6.2991e-05
[11 empty] | c_DK2_LargeDecentral | 6721 | 6.8823e-05
[11 empty] | c_DK2_LargeDecentral | 6722 | 6.899e-05
[11 empty] | c_DK2_LargeDecentral | 6723 | 7.5489e-05
[11 empty] | c_DK2_LargeDecentral | 6724 | 0.00010265
[11 empty] | c_DK2_LargeDecentral | 6725 | 0.00015648
[11 empty] | c_DK2_LargeDecentral | 6726 | 0.00018414
[11 empty] | c_DK2_LargeDecentral | 6727 | 0.00018164
[11 empty] | c_DK2_LargeDecentral | 6728 | 0.00016181
[11 empty] | c_DK2_LargeDecentral | 6729 | 0.00015281
[11 empty] | c_DK2_LargeDecentral | 6730 | 0.00014348
[11 empty] | c_DK2_LargeDecentral | 6731 | 0.00013731
[11 empty] | c_DK2_LargeDecentral | 6732 | 0.00013298
[11 empty] | c_DK2_LargeDecentral | 6733 | 0.00012348
[11 empty] | c_DK2_LargeDecentral | 6734 | 0.00012182
[11 empty] | c_DK2_LargeDecentral | 6735 | 0.00011965
[11 empty] | c_DK2_LargeDecentral | 6736 | 0.00012332
[11 empty] | c_DK2_LargeDecentral | 6737 | 0.00013131
[11 empty] | c_DK2_LargeDecentral | 6738 | 0.00013398
[11 empty] | c_DK2_LargeDecentral | 6739 | 0.00013848
[11 empty] | c_DK2_LargeDecentral | 6740 | 0.00013931
[11 empty] | c_DK2_LargeDecentral | 6741 | 0.00012681
[11 empty] | c_DK2_LargeDecentral | 6742 | 0.00010082
[11 empty] | c_DK2_LargeDecentral | 6743 | 7.4322e-05
[11 empty] | c_DK2_LargeDecentral | 6744 | 5.4159e-05
[11 empty] | c_DK2_LargeDecentral | 6745 | 5.9325e-05
[11 empty] | c_DK2_LargeDecentral | 6746 | 5.9825e-05
[11 empty] | c_DK2_LargeDecentral | 6747 | 6.549e-05
[11 empty] | c_DK2_LargeDecentral | 6748 | 9.1487e-05
[11 empty] | c_DK2_LargeDecentral | 6749 | 0.00014298
[11 empty] | c_DK2_LargeDecentral | 6750 | 0.00017014
[11 empty] | c_DK2_LargeDecentral | 6751 | 0.00016748
[11 empty] | c_DK2_LargeDecentral | 6752 | 0.00014665
[11 empty] | c_DK2_LargeDecentral | 6753 | 0.00013831
[11 empty] | c_DK2_LargeDecentral | 6754 | 0.00012948
[11 empty] | c_DK2_LargeDecentral | 6755 | 0.00012348
[11 empty] | c_DK2_LargeDecentral | 6756 | 0.00011948
[11 empty] | c_DK2_LargeDecentral | 6757 | 0.00010965
[11 empty] | c_DK2_LargeDecentral | 6758 | 0.00010732
[11 empty] | c_DK2_LargeDecentral | 6759 | 0.00010465
[11 empty] | c_DK2_LargeDecentral | 6760 | 0.00010748
[11 empty] | c_DK2_LargeDecentral | 6761 | 0.00011515
[11 empty] | c_DK2_LargeDecentral | 6762 | 0.00011832
[11 empty] | c_DK2_LargeDecentral | 6763 | 0.00012382
[11 empty] | c_DK2_LargeDecentral | 6764 | 0.00012515
[11 empty] | c_DK2_LargeDecentral | 6765 | 0.00011465
[11 empty] | c_DK2_LargeDecentral | 6766 | 9.0987e-05
[11 empty] | c_DK2_LargeDecentral | 6767 | 6.5157e-05
[11 empty] | c_DK2_LargeDecentral | 6768 | 5.0326e-05
[11 empty] | c_DK2_LargeDecentral | 6769 | 5.4825e-05
[11 empty] | c_DK2_LargeDecentral | 6770 | 5.5492e-05
[11 empty] | c_DK2_LargeDecentral | 6771 | 6.0824e-05
[11 empty] | c_DK2_LargeDecentral | 6772 | 8.6821e-05
[11 empty] | c_DK2_LargeDecentral | 6773 | 0.00013931
[11 empty] | c_DK2_LargeDecentral | 6774 | 0.00016814
[11 empty] | c_DK2_LargeDecentral | 6775 | 0.00016514
[11 empty] | c_DK2_LargeDecentral | 6776 | 0.00014198
[11 empty] | c_DK2_LargeDecentral | 6777 | 0.00013398
[11 empty] | c_DK2_LargeDecentral | 6778 | 0.00012465
[11 empty] | c_DK2_LargeDecentral | 6779 | 0.00011865
[11 empty] | c_DK2_LargeDecentral | 6780 | 0.00011382
[11 empty] | c_DK2_LargeDecentral | 6781 | 0.00010398
[11 empty] | c_DK2_LargeDecentral | 6782 | 0.00010065
[11 empty] | c_DK2_LargeDecentral | 6783 | 9.7652e-05
[11 empty] | c_DK2_LargeDecentral | 6784 | 9.9985e-05
[11 empty] | c_DK2_LargeDecentral | 6785 | 0.00010732
[11 empty] | c_DK2_LargeDecentral | 6786 | 0.00011098
[11 empty] | c_DK2_LargeDecentral | 6787 | 0.00011798
[11 empty] | c_DK2_LargeDecentral | 6788 | 0.00011982
[11 empty] | c_DK2_LargeDecentral | 6789 | 0.00011082
[11 empty] | c_DK2_LargeDecentral | 6790 | 8.7654e-05
[11 empty] | c_DK2_LargeDecentral | 6791 | 6.0991e-05
[11 empty] | c_DK2_LargeDecentral | 6792 | 4.4827e-05
[11 empty] | c_DK2_LargeDecentral | 6793 | 4.8326e-05
[11 empty] | c_DK2_LargeDecentral | 6794 | 4.816e-05
[11 empty] | c_DK2_LargeDecentral | 6795 | 5.2326e-05
[11 empty] | c_DK2_LargeDecentral | 6796 | 7.5822e-05
[11 empty] | c_DK2_LargeDecentral | 6797 | 0.00012481
[11 empty] | c_DK2_LargeDecentral | 6798 | 0.00015214
[11 empty] | c_DK2_LargeDecentral | 6799 | 0.00015164
[11 empty] | c_DK2_LargeDecentral | 6800 | 0.00012998
[11 empty] | c_DK2_LargeDecentral | 6801 | 0.00012232
[11 empty] | c_DK2_LargeDecentral | 6802 | 0.00011298
[11 empty] | c_DK2_LargeDecentral | 6803 | 0.00010682
[11 empty] | c_DK2_LargeDecentral | 6804 | 0.00010348
[11 empty] | c_DK2_LargeDecentral | 6805 | 9.382e-05
[11 empty] | c_DK2_LargeDecentral | 6806 | 8.932e-05
[11 empty] | c_DK2_LargeDecentral | 6807 | 8.6154e-05
[11 empty] | c_DK2_LargeDecentral | 6808 | 8.8154e-05
[11 empty] | c_DK2_LargeDecentral | 6809 | 9.5653e-05
[11 empty] | c_DK2_LargeDecentral | 6810 | 9.9819e-05
[11 empty] | c_DK2_LargeDecentral | 6811 | 0.00010765
[11 empty] | c_DK2_LargeDecentral | 6812 | 0.00010932
[11 empty] | c_DK2_LargeDecentral | 6813 | 0.00010198
[11 empty] | c_DK2_LargeDecentral | 6814 | 7.9988e-05
[11 empty] | c_DK2_LargeDecentral | 6815 | 5.4325e-05
[11 empty] | c_DK2_LargeDecentral | 6816 | 4.6493e-05
[11 empty] | c_DK2_LargeDecentral | 6817 | 4.666e-05
[11 empty] | c_DK2_LargeDecentral | 6818 | 4.3994e-05
[11 empty] | c_DK2_LargeDecentral | 6819 | 4.9826e-05
[11 empty] | c_DK2_LargeDecentral | 6820 | 7.2323e-05
[11 empty] | c_DK2_LargeDecentral | 6821 | 0.00011365
[11 empty] | c_DK2_LargeDecentral | 6822 | 0.00014365
[11 empty] | c_DK2_LargeDecentral | 6823 | 0.00014315
[11 empty] | c_DK2_LargeDecentral | 6824 | 0.00012198
[11 empty] | c_DK2_LargeDecentral | 6825 | 0.00011365
[11 empty] | c_DK2_LargeDecentral | 6826 | 0.00010915
[11 empty] | c_DK2_LargeDecentral | 6827 | 9.9985e-05
[11 empty] | c_DK2_LargeDecentral | 6828 | 9.6819e-05
[11 empty] | c_DK2_LargeDecentral | 6829 | 8.6321e-05
[11 empty] | c_DK2_LargeDecentral | 6830 | 8.932e-05
[11 empty] | c_DK2_LargeDecentral | 6831 | 8.5154e-05
[11 empty] | c_DK2_LargeDecentral | 6832 | 8.6321e-05
[11 empty] | c_DK2_LargeDecentral | 6833 | 9.0153e-05
[11 empty] | c_DK2_LargeDecentral | 6834 | 9.4819e-05
[11 empty] | c_DK2_LargeDecentral | 6835 | 9.9819e-05
[11 empty] | c_DK2_LargeDecentral | 6836 | 0.00010132
[11 empty] | c_DK2_LargeDecentral | 6837 | 9.6486e-05
[11 empty] | c_DK2_LargeDecentral | 6838 | 7.5822e-05
[11 empty] | c_DK2_LargeDecentral | 6839 | 5.1826e-05
[11 empty] | c_DK2_LargeDecentral | 6840 | 4.366e-05
[11 empty] | c_DK2_LargeDecentral | 6841 | 4.8493e-05
[11 empty] | c_DK2_LargeDecentral | 6842 | 4.9993e-05
[11 empty] | c_DK2_LargeDecentral | 6843 | 6.0991e-05
[11 empty] | c_DK2_LargeDecentral | 6844 | 8.782e-05
[11 empty] | c_DK2_LargeDecentral | 6845 | 0.00012965
[11 empty] | c_DK2_LargeDecentral | 6846 | 0.00013581
[11 empty] | c_DK2_LargeDecentral | 6847 | 0.00013831
[11 empty] | c_DK2_LargeDecentral | 6848 | 0.00011465
[11 empty] | c_DK2_LargeDecentral | 6849 | 0.00010698
[11 empty] | c_DK2_LargeDecentral | 6850 | 0.00010132
[11 empty] | c_DK2_LargeDecentral | 6851 | 9.5986e-05
[11 empty] | c_DK2_LargeDecentral | 6852 | 9.3486e-05
[11 empty] | c_DK2_LargeDecentral | 6853 | 8.5154e-05
[11 empty] | c_DK2_LargeDecentral | 6854 | 8.3488e-05
[11 empty] | c_DK2_LargeDecentral | 6855 | 8.0655e-05
[11 empty] | c_DK2_LargeDecentral | 6856 | 8.3821e-05
[11 empty] | c_DK2_LargeDecentral | 6857 | 9.032e-05
[11 empty] | c_DK2_LargeDecentral | 6858 | 9.5319e-05
[11 empty] | c_DK2_LargeDecentral | 6859 | 0.00010149
[11 empty] | c_DK2_LargeDecentral | 6860 | 0.00010365
[11 empty] | c_DK2_LargeDecentral | 6861 | 9.8652e-05
[11 empty] | c_DK2_LargeDecentral | 6862 | 7.7322e-05
[11 empty] | c_DK2_LargeDecentral | 6863 | 5.4325e-05
[11 empty] | c_DK2_LargeDecentral | 6864 | 4.2994e-05
[11 empty] | c_DK2_LargeDecentral | 6865 | 4.7326e-05
[11 empty] | c_DK2_LargeDecentral | 6866 | 4.7993e-05
[11 empty] | c_DK2_LargeDecentral | 6867 | 5.2492e-05
[11 empty] | c_DK2_LargeDecentral | 6868 | 7.5989e-05
[11 empty] | c_DK2_LargeDecentral | 6869 | 0.00012515
[11 empty] | c_DK2_LargeDecentral | 6870 | 0.00015048
[11 empty] | c_DK2_LargeDecentral | 6871 | 0.00014814
[11 empty] | c_DK2_LargeDecentral | 6872 | 0.00012332
[11 empty] | c_DK2_LargeDecentral | 6873 | 0.00011682
[11 empty] | c_DK2_LargeDecentral | 6874 | 0.00010882
[11 empty] | c_DK2_LargeDecentral | 6875 | 0.00010332
[11 empty] | c_DK2_LargeDecentral | 6876 | 9.9319e-05
[11 empty] | c_DK2_LargeDecentral | 6877 | 8.9653e-05
[11 empty] | c_DK2_LargeDecentral | 6878 | 8.7154e-05
[11 empty] | c_DK2_LargeDecentral | 6879 | 8.4488e-05
[11 empty] | c_DK2_LargeDecentral | 6880 | 8.6321e-05
[11 empty] | c_DK2_LargeDecentral | 6881 | 9.332e-05
[11 empty] | c_DK2_LargeDecentral | 6882 | 9.6986e-05
[11 empty] | c_DK2_LargeDecentral | 6883 | 0.00010415
[11 empty] | c_DK2_LargeDecentral | 6884 | 0.00010715
[11 empty] | c_DK2_LargeDecentral | 6885 | 9.9319e-05
[11 empty] | c_DK2_LargeDecentral | 6886 | 7.8822e-05
[11 empty] | c_DK2_LargeDecentral | 6887 | 5.3825e-05
[11 empty] | c_DK2_LargeDecentral | 6888 | 4.2494e-05
[11 empty] | c_DK2_LargeDecentral | 6889 | 4.6327e-05
[11 empty] | c_DK2_LargeDecentral | 6890 | 4.6993e-05
[11 empty] | c_DK2_LargeDecentral | 6891 | 5.1159e-05
[11 empty] | c_DK2_LargeDecentral | 6892 | 7.5156e-05
[11 empty] | c_DK2_LargeDecentral | 6893 | 0.00012365
[11 empty] | c_DK2_LargeDecentral | 6894 | 0.00015014
[11 empty] | c_DK2_LargeDecentral | 6895 | 0.00014731
[11 empty] | c_DK2_LargeDecentral | 6896 | 0.00012498
[11 empty] | c_DK2_LargeDecentral | 6897 | 0.00011815
[11 empty] | c_DK2_LargeDecentral | 6898 | 0.00010982
[11 empty] | c_DK2_LargeDecentral | 6899 | 0.00010432
[11 empty] | c_DK2_LargeDecentral | 6900 | 9.9819e-05
[11 empty] | c_DK2_LargeDecentral | 6901 | 9.0153e-05
[11 empty] | c_DK2_LargeDecentral | 6902 | 8.6821e-05
[11 empty] | c_DK2_LargeDecentral | 6903 | 8.3654e-05
[11 empty] | c_DK2_LargeDecentral | 6904 | 8.5321e-05
[11 empty] | c_DK2_LargeDecentral | 6905 | 9.2153e-05
[11 empty] | c_DK2_LargeDecentral | 6906 | 9.5486e-05
[11 empty] | c_DK2_LargeDecentral | 6907 | 0.00010248
[11 empty] | c_DK2_LargeDecentral | 6908 | 0.00010498
[11 empty] | c_DK2_LargeDecentral | 6909 | 9.6986e-05
[11 empty] | c_DK2_LargeDecentral | 6910 | 7.6989e-05
[11 empty] | c_DK2_LargeDecentral | 6911 | 5.2326e-05
[11 empty] | c_DK2_LargeDecentral | 6912 | 4.2827e-05
[11 empty] | c_DK2_LargeDecentral | 6913 | 4.666e-05
[11 empty] | c_DK2_LargeDecentral | 6914 | 4.7326e-05
[11 empty] | c_DK2_LargeDecentral | 6915 | 5.1826e-05
[11 empty] | c_DK2_LargeDecentral | 6916 | 7.5989e-05
[11 empty] | c_DK2_LargeDecentral | 6917 | 0.00012498
[11 empty] | c_DK2_LargeDecentral | 6918 | 0.00015164
[11 empty] | c_DK2_LargeDecentral | 6919 | 0.00014881
[11 empty] | c_DK2_LargeDecentral | 6920 | 0.00012615
[11 empty] | c_DK2_LargeDecentral | 6921 | 0.00011898
[11 empty] | c_DK2_LargeDecentral | 6922 | 0.00011082
[11 empty] | c_DK2_LargeDecentral | 6923 | 0.00010515
[11 empty] | c_DK2_LargeDecentral | 6924 | 0.00010099
[11 empty] | c_DK2_LargeDecentral | 6925 | 9.1153e-05
[11 empty] | c_DK2_LargeDecentral | 6926 | 8.7654e-05
[11 empty] | c_DK2_LargeDecentral | 6927 | 8.4488e-05
[11 empty] | c_DK2_LargeDecentral | 6928 | 8.6154e-05
[11 empty] | c_DK2_LargeDecentral | 6929 | 9.2986e-05
[11 empty] | c_DK2_LargeDecentral | 6930 | 9.6819e-05
[11 empty] | c_DK2_LargeDecentral | 6931 | 0.00010365
[11 empty] | c_DK2_LargeDecentral | 6932 | 0.00010615
[11 empty] | c_DK2_LargeDecentral | 6933 | 9.8152e-05
[11 empty] | c_DK2_LargeDecentral | 6934 | 7.7989e-05
[11 empty] | c_DK2_LargeDecentral | 6935 | 5.2826e-05
[11 empty] | c_DK2_LargeDecentral | 6936 | 4.3494e-05
[11 empty] | c_DK2_LargeDecentral | 6937 | 4.7493e-05
[11 empty] | c_DK2_LargeDecentral | 6938 | 4.8326e-05
[11 empty] | c_DK2_LargeDecentral | 6939 | 5.2826e-05
[11 empty] | c_DK2_LargeDecentral | 6940 | 7.7155e-05
[11 empty] | c_DK2_LargeDecentral | 6941 | 0.00012665
[11 empty] | c_DK2_LargeDecentral | 6942 | 0.00015348
[11 empty] | c_DK2_LargeDecentral | 6943 | 0.00015064
[11 empty] | c_DK2_LargeDecentral | 6944 | 0.00012798
[11 empty] | c_DK2_LargeDecentral | 6945 | 0.00012098
[11 empty] | c_DK2_LargeDecentral | 6946 | 0.00011232
[11 empty] | c_DK2_LargeDecentral | 6947 | 0.00010665
[11 empty] | c_DK2_LargeDecentral | 6948 | 0.00010215
[11 empty] | c_DK2_LargeDecentral | 6949 | 9.232e-05
[11 empty] | c_DK2_LargeDecentral | 6950 | 8.8987e-05
[11 empty] | c_DK2_LargeDecentral | 6951 | 8.5654e-05
[11 empty] | c_DK2_LargeDecentral | 6952 | 8.7487e-05
[11 empty] | c_DK2_LargeDecentral | 6953 | 9.4319e-05
[11 empty] | c_DK2_LargeDecentral | 6954 | 9.8152e-05
[11 empty] | c_DK2_LargeDecentral | 6955 | 0.00010515
[11 empty] | c_DK2_LargeDecentral | 6956 | 0.00010732
[11 empty] | c_DK2_LargeDecentral | 6957 | 9.9485e-05
[11 empty] | c_DK2_LargeDecentral | 6958 | 7.8988e-05
[11 empty] | c_DK2_LargeDecentral | 6959 | 5.3659e-05
[11 empty] | c_DK2_LargeDecentral | 6960 | 4.4327e-05
[11 empty] | c_DK2_LargeDecentral | 6961 | 4.766e-05
[11 empty] | c_DK2_LargeDecentral | 6962 | 4.7493e-05
[11 empty] | c_DK2_LargeDecentral | 6963 | 5.1659e-05
[11 empty] | c_DK2_LargeDecentral | 6964 | 7.4656e-05
[11 empty] | c_DK2_LargeDecentral | 6965 | 0.00012332
[11 empty] | c_DK2_LargeDecentral | 6966 | 0.00015031
[11 empty] | c_DK2_LargeDecentral | 6967 | 0.00014981
[11 empty] | c_DK2_LargeDecentral | 6968 | 0.00012831
[11 empty] | c_DK2_LargeDecentral | 6969 | 0.00012098
[11 empty] | c_DK2_LargeDecentral | 6970 | 0.00011165
[11 empty] | c_DK2_LargeDecentral | 6971 | 0.00010565
[11 empty] | c_DK2_LargeDecentral | 6972 | 0.00010232
[11 empty] | c_DK2_LargeDecentral | 6973 | 9.282e-05
[11 empty] | c_DK2_LargeDecentral | 6974 | 8.832e-05
[11 empty] | c_DK2_LargeDecentral | 6975 | 8.4987e-05
[11 empty] | c_DK2_LargeDecentral | 6976 | 8.6821e-05
[11 empty] | c_DK2_LargeDecentral | 6977 | 9.4486e-05
[11 empty] | c_DK2_LargeDecentral | 6978 | 9.8319e-05
[11 empty] | c_DK2_LargeDecentral | 6979 | 0.00010648
[11 empty] | c_DK2_LargeDecentral | 6980 | 0.00010798
[11 empty] | c_DK2_LargeDecentral | 6981 | 0.00010082
[11 empty] | c_DK2_LargeDecentral | 6982 | 7.8988e-05
[11 empty] | c_DK2_LargeDecentral | 6983 | 5.3492e-05
[11 empty] | c_DK2_LargeDecentral | 6984 | 4.766e-05
[11 empty] | c_DK2_LargeDecentral | 6985 | 4.7993e-05
[11 empty] | c_DK2_LargeDecentral | 6986 | 4.566e-05
[11 empty] | c_DK2_LargeDecentral | 6987 | 5.1492e-05
[11 empty] | c_DK2_LargeDecentral | 6988 | 7.4656e-05
[11 empty] | c_DK2_LargeDecentral | 6989 | 0.00011698
[11 empty] | c_DK2_LargeDecentral | 6990 | 0.00014781
[11 empty] | c_DK2_LargeDecentral | 6991 | 0.00014715
[11 empty] | c_DK2_LargeDecentral | 6992 | 0.00012548
[11 empty] | c_DK2_LargeDecentral | 6993 | 0.00011698
[11 empty] | c_DK2_LargeDecentral | 6994 | 0.00011232
[11 empty] | c_DK2_LargeDecentral | 6995 | 0.00010298
[11 empty] | c_DK2_LargeDecentral | 6996 | 9.9652e-05
[11 empty] | c_DK2_LargeDecentral | 6997 | 8.882e-05
[11 empty] | c_DK2_LargeDecentral | 6998 | 9.1986e-05
[11 empty] | c_DK2_LargeDecentral | 6999 | 8.782e-05
[11 empty] | c_DK2_LargeDecentral | 7000 | 8.8987e-05
[11 empty] | c_DK2_LargeDecentral | 7001 | 9.282e-05
[11 empty] | c_DK2_LargeDecentral | 7002 | 9.7652e-05
[11 empty] | c_DK2_LargeDecentral | 7003 | 0.00010282
[11 empty] | c_DK2_LargeDecentral | 7004 | 0.00010432
[11 empty] | c_DK2_LargeDecentral | 7005 | 9.9319e-05
[11 empty] | c_DK2_LargeDecentral | 7006 | 7.7989e-05
[11 empty] | c_DK2_LargeDecentral | 7007 | 5.3659e-05
[11 empty] | c_DK2_LargeDecentral | 7008 | 4.6993e-05
[11 empty] | c_DK2_LargeDecentral | 7009 | 5.1826e-05
[11 empty] | c_DK2_LargeDecentral | 7010 | 5.3659e-05
[11 empty] | c_DK2_LargeDecentral | 7011 | 6.5324e-05
[11 empty] | c_DK2_LargeDecentral | 7012 | 9.3986e-05
[11 empty] | c_DK2_LargeDecentral | 7013 | 0.00013815
[11 empty] | c_DK2_LargeDecentral | 7014 | 0.00014448
[11 empty] | c_DK2_LargeDecentral | 7015 | 0.00014715
[11 empty] | c_DK2_LargeDecentral | 7016 | 0.00012248
[11 empty] | c_DK2_LargeDecentral | 7017 | 0.00011398
[11 empty] | c_DK2_LargeDecentral | 7018 | 0.00010782
[11 empty] | c_DK2_LargeDecentral | 7019 | 0.00010232
[11 empty] | c_DK2_LargeDecentral | 7020 | 9.9319e-05
[11 empty] | c_DK2_LargeDecentral | 7021 | 9.082e-05
[11 empty] | c_DK2_LargeDecentral | 7022 | 8.8987e-05
[11 empty] | c_DK2_LargeDecentral | 7023 | 8.6321e-05
[11 empty] | c_DK2_LargeDecentral | 7024 | 8.982e-05
[11 empty] | c_DK2_LargeDecentral | 7025 | 9.6486e-05
[11 empty] | c_DK2_LargeDecentral | 7026 | 0.00010198
[11 empty] | c_DK2_LargeDecentral | 7027 | 0.00010848
[11 empty] | c_DK2_LargeDecentral | 7028 | 0.00011048
[11 empty] | c_DK2_LargeDecentral | 7029 | 0.00010532
[11 empty] | c_DK2_LargeDecentral | 7030 | 8.2821e-05
[11 empty] | c_DK2_LargeDecentral | 7031 | 5.8158e-05
[11 empty] | c_DK2_LargeDecentral | 7032 | 5.0159e-05
[11 empty] | c_DK2_LargeDecentral | 7033 | 5.4992e-05
[11 empty] | c_DK2_LargeDecentral | 7034 | 5.5658e-05
[11 empty] | c_DK2_LargeDecentral | 7035 | 6.1158e-05
[11 empty] | c_DK2_LargeDecentral | 7036 | 8.6154e-05
[11 empty] | c_DK2_LargeDecentral | 7037 | 0.00013815
[11 empty] | c_DK2_LargeDecentral | 7038 | 0.00016514
[11 empty] | c_DK2_LargeDecentral | 7039 | 0.00016264
[11 empty] | c_DK2_LargeDecentral | 7040 | 0.00013781
[11 empty] | c_DK2_LargeDecentral | 7041 | 0.00013031
[11 empty] | c_DK2_LargeDecentral | 7042 | 0.00012182
[11 empty] | c_DK2_LargeDecentral | 7043 | 0.00011532
[11 empty] | c_DK2_LargeDecentral | 7044 | 0.00011148
[11 empty] | c_DK2_LargeDecentral | 7045 | 0.00010165
[11 empty] | c_DK2_LargeDecentral | 7046 | 9.9152e-05
[11 empty] | c_DK2_LargeDecentral | 7047 | 9.6986e-05
[11 empty] | c_DK2_LargeDecentral | 7048 | 9.9652e-05
[11 empty] | c_DK2_LargeDecentral | 7049 | 0.00010682
[11 empty] | c_DK2_LargeDecentral | 7050 | 0.00011082
[11 empty] | c_DK2_LargeDecentral | 7051 | 0.00011782
[11 empty] | c_DK2_LargeDecentral | 7052 | 0.00012048
[11 empty] | c_DK2_LargeDecentral | 7053 | 0.00011098
[11 empty] | c_DK2_LargeDecentral | 7054 | 8.832e-05
[11 empty] | c_DK2_LargeDecentral | 7055 | 6.1658e-05
[11 empty] | c_DK2_LargeDecentral | 7056 | 4.7826e-05
[11 empty] | c_DK2_LargeDecentral | 7057 | 5.2159e-05
[11 empty] | c_DK2_LargeDecentral | 7058 | 5.2659e-05
[11 empty] | c_DK2_LargeDecentral | 7059 | 5.7825e-05
[11 empty] | c_DK2_LargeDecentral | 7060 | 8.2988e-05
[11 empty] | c_DK2_LargeDecentral | 7061 | 0.00013415
[11 empty] | c_DK2_LargeDecentral | 7062 | 0.00016198
[11 empty] | c_DK2_LargeDecentral | 7063 | 0.00015898
[11 empty] | c_DK2_LargeDecentral | 7064 | 0.00013615
[11 empty] | c_DK2_LargeDecentral | 7065 | 0.00012881
[11 empty] | c_DK2_LargeDecentral | 7066 | 0.00011982
[11 empty] | c_DK2_LargeDecentral | 7067 | 0.00011398
[11 empty] | c_DK2_LargeDecentral | 7068 | 0.00010948
[11 empty] | c_DK2_LargeDecentral | 7069 | 9.9652e-05
[11 empty] | c_DK2_LargeDecentral | 7070 | 9.6319e-05
[11 empty] | c_DK2_LargeDecentral | 7071 | 9.332e-05
[11 empty] | c_DK2_LargeDecentral | 7072 | 9.5486e-05
[11 empty] | c_DK2_LargeDecentral | 7073 | 0.00010248
[11 empty] | c_DK2_LargeDecentral | 7074 | 0.00010632
[11 empty] | c_DK2_LargeDecentral | 7075 | 0.00011315
[11 empty] | c_DK2_LargeDecentral | 7076 | 0.00011515
[11 empty] | c_DK2_LargeDecentral | 7077 | 0.00010632
[11 empty] | c_DK2_LargeDecentral | 7078 | 8.4321e-05
[11 empty] | c_DK2_LargeDecentral | 7079 | 5.8158e-05
[11 empty] | c_DK2_LargeDecentral | 7080 | 4.6826e-05
[11 empty] | c_DK2_LargeDecentral | 7081 | 5.0992e-05
[11 empty] | c_DK2_LargeDecentral | 7082 | 5.1826e-05
[11 empty] | c_DK2_LargeDecentral | 7083 | 5.6658e-05
[11 empty] | c_DK2_LargeDecentral | 7084 | 8.2488e-05
[11 empty] | c_DK2_LargeDecentral | 7085 | 0.00013431
[11 empty] | c_DK2_LargeDecentral | 7086 | 0.00016298
[11 empty] | c_DK2_LargeDecentral | 7087 | 0.00015998
[11 empty] | c_DK2_LargeDecentral | 7088 | 0.00013631
[11 empty] | c_DK2_LargeDecentral | 7089 | 0.00012848
[11 empty] | c_DK2_LargeDecentral | 7090 | 0.00011965
[11 empty] | c_DK2_LargeDecentral | 7091 | 0.00011332
[11 empty] | c_DK2_LargeDecentral | 7092 | 0.00010865
[11 empty] | c_DK2_LargeDecentral | 7093 | 9.8486e-05
[11 empty] | c_DK2_LargeDecentral | 7094 | 9.4819e-05
[11 empty] | c_DK2_LargeDecentral | 7095 | 9.182e-05
[11 empty] | c_DK2_LargeDecentral | 7096 | 9.3653e-05
[11 empty] | c_DK2_LargeDecentral | 7097 | 0.00010099
[11 empty] | c_DK2_LargeDecentral | 7098 | 0.00010515
[11 empty] | c_DK2_LargeDecentral | 7099 | 0.00011265
[11 empty] | c_DK2_LargeDecentral | 7100 | 0.00011465
[11 empty] | c_DK2_LargeDecentral | 7101 | 0.00010632
[11 empty] | c_DK2_LargeDecentral | 7102 | 8.4154e-05
[11 empty] | c_DK2_LargeDecentral | 7103 | 5.7325e-05
[11 empty] | c_DK2_LargeDecentral | 7104 | 4.466e-05
[11 empty] | c_DK2_LargeDecentral | 7105 | 4.866e-05
[11 empty] | c_DK2_LargeDecentral | 7106 | 4.9326e-05
[11 empty] | c_DK2_LargeDecentral | 7107 | 5.3825e-05
[11 empty] | c_DK2_LargeDecentral | 7108 | 7.8822e-05
[11 empty] | c_DK2_LargeDecentral | 7109 | 0.00012915
[11 empty] | c_DK2_LargeDecentral | 7110 | 0.00015681
[11 empty] | c_DK2_LargeDecentral | 7111 | 0.00015364
[11 empty] | c_DK2_LargeDecentral | 7112 | 0.00013065
[11 empty] | c_DK2_LargeDecentral | 7113 | 0.00012348
[11 empty] | c_DK2_LargeDecentral | 7114 | 0.00011465
[11 empty] | c_DK2_LargeDecentral | 7115 | 0.00010882
[11 empty] | c_DK2_LargeDecentral | 7116 | 0.00010432
[11 empty] | c_DK2_LargeDecentral | 7117 | 9.4319e-05
[11 empty] | c_DK2_LargeDecentral | 7118 | 9.082e-05
[11 empty] | c_DK2_LargeDecentral | 7119 | 8.7654e-05
[11 empty] | c_DK2_LargeDecentral | 7120 | 8.9487e-05
[11 empty] | c_DK2_LargeDecentral | 7121 | 9.6319e-05
[11 empty] | c_DK2_LargeDecentral | 7122 | 0.00010032
[11 empty] | c_DK2_LargeDecentral | 7123 | 0.00010748
[11 empty] | c_DK2_LargeDecentral | 7124 | 0.00010965
[11 empty] | c_DK2_LargeDecentral | 7125 | 0.00010182
[11 empty] | c_DK2_LargeDecentral | 7126 | 8.0655e-05
[11 empty] | c_DK2_LargeDecentral | 7127 | 5.4992e-05
[11 empty] | c_DK2_LargeDecentral | 7128 | 4.416e-05
[11 empty] | c_DK2_LargeDecentral | 7129 | 4.766e-05
[11 empty] | c_DK2_LargeDecentral | 7130 | 4.7326e-05
[11 empty] | c_DK2_LargeDecentral | 7131 | 5.1659e-05
[11 empty] | c_DK2_LargeDecentral | 7132 | 7.4489e-05
[11 empty] | c_DK2_LargeDecentral | 7133 | 0.00012298
[11 empty] | c_DK2_LargeDecentral | 7134 | 0.00014981
[11 empty] | c_DK2_LargeDecentral | 7135 | 0.00014931
[11 empty] | c_DK2_LargeDecentral | 7136 | 0.00012781
[11 empty] | c_DK2_LargeDecentral | 7137 | 0.00012048
[11 empty] | c_DK2_LargeDecentral | 7138 | 0.00011132
[11 empty] | c_DK2_LargeDecentral | 7139 | 0.00010532
[11 empty] | c_DK2_LargeDecentral | 7140 | 0.00010215
[11 empty] | c_DK2_LargeDecentral | 7141 | 9.232e-05
[11 empty] | c_DK2_LargeDecentral | 7142 | 8.8154e-05
[11 empty] | c_DK2_LargeDecentral | 7143 | 8.4821e-05
[11 empty] | c_DK2_LargeDecentral | 7144 | 8.6654e-05
[11 empty] | c_DK2_LargeDecentral | 7145 | 9.4153e-05
[11 empty] | c_DK2_LargeDecentral | 7146 | 9.8319e-05
[11 empty] | c_DK2_LargeDecentral | 7147 | 0.00010615
[11 empty] | c_DK2_LargeDecentral | 7148 | 0.00010765
[11 empty] | c_DK2_LargeDecentral | 7149 | 0.00010049
[11 empty] | c_DK2_LargeDecentral | 7150 | 7.8988e-05
[11 empty] | c_DK2_LargeDecentral | 7151 | 5.3492e-05
[11 empty] | c_DK2_LargeDecentral | 7152 | 4.4993e-05
[11 empty] | c_DK2_LargeDecentral | 7153 | 4.516e-05
[11 empty] | c_DK2_LargeDecentral | 7154 | 4.266e-05
[11 empty] | c_DK2_LargeDecentral | 7155 | 4.8326e-05
[11 empty] | c_DK2_LargeDecentral | 7156 | 6.999e-05
[11 empty] | c_DK2_LargeDecentral | 7157 | 0.00011032
[11 empty] | c_DK2_LargeDecentral | 7158 | 0.00013981
[11 empty] | c_DK2_LargeDecentral | 7159 | 0.00013915
[11 empty] | c_DK2_LargeDecentral | 7160 | 0.00011815
[11 empty] | c_DK2_LargeDecentral | 7161 | 0.00011032
[11 empty] | c_DK2_LargeDecentral | 7162 | 0.00010615
[11 empty] | c_DK2_LargeDecentral | 7163 | 9.7152e-05
[11 empty] | c_DK2_LargeDecentral | 7164 | 9.3986e-05
[11 empty] | c_DK2_LargeDecentral | 7165 | 8.3821e-05
[11 empty] | c_DK2_LargeDecentral | 7166 | 8.6821e-05
[11 empty] | c_DK2_LargeDecentral | 7167 | 8.2655e-05
[11 empty] | c_DK2_LargeDecentral | 7168 | 8.3988e-05
[11 empty] | c_DK2_LargeDecentral | 7169 | 8.732e-05
[11 empty] | c_DK2_LargeDecentral | 7170 | 9.1986e-05
[11 empty] | c_DK2_LargeDecentral | 7171 | 9.6819e-05
[11 empty] | c_DK2_LargeDecentral | 7172 | 9.8319e-05
[11 empty] | c_DK2_LargeDecentral | 7173 | 9.3486e-05
[11 empty] | c_DK2_LargeDecentral | 7174 | 7.3656e-05
[11 empty] | c_DK2_LargeDecentral | 7175 | 5.0326e-05
[11 empty] | c_DK2_LargeDecentral | 7176 | 4.9159e-05
[11 empty] | c_DK2_LargeDecentral | 7177 | 5.4825e-05
[11 empty] | c_DK2_LargeDecentral | 7178 | 5.5658e-05
[11 empty] | c_DK2_LargeDecentral | 7179 | 6.1491e-05
[11 empty] | c_DK2_LargeDecentral | 7180 | 6.7323e-05
[11 empty] | c_DK2_LargeDecentral | 7181 | 9.4986e-05
[11 empty] | c_DK2_LargeDecentral | 7182 | 0.00013915
[11 empty] | c_DK2_LargeDecentral | 7183 | 0.00014548
[11 empty] | c_DK2_LargeDecentral | 7184 | 0.00014715
[11 empty] | c_DK2_LargeDecentral | 7185 | 0.00012365
[11 empty] | c_DK2_LargeDecentral | 7186 | 0.00011565
[11 empty] | c_DK2_LargeDecentral | 7187 | 0.00010965
[11 empty] | c_DK2_LargeDecentral | 7188 | 0.00010432
[11 empty] | c_DK2_LargeDecentral | 7189 | 0.00010165
[11 empty] | c_DK2_LargeDecentral | 7190 | 9.332e-05
[11 empty] | c_DK2_LargeDecentral | 7191 | 9.1986e-05
[11 empty] | c_DK2_LargeDecentral | 7192 | 8.932e-05
[11 empty] | c_DK2_LargeDecentral | 7193 | 9.332e-05
[11 empty] | c_DK2_LargeDecentral | 7194 | 0.00010015
[11 empty] | c_DK2_LargeDecentral | 7195 | 0.00010515
[11 empty] | c_DK2_LargeDecentral | 7196 | 0.00011098
[11 empty] | c_DK2_LargeDecentral | 7197 | 0.00011282
[11 empty] | c_DK2_LargeDecentral | 7198 | 0.00010682
[11 empty] | c_DK2_LargeDecentral | 7199 | 8.4654e-05
[11 empty] | c_DK2_LargeDecentral | 7200 | 6.0158e-05
[11 empty] | c_DK2_LargeDecentral | 7201 | 5.8825e-05
[11 empty] | c_DK2_LargeDecentral | 7202 | 6.4491e-05
[11 empty] | c_DK2_LargeDecentral | 7203 | 6.499e-05
[11 empty] | c_DK2_LargeDecentral | 7204 | 7.1489e-05
[11 empty] | c_DK2_LargeDecentral | 7205 | 9.7152e-05
[11 empty] | c_DK2_LargeDecentral | 7206 | 0.00014964
[11 empty] | c_DK2_LargeDecentral | 7207 | 0.00017564
[11 empty] | c_DK2_LargeDecentral | 7208 | 0.00017331
[11 empty] | c_DK2_LargeDecentral | 7209 | 0.00015081
[11 empty] | c_DK2_LargeDecentral | 7210 | 0.00014281
[11 empty] | c_DK2_LargeDecentral | 7211 | 0.00013431
[11 empty] | c_DK2_LargeDecentral | 7212 | 0.00012798
[11 empty] | c_DK2_LargeDecentral | 7213 | 0.00012448
[11 empty] | c_DK2_LargeDecentral | 7214 | 0.00011482
[11 empty] | c_DK2_LargeDecentral | 7215 | 0.00011332
[11 empty] | c_DK2_LargeDecentral | 7216 | 0.00011148
[11 empty] | c_DK2_LargeDecentral | 7217 | 0.00011582
[11 empty] | c_DK2_LargeDecentral | 7218 | 0.00012332
[11 empty] | c_DK2_LargeDecentral | 7219 | 0.00012681
[11 empty] | c_DK2_LargeDecentral | 7220 | 0.00013165
[11 empty] | c_DK2_LargeDecentral | 7221 | 0.00013331
[11 empty] | c_DK2_LargeDecentral | 7222 | 0.00012148
[11 empty] | c_DK2_LargeDecentral | 7223 | 9.7319e-05
[11 empty] | c_DK2_LargeDecentral | 7224 | 7.0823e-05
[11 empty] | c_DK2_LargeDecentral | 7225 | 7.1489e-05
[11 empty] | c_DK2_LargeDecentral | 7226 | 7.7822e-05
[11 empty] | c_DK2_LargeDecentral | 7227 | 7.8155e-05
[11 empty] | c_DK2_LargeDecentral | 7228 | 8.5654e-05
[11 empty] | c_DK2_LargeDecentral | 7229 | 0.00011432
[11 empty] | c_DK2_LargeDecentral | 7230 | 0.00017147
[11 empty] | c_DK2_LargeDecentral | 7231 | 0.00020097
[11 empty] | c_DK2_LargeDecentral | 7232 | 0.0001983
[11 empty] | c_DK2_LargeDecentral | 7233 | 0.00017864
[11 empty] | c_DK2_LargeDecentral | 7234 | 0.00016864
[11 empty] | c_DK2_LargeDecentral | 7235 | 0.00015848
[11 empty] | c_DK2_LargeDecentral | 7236 | 0.00015198
[11 empty] | c_DK2_LargeDecentral | 7237 | 0.00014731
[11 empty] | c_DK2_LargeDecentral | 7238 | 0.00013765
[11 empty] | c_DK2_LargeDecentral | 7239 | 0.00013648
[11 empty] | c_DK2_LargeDecentral | 7240 | 0.00013431
[11 empty] | c_DK2_LargeDecentral | 7241 | 0.00013848
[11 empty] | c_DK2_LargeDecentral | 7242 | 0.00014715
[11 empty] | c_DK2_LargeDecentral | 7243 | 0.00014948
[11 empty] | c_DK2_LargeDecentral | 7244 | 0.00015364
[11 empty] | c_DK2_LargeDecentral | 7245 | 0.00015414
[11 empty] | c_DK2_LargeDecentral | 7246 | 0.00013998
[11 empty] | c_DK2_LargeDecentral | 7247 | 0.00011165
[11 empty] | c_DK2_LargeDecentral | 7248 | 8.3488e-05
[11 empty] | c_DK2_LargeDecentral | 7249 | 8.0155e-05
[11 empty] | c_DK2_LargeDecentral | 7250 | 8.6487e-05
[11 empty] | c_DK2_LargeDecentral | 7251 | 8.7487e-05
[11 empty] | c_DK2_LargeDecentral | 7252 | 9.4653e-05
[11 empty] | c_DK2_LargeDecentral | 7253 | 0.00012248
[11 empty] | c_DK2_LargeDecentral | 7254 | 0.00018231
[11 empty] | c_DK2_LargeDecentral | 7255 | 0.00021297
[11 empty] | c_DK2_LargeDecentral | 7256 | 0.0002098
[11 empty] | c_DK2_LargeDecentral | 7257 | 0.00019031
[11 empty] | c_DK2_LargeDecentral | 7258 | 0.00018147
[11 empty] | c_DK2_LargeDecentral | 7259 | 0.00017197
[11 empty] | c_DK2_LargeDecentral | 7260 | 0.00016481
[11 empty] | c_DK2_LargeDecentral | 7261 | 0.00016014
[11 empty] | c_DK2_LargeDecentral | 7262 | 0.00015081
[11 empty] | c_DK2_LargeDecentral | 7263 | 0.00014931
[11 empty] | c_DK2_LargeDecentral | 7264 | 0.00014731
[11 empty] | c_DK2_LargeDecentral | 7265 | 0.00015198
[11 empty] | c_DK2_LargeDecentral | 7266 | 0.00015998
[11 empty] | c_DK2_LargeDecentral | 7267 | 0.00016164
[11 empty] | c_DK2_LargeDecentral | 7268 | 0.00016464
[11 empty] | c_DK2_LargeDecentral | 7269 | 0.00016448
[11 empty] | c_DK2_LargeDecentral | 7270 | 0.00014964
[11 empty] | c_DK2_LargeDecentral | 7271 | 0.00012082
[11 empty] | c_DK2_LargeDecentral | 7272 | 9.1653e-05
[11 empty] | c_DK2_LargeDecentral | 7273 | 7.7155e-05
[11 empty] | c_DK2_LargeDecentral | 7274 | 8.3488e-05
[11 empty] | c_DK2_LargeDecentral | 7275 | 8.4321e-05
[11 empty] | c_DK2_LargeDecentral | 7276 | 9.182e-05
[11 empty] | c_DK2_LargeDecentral | 7277 | 0.00011998
[11 empty] | c_DK2_LargeDecentral | 7278 | 0.00017931
[11 empty] | c_DK2_LargeDecentral | 7279 | 0.00020947
[11 empty] | c_DK2_LargeDecentral | 7280 | 0.0002068
[11 empty] | c_DK2_LargeDecentral | 7281 | 0.00018697
[11 empty] | c_DK2_LargeDecentral | 7282 | 0.00017764
[11 empty] | c_DK2_LargeDecentral | 7283 | 0.00016764
[11 empty] | c_DK2_LargeDecentral | 7284 | 0.00016081
[11 empty] | c_DK2_LargeDecentral | 7285 | 0.00015598
[11 empty] | c_DK2_LargeDecentral | 7286 | 0.00014631
[11 empty] | c_DK2_LargeDecentral | 7287 | 0.00014515
[11 empty] | c_DK2_LargeDecentral | 7288 | 0.00014315
[11 empty] | c_DK2_LargeDecentral | 7289 | 0.00014764
[11 empty] | c_DK2_LargeDecentral | 7290 | 0.00015581
[11 empty] | c_DK2_LargeDecentral | 7291 | 0.00015781
[11 empty] | c_DK2_LargeDecentral | 7292 | 0.00016148
[11 empty] | c_DK2_LargeDecentral | 7293 | 0.00016131
[11 empty] | c_DK2_LargeDecentral | 7294 | 0.00014681
[11 empty] | c_DK2_LargeDecentral | 7295 | 0.00011765
[11 empty] | c_DK2_LargeDecentral | 7296 | 8.8987e-05
[11 empty] | c_DK2_LargeDecentral | 7297 | 7.9322e-05
[11 empty] | c_DK2_LargeDecentral | 7298 | 8.4987e-05
[11 empty] | c_DK2_LargeDecentral | 7299 | 8.5654e-05
[11 empty] | c_DK2_LargeDecentral | 7300 | 9.1986e-05
[11 empty] | c_DK2_LargeDecentral | 7301 | 0.00011882
[11 empty] | c_DK2_LargeDecentral | 7302 | 0.00017814
[11 empty] | c_DK2_LargeDecentral | 7303 | 0.00020997
[11 empty] | c_DK2_LargeDecentral | 7304 | 0.00020914
[11 empty] | c_DK2_LargeDecentral | 7305 | 0.00019014
[11 empty] | c_DK2_LargeDecentral | 7306 | 0.00018081
[11 empty] | c_DK2_LargeDecentral | 7307 | 0.00017047
[11 empty] | c_DK2_LargeDecentral | 7308 | 0.00016348
[11 empty] | c_DK2_LargeDecentral | 7309 | 0.00015848
[11 empty] | c_DK2_LargeDecentral | 7310 | 0.00014948
[11 empty] | c_DK2_LargeDecentral | 7311 | 0.00014731
[11 empty] | c_DK2_LargeDecentral | 7312 | 0.00014548
[11 empty] | c_DK2_LargeDecentral | 7313 | 0.00014981
[11 empty] | c_DK2_LargeDecentral | 7314 | 0.00015848
[11 empty] | c_DK2_LargeDecentral | 7315 | 0.00016131
[11 empty] | c_DK2_LargeDecentral | 7316 | 0.00016498
[11 empty] | c_DK2_LargeDecentral | 7317 | 0.00016414
[11 empty] | c_DK2_LargeDecentral | 7318 | 0.00015031
[11 empty] | c_DK2_LargeDecentral | 7319 | 0.00012015
[11 empty] | c_DK2_LargeDecentral | 7320 | 9.082e-05
[11 empty] | c_DK2_LargeDecentral | 7321 | 7.0823e-05
[11 empty] | c_DK2_LargeDecentral | 7322 | 7.4489e-05
[11 empty] | c_DK2_LargeDecentral | 7323 | 7.1156e-05
[11 empty] | c_DK2_LargeDecentral | 7324 | 8.0488e-05
[11 empty] | c_DK2_LargeDecentral | 7325 | 0.00010782
[11 empty] | c_DK2_LargeDecentral | 7326 | 0.00015814
[11 empty] | c_DK2_LargeDecentral | 7327 | 0.00019214
[11 empty] | c_DK2_LargeDecentral | 7328 | 0.00018964
[11 empty] | c_DK2_LargeDecentral | 7329 | 0.00016898
[11 empty] | c_DK2_LargeDecentral | 7330 | 0.00015848
[11 empty] | c_DK2_LargeDecentral | 7331 | 0.00015131
[11 empty] | c_DK2_LargeDecentral | 7332 | 0.00014248
[11 empty] | c_DK2_LargeDecentral | 7333 | 0.00013831
[11 empty] | c_DK2_LargeDecentral | 7334 | 0.00012631
[11 empty] | c_DK2_LargeDecentral | 7335 | 0.00013031
[11 empty] | c_DK2_LargeDecentral | 7336 | 0.00012848
[11 empty] | c_DK2_LargeDecentral | 7337 | 0.00013298
[11 empty] | c_DK2_LargeDecentral | 7338 | 0.00013915
[11 empty] | c_DK2_LargeDecentral | 7339 | 0.00014381
[11 empty] | c_DK2_LargeDecentral | 7340 | 0.00014548
[11 empty] | c_DK2_LargeDecentral | 7341 | 0.00014615
[11 empty] | c_DK2_LargeDecentral | 7342 | 0.00013515
[11 empty] | c_DK2_LargeDecentral | 7343 | 0.00010848
[11 empty] | c_DK2_LargeDecentral | 7344 | 7.9488e-05
[11 empty] | c_DK2_LargeDecentral | 7345 | 6.3657e-05
[11 empty] | c_DK2_LargeDecentral | 7346 | 7.2323e-05
[11 empty] | c_DK2_LargeDecentral | 7347 | 7.0823e-05
[11 empty] | c_DK2_LargeDecentral | 7348 | 8.2988e-05
[11 empty] | c_DK2_LargeDecentral | 7349 | 0.00011148
[11 empty] | c_DK2_LargeDecentral | 7350 | 0.00015948
[11 empty] | c_DK2_LargeDecentral | 7351 | 0.00016648
[11 empty] | c_DK2_LargeDecentral | 7352 | 0.00016548
[11 empty] | c_DK2_LargeDecentral | 7353 | 0.00014381
[11 empty] | c_DK2_LargeDecentral | 7354 | 0.00013665
[11 empty] | c_DK2_LargeDecentral | 7355 | 0.00012915
[11 empty] | c_DK2_LargeDecentral | 7356 | 0.00012432
[11 empty] | c_DK2_LargeDecentral | 7357 | 0.00012148
[11 empty] | c_DK2_LargeDecentral | 7358 | 0.00011365
[11 empty] | c_DK2_LargeDecentral | 7359 | 0.00011382
[11 empty] | c_DK2_LargeDecentral | 7360 | 0.00011148
[11 empty] | c_DK2_LargeDecentral | 7361 | 0.00011782
[11 empty] | c_DK2_LargeDecentral | 7362 | 0.00012648
[11 empty] | c_DK2_LargeDecentral | 7363 | 0.00013015
[11 empty] | c_DK2_LargeDecentral | 7364 | 0.00013398
[11 empty] | c_DK2_LargeDecentral | 7365 | 0.00013565
[11 empty] | c_DK2_LargeDecentral | 7366 | 0.00012615
[11 empty] | c_DK2_LargeDecentral | 7367 | 0.00010165
[11 empty] | c_DK2_LargeDecentral | 7368 | 7.5656e-05
[11 empty] | c_DK2_LargeDecentral | 7369 | 6.2158e-05
[11 empty] | c_DK2_LargeDecentral | 7370 | 6.8323e-05
[11 empty] | c_DK2_LargeDecentral | 7371 | 6.8657e-05
[11 empty] | c_DK2_LargeDecentral | 7372 | 7.5156e-05
[11 empty] | c_DK2_LargeDecentral | 7373 | 0.00010132
[11 empty] | c_DK2_LargeDecentral | 7374 | 0.00015398
[11 empty] | c_DK2_LargeDecentral | 7375 | 0.00017997
[11 empty] | c_DK2_LargeDecentral | 7376 | 0.00017781
[11 empty] | c_DK2_LargeDecentral | 7377 | 0.00015598
[11 empty] | c_DK2_LargeDecentral | 7378 | 0.00014781
[11 empty] | c_DK2_LargeDecentral | 7379 | 0.00013931
[11 empty] | c_DK2_LargeDecentral | 7380 | 0.00013281
[11 empty] | c_DK2_LargeDecentral | 7381 | 0.00012948
[11 empty] | c_DK2_LargeDecentral | 7382 | 0.00011982
[11 empty] | c_DK2_LargeDecentral | 7383 | 0.00011898
[11 empty] | c_DK2_LargeDecentral | 7384 | 0.00011715
[11 empty] | c_DK2_LargeDecentral | 7385 | 0.00012198
[11 empty] | c_DK2_LargeDecentral | 7386 | 0.00012981
[11 empty] | c_DK2_LargeDecentral | 7387 | 0.00013298
[11 empty] | c_DK2_LargeDecentral | 7388 | 0.00013731
[11 empty] | c_DK2_LargeDecentral | 7389 | 0.00013865
[11 empty] | c_DK2_LargeDecentral | 7390 | 0.00012581
[11 empty] | c_DK2_LargeDecentral | 7391 | 0.00010082
[11 empty] | c_DK2_LargeDecentral | 7392 | 7.3989e-05
[11 empty] | c_DK2_LargeDecentral | 7393 | 6.999e-05
[11 empty] | c_DK2_LargeDecentral | 7394 | 7.6489e-05
[11 empty] | c_DK2_LargeDecentral | 7395 | 7.6822e-05
[11 empty] | c_DK2_LargeDecentral | 7396 | 8.4154e-05
[11 empty] | c_DK2_LargeDecentral | 7397 | 0.00011315
[11 empty] | c_DK2_LargeDecentral | 7398 | 0.00016981
[11 empty] | c_DK2_LargeDecentral | 7399 | 0.00019914
[11 empty] | c_DK2_LargeDecentral | 7400 | 0.00019664
[11 empty] | c_DK2_LargeDecentral | 7401 | 0.00017697
[11 empty] | c_DK2_LargeDecentral | 7402 | 0.00016664
[11 empty] | c_DK2_LargeDecentral | 7403 | 0.00015648
[11 empty] | c_DK2_LargeDecentral | 7404 | 0.00014998
[11 empty] | c_DK2_LargeDecentral | 7405 | 0.00014531
[11 empty] | c_DK2_LargeDecentral | 7406 | 0.00013581
[11 empty] | c_DK2_LargeDecentral | 7407 | 0.00013431
[11 empty] | c_DK2_LargeDecentral | 7408 | 0.00013248
[11 empty] | c_DK2_LargeDecentral | 7409 | 0.00013648
[11 empty] | c_DK2_LargeDecentral | 7410 | 0.00014531
[11 empty] | c_DK2_LargeDecentral | 7411 | 0.00014764
[11 empty] | c_DK2_LargeDecentral | 7412 | 0.00015214
[11 empty] | c_DK2_LargeDecentral | 7413 | 0.00015248
[11 empty] | c_DK2_LargeDecentral | 7414 | 0.00013848
[11 empty] | c_DK2_LargeDecentral | 7415 | 0.00011015
[11 empty] | c_DK2_LargeDecentral | 7416 | 8.2155e-05
[11 empty] | c_DK2_LargeDecentral | 7417 | 8.0322e-05
[11 empty] | c_DK2_LargeDecentral | 7418 | 8.6654e-05
[11 empty] | c_DK2_LargeDecentral | 7419 | 8.7654e-05
[11 empty] | c_DK2_LargeDecentral | 7420 | 9.4986e-05
[11 empty] | c_DK2_LargeDecentral | 7421 | 0.00012315
[11 empty] | c_DK2_LargeDecentral | 7422 | 0.00018381
[11 empty] | c_DK2_LargeDecentral | 7423 | 0.00021447
[11 empty] | c_DK2_LargeDecentral | 7424 | 0.00021164
[11 empty] | c_DK2_LargeDecentral | 7425 | 0.00019197
[11 empty] | c_DK2_LargeDecentral | 7426 | 0.00018264
[11 empty] | c_DK2_LargeDecentral | 7427 | 0.00017297
[11 empty] | c_DK2_LargeDecentral | 7428 | 0.00016564
[11 empty] | c_DK2_LargeDecentral | 7429 | 0.00016098
[11 empty] | c_DK2_LargeDecentral | 7430 | 0.00015148
[11 empty] | c_DK2_LargeDecentral | 7431 | 0.00015014
[11 empty] | c_DK2_LargeDecentral | 7432 | 0.00014814
[11 empty] | c_DK2_LargeDecentral | 7433 | 0.00015281
[11 empty] | c_DK2_LargeDecentral | 7434 | 0.00016098
[11 empty] | c_DK2_LargeDecentral | 7435 | 0.00016281
[11 empty] | c_DK2_LargeDecentral | 7436 | 0.00016598
[11 empty] | c_DK2_LargeDecentral | 7437 | 0.00016564
[11 empty] | c_DK2_LargeDecentral | 7438 | 0.00015081
[11 empty] | c_DK2_LargeDecentral | 7439 | 0.00012148
[11 empty] | c_DK2_LargeDecentral | 7440 | 9.2153e-05
[11 empty] | c_DK2_LargeDecentral | 7441 | 8.2655e-05
[11 empty] | c_DK2_LargeDecentral | 7442 | 8.9154e-05
[11 empty] | c_DK2_LargeDecentral | 7443 | 9.0153e-05
[11 empty] | c_DK2_LargeDecentral | 7444 | 9.7319e-05
[11 empty] | c_DK2_LargeDecentral | 7445 | 0.00012531
[11 empty] | c_DK2_LargeDecentral | 7446 | 0.00018681
[11 empty] | c_DK2_LargeDecentral | 7447 | 0.00021763
[11 empty] | c_DK2_LargeDecentral | 7448 | 0.00021464
[11 empty] | c_DK2_LargeDecentral | 7449 | 0.0001948
[11 empty] | c_DK2_LargeDecentral | 7450 | 0.00018631
[11 empty] | c_DK2_LargeDecentral | 7451 | 0.00017631
[11 empty] | c_DK2_LargeDecentral | 7452 | 0.00016914
[11 empty] | c_DK2_LargeDecentral | 7453 | 0.00016414
[11 empty] | c_DK2_LargeDecentral | 7454 | 0.00015481
[11 empty] | c_DK2_LargeDecentral | 7455 | 0.00015331
[11 empty] | c_DK2_LargeDecentral | 7456 | 0.00015164
[11 empty] | c_DK2_LargeDecentral | 7457 | 0.00015631
[11 empty] | c_DK2_LargeDecentral | 7458 | 0.00016414
[11 empty] | c_DK2_LargeDecentral | 7459 | 0.00016581
[11 empty] | c_DK2_LargeDecentral | 7460 | 0.00016864
[11 empty] | c_DK2_LargeDecentral | 7461 | 0.00016848
[11 empty] | c_DK2_LargeDecentral | 7462 | 0.00015331
[11 empty] | c_DK2_LargeDecentral | 7463 | 0.00012365
[11 empty] | c_DK2_LargeDecentral | 7464 | 9.4319e-05
[11 empty] | c_DK2_LargeDecentral | 7465 | 7.6822e-05
[11 empty] | c_DK2_LargeDecentral | 7466 | 8.2488e-05
[11 empty] | c_DK2_LargeDecentral | 7467 | 8.2988e-05
[11 empty] | c_DK2_LargeDecentral | 7468 | 8.9487e-05
[11 empty] | c_DK2_LargeDecentral | 7469 | 0.00011715
[11 empty] | c_DK2_LargeDecentral | 7470 | 0.00017564
[11 empty] | c_DK2_LargeDecentral | 7471 | 0.0002073
[11 empty] | c_DK2_LargeDecentral | 7472 | 0.0002068
[11 empty] | c_DK2_LargeDecentral | 7473 | 0.00018797
[11 empty] | c_DK2_LargeDecentral | 7474 | 0.00017781
[11 empty] | c_DK2_LargeDecentral | 7475 | 0.00016714
[11 empty] | c_DK2_LargeDecentral | 7476 | 0.00016014
[11 empty] | c_DK2_LargeDecentral | 7477 | 0.00015531
[11 empty] | c_DK2_LargeDecentral | 7478 | 0.00014615
[11 empty] | c_DK2_LargeDecentral | 7479 | 0.00014415
[11 empty] | c_DK2_LargeDecentral | 7480 | 0.00014231
[11 empty] | c_DK2_LargeDecentral | 7481 | 0.00014615
[11 empty] | c_DK2_LargeDecentral | 7482 | 0.00015548
[11 empty] | c_DK2_LargeDecentral | 7483 | 0.00015848
[11 empty] | c_DK2_LargeDecentral | 7484 | 0.00016264
[11 empty] | c_DK2_LargeDecentral | 7485 | 0.00016198
[11 empty] | c_DK2_LargeDecentral | 7486 | 0.00014814
[11 empty] | c_DK2_LargeDecentral | 7487 | 0.00011782
[11 empty] | c_DK2_LargeDecentral | 7488 | 8.8654e-05
[11 empty] | c_DK2_LargeDecentral | 7489 | 7.8988e-05
[11 empty] | c_DK2_LargeDecentral | 7490 | 8.2321e-05
[11 empty] | c_DK2_LargeDecentral | 7491 | 7.9655e-05
[11 empty] | c_DK2_LargeDecentral | 7492 | 8.9154e-05
[11 empty] | c_DK2_LargeDecentral | 7493 | 0.00011632
[11 empty] | c_DK2_LargeDecentral | 7494 | 0.00016981
[11 empty] | c_DK2_LargeDecentral | 7495 | 0.00020564
[11 empty] | c_DK2_LargeDecentral | 7496 | 0.0002023
[11 empty] | c_DK2_LargeDecentral | 7497 | 0.00018164
[11 empty] | c_DK2_LargeDecentral | 7498 | 0.00017131
[11 empty] | c_DK2_LargeDecentral | 7499 | 0.00016431
[11 empty] | c_DK2_LargeDecentral | 7500 | 0.00015498
[11 empty] | c_DK2_LargeDecentral | 7501 | 0.00015048
[11 empty] | c_DK2_LargeDecentral | 7502 | 0.00013898
[11 empty] | c_DK2_LargeDecentral | 7503 | 0.00014281
[11 empty] | c_DK2_LargeDecentral | 7504 | 0.00014098
[11 empty] | c_DK2_LargeDecentral | 7505 | 0.00014581
[11 empty] | c_DK2_LargeDecentral | 7506 | 0.00015198
[11 empty] | c_DK2_LargeDecentral | 7507 | 0.00015598
[11 empty] | c_DK2_LargeDecentral | 7508 | 0.00015731
[11 empty] | c_DK2_LargeDecentral | 7509 | 0.00015714
[11 empty] | c_DK2_LargeDecentral | 7510 | 0.00014598
[11 empty] | c_DK2_LargeDecentral | 7511 | 0.00011748
[11 empty] | c_DK2_LargeDecentral | 7512 | 8.7654e-05
[11 empty] | c_DK2_LargeDecentral | 7513 | 8.0988e-05
[11 empty] | c_DK2_LargeDecentral | 7514 | 8.9154e-05
[11 empty] | c_DK2_LargeDecentral | 7515 | 8.8487e-05
[11 empty] | c_DK2_LargeDecentral | 7516 | 0.00010198
[11 empty] | c_DK2_LargeDecentral | 7517 | 0.00013331
[11 empty] | c_DK2_LargeDecentral | 7518 | 0.00018814
[11 empty] | c_DK2_LargeDecentral | 7519 | 0.00019647
[11 empty] | c_DK2_LargeDecentral | 7520 | 0.00019414
[11 empty] | c_DK2_LargeDecentral | 7521 | 0.00017297
[11 empty] | c_DK2_LargeDecentral | 7522 | 0.00016514
[11 empty] | c_DK2_LargeDecentral | 7523 | 0.00015731
[11 empty] | c_DK2_LargeDecentral | 7524 | 0.00015181
[11 empty] | c_DK2_LargeDecentral | 7525 | 0.00014814
[11 empty] | c_DK2_LargeDecentral | 7526 | 0.00014031
[11 empty] | c_DK2_LargeDecentral | 7527 | 0.00014098
[11 empty] | c_DK2_LargeDecentral | 7528 | 0.00013931
[11 empty] | c_DK2_LargeDecentral | 7529 | 0.00014548
[11 empty] | c_DK2_LargeDecentral | 7530 | 0.00015514
[11 empty] | c_DK2_LargeDecentral | 7531 | 0.00015898
[11 empty] | c_DK2_LargeDecentral | 7532 | 0.00016164
[11 empty] | c_DK2_LargeDecentral | 7533 | 0.00016231
[11 empty] | c_DK2_LargeDecentral | 7534 | 0.00015098
[11 empty] | c_DK2_LargeDecentral | 7535 | 0.00012198
[11 empty] | c_DK2_LargeDecentral | 7536 | 9.3986e-05
[11 empty] | c_DK2_LargeDecentral | 7537 | 7.7989e-05
[11 empty] | c_DK2_LargeDecentral | 7538 | 8.4821e-05
[11 empty] | c_DK2_LargeDecentral | 7539 | 8.5487e-05
[11 empty] | c_DK2_LargeDecentral | 7540 | 9.332e-05
[11 empty] | c_DK2_LargeDecentral | 7541 | 0.00012165
[11 empty] | c_DK2_LargeDecentral | 7542 | 0.00018164
[11 empty] | c_DK2_LargeDecentral | 7543 | 0.00021114
[11 empty] | c_DK2_LargeDecentral | 7544 | 0.00020814
[11 empty] | c_DK2_LargeDecentral | 7545 | 0.00018597
[11 empty] | c_DK2_LargeDecentral | 7546 | 0.00017697
[11 empty] | c_DK2_LargeDecentral | 7547 | 0.00016748
[11 empty] | c_DK2_LargeDecentral | 7548 | 0.00015998
[11 empty] | c_DK2_LargeDecentral | 7549 | 0.00015564
[11 empty] | c_DK2_LargeDecentral | 7550 | 0.00014598
[11 empty] | c_DK2_LargeDecentral | 7551 | 0.00014515
[11 empty] | c_DK2_LargeDecentral | 7552 | 0.00014365
[11 empty] | c_DK2_LargeDecentral | 7553 | 0.00014931
[11 empty] | c_DK2_LargeDecentral | 7554 | 0.00015781
[11 empty] | c_DK2_LargeDecentral | 7555 | 0.00016114
[11 empty] | c_DK2_LargeDecentral | 7556 | 0.00016464
[11 empty] | c_DK2_LargeDecentral | 7557 | 0.00016498
[11 empty] | c_DK2_LargeDecentral | 7558 | 0.00015014
[11 empty] | c_DK2_LargeDecentral | 7559 | 0.00012065
[11 empty] | c_DK2_LargeDecentral | 7560 | 9.082e-05
[11 empty] | c_DK2_LargeDecentral | 7561 | 7.6655e-05
[11 empty] | c_DK2_LargeDecentral | 7562 | 8.3321e-05
[11 empty] | c_DK2_LargeDecentral | 7563 | 8.3654e-05
[11 empty] | c_DK2_LargeDecentral | 7564 | 9.1487e-05
[11 empty] | c_DK2_LargeDecentral | 7565 | 0.00012065
[11 empty] | c_DK2_LargeDecentral | 7566 | 0.00018014
[11 empty] | c_DK2_LargeDecentral | 7567 | 0.00021097
[11 empty] | c_DK2_LargeDecentral | 7568 | 0.0002083
[11 empty] | c_DK2_LargeDecentral | 7569 | 0.00018831
[11 empty] | c_DK2_LargeDecentral | 7570 | 0.00017797
[11 empty] | c_DK2_LargeDecentral | 7571 | 0.00016764
[11 empty] | c_DK2_LargeDecentral | 7572 | 0.00016081
[11 empty] | c_DK2_LargeDecentral | 7573 | 0.00015598
[11 empty] | c_DK2_LargeDecentral | 7574 | 0.00014631
[11 empty] | c_DK2_LargeDecentral | 7575 | 0.00014481
[11 empty] | c_DK2_LargeDecentral | 7576 | 0.00014298
[11 empty] | c_DK2_LargeDecentral | 7577 | 0.00014748
[11 empty] | c_DK2_LargeDecentral | 7578 | 0.00015614
[11 empty] | c_DK2_LargeDecentral | 7579 | 0.00015831
[11 empty] | c_DK2_LargeDecentral | 7580 | 0.00016231
[11 empty] | c_DK2_LargeDecentral | 7581 | 0.00016231
[11 empty] | c_DK2_LargeDecentral | 7582 | 0.00014764
[11 empty] | c_DK2_LargeDecentral | 7583 | 0.00011798
[11 empty] | c_DK2_LargeDecentral | 7584 | 8.882e-05
[11 empty] | c_DK2_LargeDecentral | 7585 | 7.7822e-05
[11 empty] | c_DK2_LargeDecentral | 7586 | 8.4154e-05
[11 empty] | c_DK2_LargeDecentral | 7587 | 8.5154e-05
[11 empty] | c_DK2_LargeDecentral | 7588 | 9.2653e-05
[11 empty] | c_DK2_LargeDecentral | 7589 | 0.00012148
[11 empty] | c_DK2_LargeDecentral | 7590 | 0.00018114
[11 empty] | c_DK2_LargeDecentral | 7591 | 0.0002118
[11 empty] | c_DK2_LargeDecentral | 7592 | 0.00020897
[11 empty] | c_DK2_LargeDecentral | 7593 | 0.00018931
[11 empty] | c_DK2_LargeDecentral | 7594 | 0.00017931
[11 empty] | c_DK2_LargeDecentral | 7595 | 0.00016948
[11 empty] | c_DK2_LargeDecentral | 7596 | 0.00016214
[11 empty] | c_DK2_LargeDecentral | 7597 | 0.00015748
[11 empty] | c_DK2_LargeDecentral | 7598 | 0.00014781
[11 empty] | c_DK2_LargeDecentral | 7599 | 0.00014665
[11 empty] | c_DK2_LargeDecentral | 7600 | 0.00014481
[11 empty] | c_DK2_LargeDecentral | 7601 | 0.00014914
[11 empty] | c_DK2_LargeDecentral | 7602 | 0.00015781
[11 empty] | c_DK2_LargeDecentral | 7603 | 0.00015981
[11 empty] | c_DK2_LargeDecentral | 7604 | 0.00016348
[11 empty] | c_DK2_LargeDecentral | 7605 | 0.00016331
[11 empty] | c_DK2_LargeDecentral | 7606 | 0.00014864
[11 empty] | c_DK2_LargeDecentral | 7607 | 0.00011915
[11 empty] | c_DK2_LargeDecentral | 7608 | 8.982e-05
[11 empty] | c_DK2_LargeDecentral | 7609 | 7.8488e-05
[11 empty] | c_DK2_LargeDecentral | 7610 | 8.4821e-05
[11 empty] | c_DK2_LargeDecentral | 7611 | 8.5487e-05
[11 empty] | c_DK2_LargeDecentral | 7612 | 9.2986e-05
[11 empty] | c_DK2_LargeDecentral | 7613 | 0.00012148
[11 empty] | c_DK2_LargeDecentral | 7614 | 0.00018131
[11 empty] | c_DK2_LargeDecentral | 7615 | 0.0002118
[11 empty] | c_DK2_LargeDecentral | 7616 | 0.00020897
[11 empty] | c_DK2_LargeDecentral | 7617 | 0.00018931
[11 empty] | c_DK2_LargeDecentral | 7618 | 0.00017997
[11 empty] | c_DK2_LargeDecentral | 7619 | 0.00016964
[11 empty] | c_DK2_LargeDecentral | 7620 | 0.00016281
[11 empty] | c_DK2_LargeDecentral | 7621 | 0.00015781
[11 empty] | c_DK2_LargeDecentral | 7622 | 0.00014831
[11 empty] | c_DK2_LargeDecentral | 7623 | 0.00014698
[11 empty] | c_DK2_LargeDecentral | 7624 | 0.00014515
[11 empty] | c_DK2_LargeDecentral | 7625 | 0.00014948
[11 empty] | c_DK2_LargeDecentral | 7626 | 0.00015798
[11 empty] | c_DK2_LargeDecentral | 7627 | 0.00015981
[11 empty] | c_DK2_LargeDecentral | 7628 | 0.00016348
[11 empty] | c_DK2_LargeDecentral | 7629 | 0.00016331
[11 empty] | c_DK2_LargeDecentral | 7630 | 0.00014848
[11 empty] | c_DK2_LargeDecentral | 7631 | 0.00011932
[11 empty] | c_DK2_LargeDecentral | 7632 | 9.0153e-05
[11 empty] | c_DK2_LargeDecentral | 7633 | 7.2323e-05
[11 empty] | c_DK2_LargeDecentral | 7634 | 7.8155e-05
[11 empty] | c_DK2_LargeDecentral | 7635 | 7.8155e-05
[11 empty] | c_DK2_LargeDecentral | 7636 | 8.4987e-05
[11 empty] | c_DK2_LargeDecentral | 7637 | 0.00011332
[11 empty] | c_DK2_LargeDecentral | 7638 | 0.00017047
[11 empty] | c_DK2_LargeDecentral | 7639 | 0.0002018
[11 empty] | c_DK2_LargeDecentral | 7640 | 0.00020147
[11 empty] | c_DK2_LargeDecentral | 7641 | 0.00018281
[11 empty] | c_DK2_LargeDecentral | 7642 | 0.00017164
[11 empty] | c_DK2_LargeDecentral | 7643 | 0.00016048
[11 empty] | c_DK2_LargeDecentral | 7644 | 0.00015364
[11 empty] | c_DK2_LargeDecentral | 7645 | 0.00014898
[11 empty] | c_DK2_LargeDecentral | 7646 | 0.00013981
[11 empty] | c_DK2_LargeDecentral | 7647 | 0.00013765
[11 empty] | c_DK2_LargeDecentral | 7648 | 0.00013581
[11 empty] | c_DK2_LargeDecentral | 7649 | 0.00013981
[11 empty] | c_DK2_LargeDecentral | 7650 | 0.00014931
[11 empty] | c_DK2_LargeDecentral | 7651 | 0.00015298
[11 empty] | c_DK2_LargeDecentral | 7652 | 0.00015764
[11 empty] | c_DK2_LargeDecentral | 7653 | 0.00015731
[11 empty] | c_DK2_LargeDecentral | 7654 | 0.00014365
[11 empty] | c_DK2_LargeDecentral | 7655 | 0.00011348
[11 empty] | c_DK2_LargeDecentral | 7656 | 8.4654e-05
[11 empty] | c_DK2_LargeDecentral | 7657 | 6.8657e-05
[11 empty] | c_DK2_LargeDecentral | 7658 | 7.2156e-05
[11 empty] | c_DK2_LargeDecentral | 7659 | 6.8657e-05
[11 empty] | c_DK2_LargeDecentral | 7660 | 7.7989e-05
[11 empty] | c_DK2_LargeDecentral | 7661 | 0.00010448
[11 empty] | c_DK2_LargeDecentral | 7662 | 0.00015348
[11 empty] | c_DK2_LargeDecentral | 7663 | 0.00018681
[11 empty] | c_DK2_LargeDecentral | 7664 | 0.00018464
[11 empty] | c_DK2_LargeDecentral | 7665 | 0.00016398
[11 empty] | c_DK2_LargeDecentral | 7666 | 0.00015398
[11 empty] | c_DK2_LargeDecentral | 7667 | 0.00014698
[11 empty] | c_DK2_LargeDecentral | 7668 | 0.00013831
[11 empty] | c_DK2_LargeDecentral | 7669 | 0.00013431
[11 empty] | c_DK2_LargeDecentral | 7670 | 0.00012248
[11 empty] | c_DK2_LargeDecentral | 7671 | 0.00012648
[11 empty] | c_DK2_LargeDecentral | 7672 | 0.00012465
[11 empty] | c_DK2_LargeDecentral | 7673 | 0.00012898
[11 empty] | c_DK2_LargeDecentral | 7674 | 0.00013498
[11 empty] | c_DK2_LargeDecentral | 7675 | 0.00013931
[11 empty] | c_DK2_LargeDecentral | 7676 | 0.00014098
[11 empty] | c_DK2_LargeDecentral | 7677 | 0.00014148
[11 empty] | c_DK2_LargeDecentral | 7678 | 0.00013115
[11 empty] | c_DK2_LargeDecentral | 7679 | 0.00010532
[11 empty] | c_DK2_LargeDecentral | 7680 | 7.6989e-05
[11 empty] | c_DK2_LargeDecentral | 7681 | 7.1156e-05
[11 empty] | c_DK2_LargeDecentral | 7682 | 8.0322e-05
[11 empty] | c_DK2_LargeDecentral | 7683 | 7.8655e-05
[11 empty] | c_DK2_LargeDecentral | 7684 | 9.182e-05
[11 empty] | c_DK2_LargeDecentral | 7685 | 0.00012265
[11 empty] | c_DK2_LargeDecentral | 7686 | 0.00017481
[11 empty] | c_DK2_LargeDecentral | 7687 | 0.00018247
[11 empty] | c_DK2_LargeDecentral | 7688 | 0.00018064
[11 empty] | c_DK2_LargeDecentral | 7689 | 0.00015831
[11 empty] | c_DK2_LargeDecentral | 7690 | 0.00015014
[11 empty] | c_DK2_LargeDecentral | 7691 | 0.00014198
[11 empty] | c_DK2_LargeDecentral | 7692 | 0.00013665
[11 empty] | c_DK2_LargeDecentral | 7693 | 0.00013348
[11 empty] | c_DK2_LargeDecentral | 7694 | 0.00012531
[11 empty] | c_DK2_LargeDecentral | 7695 | 0.00012581
[11 empty] | c_DK2_LargeDecentral | 7696 | 0.00012382
[11 empty] | c_DK2_LargeDecentral | 7697 | 0.00013065
[11 empty] | c_DK2_LargeDecentral | 7698 | 0.00014015
[11 empty] | c_DK2_LargeDecentral | 7699 | 0.00014415
[11 empty] | c_DK2_LargeDecentral | 7700 | 0.00014798
[11 empty] | c_DK2_LargeDecentral | 7701 | 0.00014948
[11 empty] | c_DK2_LargeDecentral | 7702 | 0.00013881
[11 empty] | c_DK2_LargeDecentral | 7703 | 0.00011215
[11 empty] | c_DK2_LargeDecentral | 7704 | 8.3821e-05
[11 empty] | c_DK2_LargeDecentral | 7705 | 6.599e-05
[11 empty] | c_DK2_LargeDecentral | 7706 | 7.2656e-05
[11 empty] | c_DK2_LargeDecentral | 7707 | 7.2989e-05
[11 empty] | c_DK2_LargeDecentral | 7708 | 7.9822e-05
[11 empty] | c_DK2_LargeDecentral | 7709 | 0.00010698
[11 empty] | c_DK2_LargeDecentral | 7710 | 0.00016164
[11 empty] | c_DK2_LargeDecentral | 7711 | 0.00018831
[11 empty] | c_DK2_LargeDecentral | 7712 | 0.00018614
[11 empty] | c_DK2_LargeDecentral | 7713 | 0.00016431
[11 empty] | c_DK2_LargeDecentral | 7714 | 0.00015564
[11 empty] | c_DK2_LargeDecentral | 7715 | 0.00014648
[11 empty] | c_DK2_LargeDecentral | 7716 | 0.00013965
[11 empty] | c_DK2_LargeDecentral | 7717 | 0.00013631
[11 empty] | c_DK2_LargeDecentral | 7718 | 0.00012648
[11 empty] | c_DK2_LargeDecentral | 7719 | 0.00012565
[11 empty] | c_DK2_LargeDecentral | 7720 | 0.00012382
[11 empty] | c_DK2_LargeDecentral | 7721 | 0.00012915
[11 empty] | c_DK2_LargeDecentral | 7722 | 0.00013698
[11 empty] | c_DK2_LargeDecentral | 7723 | 0.00014065
[11 empty] | c_DK2_LargeDecentral | 7724 | 0.00014498
[11 empty] | c_DK2_LargeDecentral | 7725 | 0.00014598
[11 empty] | c_DK2_LargeDecentral | 7726 | 0.00013265
[11 empty] | c_DK2_LargeDecentral | 7727 | 0.00010598
[11 empty] | c_DK2_LargeDecentral | 7728 | 7.8322e-05
[11 empty] | c_DK2_LargeDecentral | 7729 | 6.7323e-05
[11 empty] | c_DK2_LargeDecentral | 7730 | 7.3489e-05
[11 empty] | c_DK2_LargeDecentral | 7731 | 7.3822e-05
[11 empty] | c_DK2_LargeDecentral | 7732 | 8.0988e-05
[11 empty] | c_DK2_LargeDecentral | 7733 | 0.00010915
[11 empty] | c_DK2_LargeDecentral | 7734 | 0.00016431
[11 empty] | c_DK2_LargeDecentral | 7735 | 0.00019297
[11 empty] | c_DK2_LargeDecentral | 7736 | 0.00019047
[11 empty] | c_DK2_LargeDecentral | 7737 | 0.00017114
[11 empty] | c_DK2_LargeDecentral | 7738 | 0.00016098
[11 empty] | c_DK2_LargeDecentral | 7739 | 0.00015131
[11 empty] | c_DK2_LargeDecentral | 7740 | 0.00014498
[11 empty] | c_DK2_LargeDecentral | 7741 | 0.00014065
[11 empty] | c_DK2_LargeDecentral | 7742 | 0.00013115
[11 empty] | c_DK2_LargeDecentral | 7743 | 0.00012965
[11 empty] | c_DK2_LargeDecentral | 7744 | 0.00012748
[11 empty] | c_DK2_LargeDecentral | 7745 | 0.00013165
[11 empty] | c_DK2_LargeDecentral | 7746 | 0.00014015
[11 empty] | c_DK2_LargeDecentral | 7747 | 0.00014248
[11 empty] | c_DK2_LargeDecentral | 7748 | 0.00014681
[11 empty] | c_DK2_LargeDecentral | 7749 | 0.00014731
[11 empty] | c_DK2_LargeDecentral | 7750 | 0.00013398
[11 empty] | c_DK2_LargeDecentral | 7751 | 0.00010648
[11 empty] | c_DK2_LargeDecentral | 7752 | 7.9155e-05
[11 empty] | c_DK2_LargeDecentral | 7753 | 6.9656e-05
[11 empty] | c_DK2_LargeDecentral | 7754 | 7.5822e-05
[11 empty] | c_DK2_LargeDecentral | 7755 | 7.6322e-05
[11 empty] | c_DK2_LargeDecentral | 7756 | 8.3654e-05
[11 empty] | c_DK2_LargeDecentral | 7757 | 0.00011265
[11 empty] | c_DK2_LargeDecentral | 7758 | 0.00016881
[11 empty] | c_DK2_LargeDecentral | 7759 | 0.00019847
[11 empty] | c_DK2_LargeDecentral | 7760 | 0.00019597
[11 empty] | c_DK2_LargeDecentral | 7761 | 0.00017631
[11 empty] | c_DK2_LargeDecentral | 7762 | 0.00016581
[11 empty] | c_DK2_LargeDecentral | 7763 | 0.00015581
[11 empty] | c_DK2_LargeDecentral | 7764 | 0.00014898
[11 empty] | c_DK2_LargeDecentral | 7765 | 0.00014498
[11 empty] | c_DK2_LargeDecentral | 7766 | 0.00013498
[11 empty] | c_DK2_LargeDecentral | 7767 | 0.00013381
[11 empty] | c_DK2_LargeDecentral | 7768 | 0.00013181
[11 empty] | c_DK2_LargeDecentral | 7769 | 0.00013581
[11 empty] | c_DK2_LargeDecentral | 7770 | 0.00014481
[11 empty] | c_DK2_LargeDecentral | 7771 | 0.00014731
[11 empty] | c_DK2_LargeDecentral | 7772 | 0.00015148
[11 empty] | c_DK2_LargeDecentral | 7773 | 0.00015198
[11 empty] | c_DK2_LargeDecentral | 7774 | 0.00013798
[11 empty] | c_DK2_LargeDecentral | 7775 | 0.00010965
[11 empty] | c_DK2_LargeDecentral | 7776 | 8.1655e-05
[11 empty] | c_DK2_LargeDecentral | 7777 | 6.9156e-05
[11 empty] | c_DK2_LargeDecentral | 7778 | 7.5489e-05
[11 empty] | c_DK2_LargeDecentral | 7779 | 7.5656e-05
[11 empty] | c_DK2_LargeDecentral | 7780 | 8.3154e-05
[11 empty] | c_DK2_LargeDecentral | 7781 | 0.00011182
[11 empty] | c_DK2_LargeDecentral | 7782 | 0.00016781
[11 empty] | c_DK2_LargeDecentral | 7783 | 0.00019714
[11 empty] | c_DK2_LargeDecentral | 7784 | 0.00019464
[11 empty] | c_DK2_LargeDecentral | 7785 | 0.00017514
[11 empty] | c_DK2_LargeDecentral | 7786 | 0.00016464
[11 empty] | c_DK2_LargeDecentral | 7787 | 0.00015481
[11 empty] | c_DK2_LargeDecentral | 7788 | 0.00014848
[11 empty] | c_DK2_LargeDecentral | 7789 | 0.00014381
[11 empty] | c_DK2_LargeDecentral | 7790 | 0.00013415
[11 empty] | c_DK2_LargeDecentral | 7791 | 0.00013265
[11 empty] | c_DK2_LargeDecentral | 7792 | 0.00013081
[11 empty] | c_DK2_LargeDecentral | 7793 | 0.00013498
[11 empty] | c_DK2_LargeDecentral | 7794 | 0.00014365
[11 empty] | c_DK2_LargeDecentral | 7795 | 0.00014598
[11 empty] | c_DK2_LargeDecentral | 7796 | 0.00015031
[11 empty] | c_DK2_LargeDecentral | 7797 | 0.00015064
[11 empty] | c_DK2_LargeDecentral | 7798 | 0.00013698
[11 empty] | c_DK2_LargeDecentral | 7799 | 0.00010882
[11 empty] | c_DK2_LargeDecentral | 7800 | 8.1155e-05
[11 empty] | c_DK2_LargeDecentral | 7801 | 6.6324e-05
[11 empty] | c_DK2_LargeDecentral | 7802 | 7.1489e-05
[11 empty] | c_DK2_LargeDecentral | 7803 | 7.1656e-05
[11 empty] | c_DK2_LargeDecentral | 7804 | 7.7989e-05
[11 empty] | c_DK2_LargeDecentral | 7805 | 0.00010432
[11 empty] | c_DK2_LargeDecentral | 7806 | 0.00015848
[11 empty] | c_DK2_LargeDecentral | 7807 | 0.00018764
[11 empty] | c_DK2_LargeDecentral | 7808 | 0.00018747
[11 empty] | c_DK2_LargeDecentral | 7809 | 0.00016898
[11 empty] | c_DK2_LargeDecentral | 7810 | 0.00015914
[11 empty] | c_DK2_LargeDecentral | 7811 | 0.00014881
[11 empty] | c_DK2_LargeDecentral | 7812 | 0.00014231
[11 empty] | c_DK2_LargeDecentral | 7813 | 0.00013815
[11 empty] | c_DK2_LargeDecentral | 7814 | 0.00012931
[11 empty] | c_DK2_LargeDecentral | 7815 | 0.00012698
[11 empty] | c_DK2_LargeDecentral | 7816 | 0.00012515
[11 empty] | c_DK2_LargeDecentral | 7817 | 0.00012848
[11 empty] | c_DK2_LargeDecentral | 7818 | 0.00013781
[11 empty] | c_DK2_LargeDecentral | 7819 | 0.00014115
[11 empty] | c_DK2_LargeDecentral | 7820 | 0.00014565
[11 empty] | c_DK2_LargeDecentral | 7821 | 0.00014548
[11 empty] | c_DK2_LargeDecentral | 7822 | 0.00013298
[11 empty] | c_DK2_LargeDecentral | 7823 | 0.00010532
[11 empty] | c_DK2_LargeDecentral | 7824 | 7.7989e-05
[11 empty] | c_DK2_LargeDecentral | 7825 | 6.8657e-05
[11 empty] | c_DK2_LargeDecentral | 7826 | 7.2156e-05
[11 empty] | c_DK2_LargeDecentral | 7827 | 6.8823e-05
[11 empty] | c_DK2_LargeDecentral | 7828 | 7.7989e-05
[11 empty] | c_DK2_LargeDecentral | 7829 | 0.00010448
[11 empty] | c_DK2_LargeDecentral | 7830 | 0.00015364
[11 empty] | c_DK2_LargeDecentral | 7831 | 0.00018681
[11 empty] | c_DK2_LargeDecentral | 7832 | 0.00018464
[11 empty] | c_DK2_LargeDecentral | 7833 | 0.00016398
[11 empty] | c_DK2_LargeDecentral | 7834 | 0.00015398
[11 empty] | c_DK2_LargeDecentral | 7835 | 0.00014715
[11 empty] | c_DK2_LargeDecentral | 7836 | 0.00013831
[11 empty] | c_DK2_LargeDecentral | 7837 | 0.00013431
[11 empty] | c_DK2_LargeDecentral | 7838 | 0.00012248
[11 empty] | c_DK2_LargeDecentral | 7839 | 0.00012665
[11 empty] | c_DK2_LargeDecentral | 7840 | 0.00012465
[11 empty] | c_DK2_LargeDecentral | 7841 | 0.00012898
[11 empty] | c_DK2_LargeDecentral | 7842 | 0.00013498
[11 empty] | c_DK2_LargeDecentral | 7843 | 0.00013931
[11 empty] | c_DK2_LargeDecentral | 7844 | 0.00014098
[11 empty] | c_DK2_LargeDecentral | 7845 | 0.00014181
[11 empty] | c_DK2_LargeDecentral | 7846 | 0.00013115
[11 empty] | c_DK2_LargeDecentral | 7847 | 0.00010532
[11 empty] | c_DK2_LargeDecentral | 7848 | 7.6989e-05
[11 empty] | c_DK2_LargeDecentral | 7849 | 7.1489e-05
[11 empty] | c_DK2_LargeDecentral | 7850 | 8.0988e-05
[11 empty] | c_DK2_LargeDecentral | 7851 | 7.8988e-05
[11 empty] | c_DK2_LargeDecentral | 7852 | 9.2486e-05
[11 empty] | c_DK2_LargeDecentral | 7853 | 0.00012332
[11 empty] | c_DK2_LargeDecentral | 7854 | 0.00017581
[11 empty] | c_DK2_LargeDecentral | 7855 | 0.00018331
[11 empty] | c_DK2_LargeDecentral | 7856 | 0.00018147
[11 empty] | c_DK2_LargeDecentral | 7857 | 0.00015898
[11 empty] | c_DK2_LargeDecentral | 7858 | 0.00015081
[11 empty] | c_DK2_LargeDecentral | 7859 | 0.00014281
[11 empty] | c_DK2_LargeDecentral | 7860 | 0.00013748
[11 empty] | c_DK2_LargeDecentral | 7861 | 0.00013415
[11 empty] | c_DK2_LargeDecentral | 7862 | 0.00012598
[11 empty] | c_DK2_LargeDecentral | 7863 | 0.00012665
[11 empty] | c_DK2_LargeDecentral | 7864 | 0.00012432
[11 empty] | c_DK2_LargeDecentral | 7865 | 0.00013148
[11 empty] | c_DK2_LargeDecentral | 7866 | 0.00014081
[11 empty] | c_DK2_LargeDecentral | 7867 | 0.00014515
[11 empty] | c_DK2_LargeDecentral | 7868 | 0.00014881
[11 empty] | c_DK2_LargeDecentral | 7869 | 0.00015048
[11 empty] | c_DK2_LargeDecentral | 7870 | 0.00013948
[11 empty] | c_DK2_LargeDecentral | 7871 | 0.00011282
[11 empty] | c_DK2_LargeDecentral | 7872 | 8.4488e-05
[11 empty] | c_DK2_LargeDecentral | 7873 | 7.2489e-05
[11 empty] | c_DK2_LargeDecentral | 7874 | 7.9655e-05
[11 empty] | c_DK2_LargeDecentral | 7875 | 8.0155e-05
[11 empty] | c_DK2_LargeDecentral | 7876 | 8.782e-05
[11 empty] | c_DK2_LargeDecentral | 7877 | 0.00011715
[11 empty] | c_DK2_LargeDecentral | 7878 | 0.00017497
[11 empty] | c_DK2_LargeDecentral | 7879 | 0.00020397
[11 empty] | c_DK2_LargeDecentral | 7880 | 0.00020147
[11 empty] | c_DK2_LargeDecentral | 7881 | 0.00017881
[11 empty] | c_DK2_LargeDecentral | 7882 | 0.00016898
[11 empty] | c_DK2_LargeDecentral | 7883 | 0.00015914
[11 empty] | c_DK2_LargeDecentral | 7884 | 0.00015181
[11 empty] | c_DK2_LargeDecentral | 7885 | 0.00014831
[11 empty] | c_DK2_LargeDecentral | 7886 | 0.00013798
[11 empty] | c_DK2_LargeDecentral | 7887 | 0.00013715
[11 empty] | c_DK2_LargeDecentral | 7888 | 0.00013565
[11 empty] | c_DK2_LargeDecentral | 7889 | 0.00014148
[11 empty] | c_DK2_LargeDecentral | 7890 | 0.00014981
[11 empty] | c_DK2_LargeDecentral | 7891 | 0.00015381
[11 empty] | c_DK2_LargeDecentral | 7892 | 0.00015814
[11 empty] | c_DK2_LargeDecentral | 7893 | 0.00015881
[11 empty] | c_DK2_LargeDecentral | 7894 | 0.00014431
[11 empty] | c_DK2_LargeDecentral | 7895 | 0.00011548
[11 empty] | c_DK2_LargeDecentral | 7896 | 8.5987e-05
[11 empty] | c_DK2_LargeDecentral | 7897 | 7.3156e-05
[11 empty] | c_DK2_LargeDecentral | 7898 | 7.9822e-05
[11 empty] | c_DK2_LargeDecentral | 7899 | 8.0322e-05
[11 empty] | c_DK2_LargeDecentral | 7900 | 8.8154e-05
[11 empty] | c_DK2_LargeDecentral | 7901 | 0.00011815
[11 empty] | c_DK2_LargeDecentral | 7902 | 0.00017664
[11 empty] | c_DK2_LargeDecentral | 7903 | 0.00020697
[11 empty] | c_DK2_LargeDecentral | 7904 | 0.00020447
[11 empty] | c_DK2_LargeDecentral | 7905 | 0.00018464
[11 empty] | c_DK2_LargeDecentral | 7906 | 0.00017347
[11 empty] | c_DK2_LargeDecentral | 7907 | 0.00016298
[11 empty] | c_DK2_LargeDecentral | 7908 | 0.00015614
[11 empty] | c_DK2_LargeDecentral | 7909 | 0.00015148
[11 empty] | c_DK2_LargeDecentral | 7910 | 0.00014148
[11 empty] | c_DK2_LargeDecentral | 7911 | 0.00014015
[11 empty] | c_DK2_LargeDecentral | 7912 | 0.00013831
[11 empty] | c_DK2_LargeDecentral | 7913 | 0.00014265
[11 empty] | c_DK2_LargeDecentral | 7914 | 0.00015164
[11 empty] | c_DK2_LargeDecentral | 7915 | 0.00015414
[11 empty] | c_DK2_LargeDecentral | 7916 | 0.00015881
[11 empty] | c_DK2_LargeDecentral | 7917 | 0.00015898
[11 empty] | c_DK2_LargeDecentral | 7918 | 0.00014431
[11 empty] | c_DK2_LargeDecentral | 7919 | 0.00011482
[11 empty] | c_DK2_LargeDecentral | 7920 | 8.5821e-05
[11 empty] | c_DK2_LargeDecentral | 7921 | 6.9323e-05
[11 empty] | c_DK2_LargeDecentral | 7922 | 7.5822e-05
[11 empty] | c_DK2_LargeDecentral | 7923 | 7.6155e-05
[11 empty] | c_DK2_LargeDecentral | 7924 | 8.3654e-05
[11 empty] | c_DK2_LargeDecentral | 7925 | 0.00011232
[11 empty] | c_DK2_LargeDecentral | 7926 | 0.00016881
[11 empty] | c_DK2_LargeDecentral | 7927 | 0.00019797
[11 empty] | c_DK2_LargeDecentral | 7928 | 0.00019547
[11 empty] | c_DK2_LargeDecentral | 7929 | 0.00017597
[11 empty] | c_DK2_LargeDecentral | 7930 | 0.00016548
[11 empty] | c_DK2_LargeDecentral | 7931 | 0.00015564
[11 empty] | c_DK2_LargeDecentral | 7932 | 0.00014898
[11 empty] | c_DK2_LargeDecentral | 7933 | 0.00014448
[11 empty] | c_DK2_LargeDecentral | 7934 | 0.00013481
[11 empty] | c_DK2_LargeDecentral | 7935 | 0.00013348
[11 empty] | c_DK2_LargeDecentral | 7936 | 0.00013148
[11 empty] | c_DK2_LargeDecentral | 7937 | 0.00013565
[11 empty] | c_DK2_LargeDecentral | 7938 | 0.00014431
[11 empty] | c_DK2_LargeDecentral | 7939 | 0.00014715
[11 empty] | c_DK2_LargeDecentral | 7940 | 0.00015114
[11 empty] | c_DK2_LargeDecentral | 7941 | 0.00015181
[11 empty] | c_DK2_LargeDecentral | 7942 | 0.00013781
[11 empty] | c_DK2_LargeDecentral | 7943 | 0.00010965
[11 empty] | c_DK2_LargeDecentral | 7944 | 8.1655e-05
[11 empty] | c_DK2_LargeDecentral | 7945 | 6.749e-05
[11 empty] | c_DK2_LargeDecentral | 7946 | 7.3656e-05
[11 empty] | c_DK2_LargeDecentral | 7947 | 7.3989e-05
[11 empty] | c_DK2_LargeDecentral | 7948 | 8.1155e-05
[11 empty] | c_DK2_LargeDecentral | 7949 | 0.00010948
[11 empty] | c_DK2_LargeDecentral | 7950 | 0.00016481
[11 empty] | c_DK2_LargeDecentral | 7951 | 0.00019347
[11 empty] | c_DK2_LargeDecentral | 7952 | 0.00019097
[11 empty] | c_DK2_LargeDecentral | 7953 | 0.00017164
[11 empty] | c_DK2_LargeDecentral | 7954 | 0.00016148
[11 empty] | c_DK2_LargeDecentral | 7955 | 0.00015181
[11 empty] | c_DK2_LargeDecentral | 7956 | 0.00014548
[11 empty] | c_DK2_LargeDecentral | 7957 | 0.00014115
[11 empty] | c_DK2_LargeDecentral | 7958 | 0.00013148
[11 empty] | c_DK2_LargeDecentral | 7959 | 0.00013015
[11 empty] | c_DK2_LargeDecentral | 7960 | 0.00012798
[11 empty] | c_DK2_LargeDecentral | 7961 | 0.00013215
[11 empty] | c_DK2_LargeDecentral | 7962 | 0.00014065
[11 empty] | c_DK2_LargeDecentral | 7963 | 0.00014298
[11 empty] | c_DK2_LargeDecentral | 7964 | 0.00014731
[11 empty] | c_DK2_LargeDecentral | 7965 | 0.00014781
[11 empty] | c_DK2_LargeDecentral | 7966 | 0.00013431
[11 empty] | c_DK2_LargeDecentral | 7967 | 0.00010682
[11 empty] | c_DK2_LargeDecentral | 7968 | 7.9488e-05
[11 empty] | c_DK2_LargeDecentral | 7969 | 7.9822e-05
[11 empty] | c_DK2_LargeDecentral | 7970 | 8.5487e-05
[11 empty] | c_DK2_LargeDecentral | 7971 | 8.6154e-05
[11 empty] | c_DK2_LargeDecentral | 7972 | 9.282e-05
[11 empty] | c_DK2_LargeDecentral | 7973 | 0.00012032
[11 empty] | c_DK2_LargeDecentral | 7974 | 0.00018014
[11 empty] | c_DK2_LargeDecentral | 7975 | 0.00021247
[11 empty] | c_DK2_LargeDecentral | 7976 | 0.00021164
[11 empty] | c_DK2_LargeDecentral | 7977 | 0.0001928
[11 empty] | c_DK2_LargeDecentral | 7978 | 0.00018281
[11 empty] | c_DK2_LargeDecentral | 7979 | 0.00017214
[11 empty] | c_DK2_LargeDecentral | 7980 | 0.00016498
[11 empty] | c_DK2_LargeDecentral | 7981 | 0.00015998
[11 empty] | c_DK2_LargeDecentral | 7982 | 0.00015098
[11 empty] | c_DK2_LargeDecentral | 7983 | 0.00014881
[11 empty] | c_DK2_LargeDecentral | 7984 | 0.00014698
[11 empty] | c_DK2_LargeDecentral | 7985 | 0.00015114
[11 empty] | c_DK2_LargeDecentral | 7986 | 0.00016014
[11 empty] | c_DK2_LargeDecentral | 7987 | 0.00016314
[11 empty] | c_DK2_LargeDecentral | 7988 | 0.00016714
[11 empty] | c_DK2_LargeDecentral | 7989 | 0.00016614
[11 empty] | c_DK2_LargeDecentral | 7990 | 0.00015198
[11 empty] | c_DK2_LargeDecentral | 7991 | 0.00012148
[11 empty] | c_DK2_LargeDecentral | 7992 | 9.1487e-05
[11 empty] | c_DK2_LargeDecentral | 7993 | 9.1653e-05
[11 empty] | c_DK2_LargeDecentral | 7994 | 9.382e-05
[11 empty] | c_DK2_LargeDecentral | 7995 | 9.2653e-05
[11 empty] | c_DK2_LargeDecentral | 7996 | 0.00010149
[11 empty] | c_DK2_LargeDecentral | 7997 | 0.00012748
[11 empty] | c_DK2_LargeDecentral | 7998 | 0.00018531
[11 empty] | c_DK2_LargeDecentral | 7999 | 0.00022313
[11 empty] | c_DK2_LargeDecentral | 8000 | 0.00021847
[11 empty] | c_DK2_LargeDecentral | 8001 | 0.00019847
[11 empty] | c_DK2_LargeDecentral | 8002 | 0.00018914
[11 empty] | c_DK2_LargeDecentral | 8003 | 0.00018247
[11 empty] | c_DK2_LargeDecentral | 8004 | 0.00017331
[11 empty] | c_DK2_LargeDecentral | 8005 | 0.00016764
[11 empty] | c_DK2_LargeDecentral | 8006 | 0.00015731
[11 empty] | c_DK2_LargeDecentral | 8007 | 0.00016131
[11 empty] | c_DK2_LargeDecentral | 8008 | 0.00015881
[11 empty] | c_DK2_LargeDecentral | 8009 | 0.00016431
[11 empty] | c_DK2_LargeDecentral | 8010 | 0.00017031
[11 empty] | c_DK2_LargeDecentral | 8011 | 0.00017281
[11 empty] | c_DK2_LargeDecentral | 8012 | 0.00017331
[11 empty] | c_DK2_LargeDecentral | 8013 | 0.00017164
[11 empty] | c_DK2_LargeDecentral | 8014 | 0.00016031
[11 empty] | c_DK2_LargeDecentral | 8015 | 0.00012965
[11 empty] | c_DK2_LargeDecentral | 8016 | 9.9152e-05
[11 empty] | c_DK2_LargeDecentral | 8017 | 9.5653e-05
[11 empty] | c_DK2_LargeDecentral | 8018 | 0.00010232
[11 empty] | c_DK2_LargeDecentral | 8019 | 0.00010315
[11 empty] | c_DK2_LargeDecentral | 8020 | 0.00011715
[11 empty] | c_DK2_LargeDecentral | 8021 | 0.00014998
[11 empty] | c_DK2_LargeDecentral | 8022 | 0.00020964
[11 empty] | c_DK2_LargeDecentral | 8023 | 0.00021913
[11 empty] | c_DK2_LargeDecentral | 8024 | 0.00021597
[11 empty] | c_DK2_LargeDecentral | 8025 | 0.0001963
[11 empty] | c_DK2_LargeDecentral | 8026 | 0.00018814
[11 empty] | c_DK2_LargeDecentral | 8027 | 0.00017997
[11 empty] | c_DK2_LargeDecentral | 8028 | 0.00017447
[11 empty] | c_DK2_LargeDecentral | 8029 | 0.00016997
[11 empty] | c_DK2_LargeDecentral | 8030 | 0.00016231
[11 empty] | c_DK2_LargeDecentral | 8031 | 0.00016331
[11 empty] | c_DK2_LargeDecentral | 8032 | 0.00016248
[11 empty] | c_DK2_LargeDecentral | 8033 | 0.00016781
[11 empty] | c_DK2_LargeDecentral | 8034 | 0.00017814
[11 empty] | c_DK2_LargeDecentral | 8035 | 0.00018164
[11 empty] | c_DK2_LargeDecentral | 8036 | 0.00018331
[11 empty] | c_DK2_LargeDecentral | 8037 | 0.00018264
[11 empty] | c_DK2_LargeDecentral | 8038 | 0.00017031
[11 empty] | c_DK2_LargeDecentral | 8039 | 0.00013765
[11 empty] | c_DK2_LargeDecentral | 8040 | 0.00010898
[11 empty] | c_DK2_LargeDecentral | 8041 | 9.5819e-05
[11 empty] | c_DK2_LargeDecentral | 8042 | 0.00010198
[11 empty] | c_DK2_LargeDecentral | 8043 | 0.00010365
[11 empty] | c_DK2_LargeDecentral | 8044 | 0.00011165
[11 empty] | c_DK2_LargeDecentral | 8045 | 0.00013948
[11 empty] | c_DK2_LargeDecentral | 8046 | 0.00020647
[11 empty] | c_DK2_LargeDecentral | 8047 | 0.00023863
[11 empty] | c_DK2_LargeDecentral | 8048 | 0.00023447
[11 empty] | c_DK2_LargeDecentral | 8049 | 0.0002128
[11 empty] | c_DK2_LargeDecentral | 8050 | 0.00020547
[11 empty] | c_DK2_LargeDecentral | 8051 | 0.00019597
[11 empty] | c_DK2_LargeDecentral | 8052 | 0.00018814
[11 empty] | c_DK2_LargeDecentral | 8053 | 0.00018264
[11 empty] | c_DK2_LargeDecentral | 8054 | 0.00017381
[11 empty] | c_DK2_LargeDecentral | 8055 | 0.00017297
[11 empty] | c_DK2_LargeDecentral | 8056 | 0.00017131
[11 empty] | c_DK2_LargeDecentral | 8057 | 0.00017681
[11 empty] | c_DK2_LargeDecentral | 8058 | 0.00018547
[11 empty] | c_DK2_LargeDecentral | 8059 | 0.00018714
[11 empty] | c_DK2_LargeDecentral | 8060 | 0.00018931
[11 empty] | c_DK2_LargeDecentral | 8061 | 0.00018747
[11 empty] | c_DK2_LargeDecentral | 8062 | 0.00017147
[11 empty] | c_DK2_LargeDecentral | 8063 | 0.00013948
[11 empty] | c_DK2_LargeDecentral | 8064 | 0.00010782
[11 empty] | c_DK2_LargeDecentral | 8065 | 9.032e-05
[11 empty] | c_DK2_LargeDecentral | 8066 | 9.6986e-05
[11 empty] | c_DK2_LargeDecentral | 8067 | 9.8319e-05
[11 empty] | c_DK2_LargeDecentral | 8068 | 0.00010565
[11 empty] | c_DK2_LargeDecentral | 8069 | 0.00013331
[11 empty] | c_DK2_LargeDecentral | 8070 | 0.0001978
[11 empty] | c_DK2_LargeDecentral | 8071 | 0.00022997
[11 empty] | c_DK2_LargeDecentral | 8072 | 0.00022663
[11 empty] | c_DK2_LargeDecentral | 8073 | 0.00020647
[11 empty] | c_DK2_LargeDecentral | 8074 | 0.00019847
[11 empty] | c_DK2_LargeDecentral | 8075 | 0.00018864
[11 empty] | c_DK2_LargeDecentral | 8076 | 0.00018131
[11 empty] | c_DK2_LargeDecentral | 8077 | 0.00017581
[11 empty] | c_DK2_LargeDecentral | 8078 | 0.00016648
[11 empty] | c_DK2_LargeDecentral | 8079 | 0.00016514
[11 empty] | c_DK2_LargeDecentral | 8080 | 0.00016331
[11 empty] | c_DK2_LargeDecentral | 8081 | 0.00016831
[11 empty] | c_DK2_LargeDecentral | 8082 | 0.00017597
[11 empty] | c_DK2_LargeDecentral | 8083 | 0.00017697
[11 empty] | c_DK2_LargeDecentral | 8084 | 0.00017947
[11 empty] | c_DK2_LargeDecentral | 8085 | 0.00017881
[11 empty] | c_DK2_LargeDecentral | 8086 | 0.00016281
[11 empty] | c_DK2_LargeDecentral | 8087 | 0.00013215
[11 empty] | c_DK2_LargeDecentral | 8088 | 0.00010165
[11 empty] | c_DK2_LargeDecentral | 8089 | 7.8655e-05
[11 empty] | c_DK2_LargeDecentral | 8090 | 8.4987e-05
[11 empty] | c_DK2_LargeDecentral | 8091 | 8.5821e-05
[11 empty] | c_DK2_LargeDecentral | 8092 | 9.332e-05
[11 empty] | c_DK2_LargeDecentral | 8093 | 0.00012165
[11 empty] | c_DK2_LargeDecentral | 8094 | 0.00018147
[11 empty] | c_DK2_LargeDecentral | 8095 | 0.0002123
[11 empty] | c_DK2_LargeDecentral | 8096 | 0.0002093
[11 empty] | c_DK2_LargeDecentral | 8097 | 0.00018964
[11 empty] | c_DK2_LargeDecentral | 8098 | 0.00018014
[11 empty] | c_DK2_LargeDecentral | 8099 | 0.00017031
[11 empty] | c_DK2_LargeDecentral | 8100 | 0.00016314
[11 empty] | c_DK2_LargeDecentral | 8101 | 0.00015848
[11 empty] | c_DK2_LargeDecentral | 8102 | 0.00014881
[11 empty] | c_DK2_LargeDecentral | 8103 | 0.00014748
[11 empty] | c_DK2_LargeDecentral | 8104 | 0.00014565
[11 empty] | c_DK2_LargeDecentral | 8105 | 0.00015014
[11 empty] | c_DK2_LargeDecentral | 8106 | 0.00015848
[11 empty] | c_DK2_LargeDecentral | 8107 | 0.00016048
[11 empty] | c_DK2_LargeDecentral | 8108 | 0.00016381
[11 empty] | c_DK2_LargeDecentral | 8109 | 0.00016381
[11 empty] | c_DK2_LargeDecentral | 8110 | 0.00014898
[11 empty] | c_DK2_LargeDecentral | 8111 | 0.00011965
[11 empty] | c_DK2_LargeDecentral | 8112 | 9.032e-05
[11 empty] | c_DK2_LargeDecentral | 8113 | 7.2656e-05
[11 empty] | c_DK2_LargeDecentral | 8114 | 7.9322e-05
[11 empty] | c_DK2_LargeDecentral | 8115 | 7.9822e-05
[11 empty] | c_DK2_LargeDecentral | 8116 | 8.7487e-05
[11 empty] | c_DK2_LargeDecentral | 8117 | 0.00011732
[11 empty] | c_DK2_LargeDecentral | 8118 | 0.00017547
[11 empty] | c_DK2_LargeDecentral | 8119 | 0.00020564
[11 empty] | c_DK2_LargeDecentral | 8120 | 0.0002033
[11 empty] | c_DK2_LargeDecentral | 8121 | 0.00018331
[11 empty] | c_DK2_LargeDecentral | 8122 | 0.00017247
[11 empty] | c_DK2_LargeDecentral | 8123 | 0.00016181
[11 empty] | c_DK2_LargeDecentral | 8124 | 0.00015498
[11 empty] | c_DK2_LargeDecentral | 8125 | 0.00015031
[11 empty] | c_DK2_LargeDecentral | 8126 | 0.00014081
[11 empty] | c_DK2_LargeDecentral | 8127 | 0.00013915
[11 empty] | c_DK2_LargeDecentral | 8128 | 0.00013748
[11 empty] | c_DK2_LargeDecentral | 8129 | 0.00014181
[11 empty] | c_DK2_LargeDecentral | 8130 | 0.00015064
[11 empty] | c_DK2_LargeDecentral | 8131 | 0.00015314
[11 empty] | c_DK2_LargeDecentral | 8132 | 0.00015764
[11 empty] | c_DK2_LargeDecentral | 8133 | 0.00015781
[11 empty] | c_DK2_LargeDecentral | 8134 | 0.00014348
[11 empty] | c_DK2_LargeDecentral | 8135 | 0.00011398
[11 empty] | c_DK2_LargeDecentral | 8136 | 8.5154e-05
[11 empty] | c_DK2_LargeDecentral | 8137 | 6.749e-05
[11 empty] | c_DK2_LargeDecentral | 8138 | 7.2823e-05
[11 empty] | c_DK2_LargeDecentral | 8139 | 7.2823e-05
[11 empty] | c_DK2_LargeDecentral | 8140 | 7.9322e-05
[11 empty] | c_DK2_LargeDecentral | 8141 | 0.00010598
[11 empty] | c_DK2_LargeDecentral | 8142 | 0.00016064
[11 empty] | c_DK2_LargeDecentral | 8143 | 0.00019031
[11 empty] | c_DK2_LargeDecentral | 8144 | 0.00019014
[11 empty] | c_DK2_LargeDecentral | 8145 | 0.00017164
[11 empty] | c_DK2_LargeDecentral | 8146 | 0.00016148
[11 empty] | c_DK2_LargeDecentral | 8147 | 0.00015098
[11 empty] | c_DK2_LargeDecentral | 8148 | 0.00014465
[11 empty] | c_DK2_LargeDecentral | 8149 | 0.00014015
[11 empty] | c_DK2_LargeDecentral | 8150 | 0.00013115
[11 empty] | c_DK2_LargeDecentral | 8151 | 0.00012915
[11 empty] | c_DK2_LargeDecentral | 8152 | 0.00012715
[11 empty] | c_DK2_LargeDecentral | 8153 | 0.00013081
[11 empty] | c_DK2_LargeDecentral | 8154 | 0.00013981
[11 empty] | c_DK2_LargeDecentral | 8155 | 0.00014315
[11 empty] | c_DK2_LargeDecentral | 8156 | 0.00014798
[11 empty] | c_DK2_LargeDecentral | 8157 | 0.00014781
[11 empty] | c_DK2_LargeDecentral | 8158 | 0.00013481
[11 empty] | c_DK2_LargeDecentral | 8159 | 0.00010665
[11 empty] | c_DK2_LargeDecentral | 8160 | 7.9155e-05
[11 empty] | c_DK2_LargeDecentral | 8161 | 6.9323e-05
[11 empty] | c_DK2_LargeDecentral | 8162 | 7.2823e-05
[11 empty] | c_DK2_LargeDecentral | 8163 | 6.9323e-05
[11 empty] | c_DK2_LargeDecentral | 8164 | 7.8822e-05
[11 empty] | c_DK2_LargeDecentral | 8165 | 0.00010548
[11 empty] | c_DK2_LargeDecentral | 8166 | 0.00015498
[11 empty] | c_DK2_LargeDecentral | 8167 | 0.00018864
[11 empty] | c_DK2_LargeDecentral | 8168 | 0.00018614
[11 empty] | c_DK2_LargeDecentral | 8169 | 0.00016564
[11 empty] | c_DK2_LargeDecentral | 8170 | 0.00015514
[11 empty] | c_DK2_LargeDecentral | 8171 | 0.00014864
[11 empty] | c_DK2_LargeDecentral | 8172 | 0.00013948
[11 empty] | c_DK2_LargeDecentral | 8173 | 0.00013581
[11 empty] | c_DK2_LargeDecentral | 8174 | 0.00012382
[11 empty] | c_DK2_LargeDecentral | 8175 | 0.00012781
[11 empty] | c_DK2_LargeDecentral | 8176 | 0.00012581
[11 empty] | c_DK2_LargeDecentral | 8177 | 0.00013031
[11 empty] | c_DK2_LargeDecentral | 8178 | 0.00013648
[11 empty] | c_DK2_LargeDecentral | 8179 | 0.00014065
[11 empty] | c_DK2_LargeDecentral | 8180 | 0.00014248
[11 empty] | c_DK2_LargeDecentral | 8181 | 0.00014298
[11 empty] | c_DK2_LargeDecentral | 8182 | 0.00013265
[11 empty] | c_DK2_LargeDecentral | 8183 | 0.00010632
[11 empty] | c_DK2_LargeDecentral | 8184 | 7.7822e-05
[11 empty] | c_DK2_LargeDecentral | 8185 | 6.8657e-05
[11 empty] | c_DK2_LargeDecentral | 8186 | 7.7655e-05
[11 empty] | c_DK2_LargeDecentral | 8187 | 7.5989e-05
[11 empty] | c_DK2_LargeDecentral | 8188 | 8.8987e-05
[11 empty] | c_DK2_LargeDecentral | 8189 | 0.00011915
[11 empty] | c_DK2_LargeDecentral | 8190 | 0.00016981
[11 empty] | c_DK2_LargeDecentral | 8191 | 0.00017714
[11 empty] | c_DK2_LargeDecentral | 8192 | 0.00017564
[11 empty] | c_DK2_LargeDecentral | 8193 | 0.00015331
[11 empty] | c_DK2_LargeDecentral | 8194 | 0.00014565
[11 empty] | c_DK2_LargeDecentral | 8195 | 0.00013781
[11 empty] | c_DK2_LargeDecentral | 8196 | 0.00013265
[11 empty] | c_DK2_LargeDecentral | 8197 | 0.00012965
[11 empty] | c_DK2_LargeDecentral | 8198 | 0.00012165
[11 empty] | c_DK2_LargeDecentral | 8199 | 0.00012198
[11 empty] | c_DK2_LargeDecentral | 8200 | 0.00011965
[11 empty] | c_DK2_LargeDecentral | 8201 | 0.00012648
[11 empty] | c_DK2_LargeDecentral | 8202 | 0.00013581
[11 empty] | c_DK2_LargeDecentral | 8203 | 0.00013965
[11 empty] | c_DK2_LargeDecentral | 8204 | 0.00014331
[11 empty] | c_DK2_LargeDecentral | 8205 | 0.00014515
[11 empty] | c_DK2_LargeDecentral | 8206 | 0.00013465
[11 empty] | c_DK2_LargeDecentral | 8207 | 0.00010865
[11 empty] | c_DK2_LargeDecentral | 8208 | 8.1155e-05
[11 empty] | c_DK2_LargeDecentral | 8209 | 7.1489e-05
[11 empty] | c_DK2_LargeDecentral | 8210 | 7.8488e-05
[11 empty] | c_DK2_LargeDecentral | 8211 | 7.8988e-05
[11 empty] | c_DK2_LargeDecentral | 8212 | 8.6487e-05
[11 empty] | c_DK2_LargeDecentral | 8213 | 0.00011532
[11 empty] | c_DK2_LargeDecentral | 8214 | 0.00017247
[11 empty] | c_DK2_LargeDecentral | 8215 | 0.00020114
[11 empty] | c_DK2_LargeDecentral | 8216 | 0.00019897
[11 empty] | c_DK2_LargeDecentral | 8217 | 0.00017614
[11 empty] | c_DK2_LargeDecentral | 8218 | 0.00016681
[11 empty] | c_DK2_LargeDecentral | 8219 | 0.00015714
[11 empty] | c_DK2_LargeDecentral | 8220 | 0.00014981
[11 empty] | c_DK2_LargeDecentral | 8221 | 0.00014615
[11 empty] | c_DK2_LargeDecentral | 8222 | 0.00013598
[11 empty] | c_DK2_LargeDecentral | 8223 | 0.00013498
[11 empty] | c_DK2_LargeDecentral | 8224 | 0.00013365
[11 empty] | c_DK2_LargeDecentral | 8225 | 0.00013931
[11 empty] | c_DK2_LargeDecentral | 8226 | 0.00014764
[11 empty] | c_DK2_LargeDecentral | 8227 | 0.00015164
[11 empty] | c_DK2_LargeDecentral | 8228 | 0.00015581
[11 empty] | c_DK2_LargeDecentral | 8229 | 0.00015664
[11 empty] | c_DK2_LargeDecentral | 8230 | 0.00014215
[11 empty] | c_DK2_LargeDecentral | 8231 | 0.00011382
[11 empty] | c_DK2_LargeDecentral | 8232 | 8.4488e-05
[11 empty] | c_DK2_LargeDecentral | 8233 | 8.2821e-05
[11 empty] | c_DK2_LargeDecentral | 8234 | 8.9154e-05
[11 empty] | c_DK2_LargeDecentral | 8235 | 9.0153e-05
[11 empty] | c_DK2_LargeDecentral | 8236 | 9.7486e-05
[11 empty] | c_DK2_LargeDecentral | 8237 | 0.00012531
[11 empty] | c_DK2_LargeDecentral | 8238 | 0.00018681
[11 empty] | c_DK2_LargeDecentral | 8239 | 0.00021763
[11 empty] | c_DK2_LargeDecentral | 8240 | 0.00021464
[11 empty] | c_DK2_LargeDecentral | 8241 | 0.0001948
[11 empty] | c_DK2_LargeDecentral | 8242 | 0.00018614
[11 empty] | c_DK2_LargeDecentral | 8243 | 0.00017631
[11 empty] | c_DK2_LargeDecentral | 8244 | 0.00016914
[11 empty] | c_DK2_LargeDecentral | 8245 | 0.00016414
[11 empty] | c_DK2_LargeDecentral | 8246 | 0.00015481
[11 empty] | c_DK2_LargeDecentral | 8247 | 0.00015331
[11 empty] | c_DK2_LargeDecentral | 8248 | 0.00015164
[11 empty] | c_DK2_LargeDecentral | 8249 | 0.00015614
[11 empty] | c_DK2_LargeDecentral | 8250 | 0.00016414
[11 empty] | c_DK2_LargeDecentral | 8251 | 0.00016581
[11 empty] | c_DK2_LargeDecentral | 8252 | 0.00016864
[11 empty] | c_DK2_LargeDecentral | 8253 | 0.00016831
[11 empty] | c_DK2_LargeDecentral | 8254 | 0.00015331
[11 empty] | c_DK2_LargeDecentral | 8255 | 0.00012365
[11 empty] | c_DK2_LargeDecentral | 8256 | 9.4319e-05
[11 empty] | c_DK2_LargeDecentral | 8257 | 8.0322e-05
[11 empty] | c_DK2_LargeDecentral | 8258 | 8.6987e-05
[11 empty] | c_DK2_LargeDecentral | 8259 | 8.782e-05
[11 empty] | c_DK2_LargeDecentral | 8260 | 9.5153e-05
[11 empty] | c_DK2_LargeDecentral | 8261 | 0.00012348
[11 empty] | c_DK2_LargeDecentral | 8262 | 0.00018397
[11 empty] | c_DK2_LargeDecentral | 8263 | 0.0002148
[11 empty] | c_DK2_LargeDecentral | 8264 | 0.00021197
[11 empty] | c_DK2_LargeDecentral | 8265 | 0.00019231
[11 empty] | c_DK2_LargeDecentral | 8266 | 0.00018281
[11 empty] | c_DK2_LargeDecentral | 8267 | 0.00017297
[11 empty] | c_DK2_LargeDecentral | 8268 | 0.00016581
[11 empty] | c_DK2_LargeDecentral | 8269 | 0.00016098
[11 empty] | c_DK2_LargeDecentral | 8270 | 0.00015148
[11 empty] | c_DK2_LargeDecentral | 8271 | 0.00015014
[11 empty] | c_DK2_LargeDecentral | 8272 | 0.00014814
[11 empty] | c_DK2_LargeDecentral | 8273 | 0.00015281
[11 empty] | c_DK2_LargeDecentral | 8274 | 0.00016114
[11 empty] | c_DK2_LargeDecentral | 8275 | 0.00016298
[11 empty] | c_DK2_LargeDecentral | 8276 | 0.00016614
[11 empty] | c_DK2_LargeDecentral | 8277 | 0.00016614
[11 empty] | c_DK2_LargeDecentral | 8278 | 0.00015114
[11 empty] | c_DK2_LargeDecentral | 8279 | 0.00012165
[11 empty] | c_DK2_LargeDecentral | 8280 | 9.2153e-05
[11 empty] | c_DK2_LargeDecentral | 8281 | 8.4987e-05
[11 empty] | c_DK2_LargeDecentral | 8282 | 9.1487e-05
[11 empty] | c_DK2_LargeDecentral | 8283 | 9.232e-05
[11 empty] | c_DK2_LargeDecentral | 8284 | 9.9652e-05
[11 empty] | c_DK2_LargeDecentral | 8285 | 0.00012698
[11 empty] | c_DK2_LargeDecentral | 8286 | 0.00018897
[11 empty] | c_DK2_LargeDecentral | 8287 | 0.00021997
[11 empty] | c_DK2_LargeDecentral | 8288 | 0.0002168
[11 empty] | c_DK2_LargeDecentral | 8289 | 0.0001968
[11 empty] | c_DK2_LargeDecentral | 8290 | 0.00018897
[11 empty] | c_DK2_LargeDecentral | 8291 | 0.00017931
[11 empty] | c_DK2_LargeDecentral | 8292 | 0.00017214
[11 empty] | c_DK2_LargeDecentral | 8293 | 0.00016731
[11 empty] | c_DK2_LargeDecentral | 8294 | 0.00015781
[11 empty] | c_DK2_LargeDecentral | 8295 | 0.00015631
[11 empty] | c_DK2_LargeDecentral | 8296 | 0.00015464
[11 empty] | c_DK2_LargeDecentral | 8297 | 0.00015931
[11 empty] | c_DK2_LargeDecentral | 8298 | 0.00016698
[11 empty] | c_DK2_LargeDecentral | 8299 | 0.00016814
[11 empty] | c_DK2_LargeDecentral | 8300 | 0.00017064
[11 empty] | c_DK2_LargeDecentral | 8301 | 0.00017031
[11 empty] | c_DK2_LargeDecentral | 8302 | 0.00015514
[11 empty] | c_DK2_LargeDecentral | 8303 | 0.00012565
[11 empty] | c_DK2_LargeDecentral | 8304 | 9.6319e-05
[11 empty] | c_DK2_LargeDecentral | 8305 | 8.782e-05
[11 empty] | c_DK2_LargeDecentral | 8306 | 9.3486e-05
[11 empty] | c_DK2_LargeDecentral | 8307 | 9.4819e-05
[11 empty] | c_DK2_LargeDecentral | 8308 | 0.00010082
[11 empty] | c_DK2_LargeDecentral | 8309 | 0.00012615
[11 empty] | c_DK2_LargeDecentral | 8310 | 0.00018864
[11 empty] | c_DK2_LargeDecentral | 8311 | 0.00022097
[11 empty] | c_DK2_LargeDecentral | 8312 | 0.0002198
[11 empty] | c_DK2_LargeDecentral | 8313 | 0.00020064
[11 empty] | c_DK2_LargeDecentral | 8314 | 0.00019314
[11 empty] | c_DK2_LargeDecentral | 8315 | 0.00018314
[11 empty] | c_DK2_LargeDecentral | 8316 | 0.00017581
[11 empty] | c_DK2_LargeDecentral | 8317 | 0.00017064
[11 empty] | c_DK2_LargeDecentral | 8318 | 0.00016181
[11 empty] | c_DK2_LargeDecentral | 8319 | 0.00015964
[11 empty] | c_DK2_LargeDecentral | 8320 | 0.00015781
[11 empty] | c_DK2_LargeDecentral | 8321 | 0.00016231
[11 empty] | c_DK2_LargeDecentral | 8322 | 0.00017064
[11 empty] | c_DK2_LargeDecentral | 8323 | 0.00017214
[11 empty] | c_DK2_LargeDecentral | 8324 | 0.00017514
[11 empty] | c_DK2_LargeDecentral | 8325 | 0.00017364
[11 empty] | c_DK2_LargeDecentral | 8326 | 0.00015914
[11 empty] | c_DK2_LargeDecentral | 8327 | 0.00012865
[11 empty] | c_DK2_LargeDecentral | 8328 | 9.8486e-05
[11 empty] | c_DK2_LargeDecentral | 8329 | 8.9487e-05
[11 empty] | c_DK2_LargeDecentral | 8330 | 9.1487e-05
[11 empty] | c_DK2_LargeDecentral | 8331 | 9.0653e-05
[11 empty] | c_DK2_LargeDecentral | 8332 | 9.9152e-05
[11 empty] | c_DK2_LargeDecentral | 8333 | 0.00012415
[11 empty] | c_DK2_LargeDecentral | 8334 | 0.00018064
[11 empty] | c_DK2_LargeDecentral | 8335 | 0.00021763
[11 empty] | c_DK2_LargeDecentral | 8336 | 0.00021297
[11 empty] | c_DK2_LargeDecentral | 8337 | 0.0001933
[11 empty] | c_DK2_LargeDecentral | 8338 | 0.00018464
[11 empty] | c_DK2_LargeDecentral | 8339 | 0.00017864
[11 empty] | c_DK2_LargeDecentral | 8340 | 0.00016931
[11 empty] | c_DK2_LargeDecentral | 8341 | 0.00016381
[11 empty] | c_DK2_LargeDecentral | 8342 | 0.00015381
[11 empty] | c_DK2_LargeDecentral | 8343 | 0.00015781
[11 empty] | c_DK2_LargeDecentral | 8344 | 0.00015514
[11 empty] | c_DK2_LargeDecentral | 8345 | 0.00016048
[11 empty] | c_DK2_LargeDecentral | 8346 | 0.00016614
[11 empty] | c_DK2_LargeDecentral | 8347 | 0.00016848
[11 empty] | c_DK2_LargeDecentral | 8348 | 0.00016881
[11 empty] | c_DK2_LargeDecentral | 8349 | 0.00016714
[11 empty] | c_DK2_LargeDecentral | 8350 | 0.00015614
[11 empty] | c_DK2_LargeDecentral | 8351 | 0.00012648
[11 empty] | c_DK2_LargeDecentral | 8352 | 9.6819e-05
[11 empty] | c_DK2_LargeDecentral | 8353 | 8.6654e-05
[11 empty] | c_DK2_LargeDecentral | 8354 | 9.3653e-05
[11 empty] | c_DK2_LargeDecentral | 8355 | 9.382e-05
[11 empty] | c_DK2_LargeDecentral | 8356 | 0.00010748
[11 empty] | c_DK2_LargeDecentral | 8357 | 0.00013865
[11 empty] | c_DK2_LargeDecentral | 8358 | 0.00019447
[11 empty] | c_DK2_LargeDecentral | 8359 | 0.00020347
[11 empty] | c_DK2_LargeDecentral | 8360 | 0.00020097
[11 empty] | c_DK2_LargeDecentral | 8361 | 0.00018081
[11 empty] | c_DK2_LargeDecentral | 8362 | 0.00017331
[11 empty] | c_DK2_LargeDecentral | 8363 | 0.00016548
[11 empty] | c_DK2_LargeDecentral | 8364 | 0.00016014
[11 empty] | c_DK2_LargeDecentral | 8365 | 0.00015631
[11 empty] | c_DK2_LargeDecentral | 8366 | 0.00014864
[11 empty] | c_DK2_LargeDecentral | 8367 | 0.00014931
[11 empty] | c_DK2_LargeDecentral | 8368 | 0.00014831
[11 empty] | c_DK2_LargeDecentral | 8369 | 0.00015364
[11 empty] | c_DK2_LargeDecentral | 8370 | 0.00016331
[11 empty] | c_DK2_LargeDecentral | 8371 | 0.00016681
[11 empty] | c_DK2_LargeDecentral | 8372 | 0.00016864
[11 empty] | c_DK2_LargeDecentral | 8373 | 0.00016881
[11 empty] | c_DK2_LargeDecentral | 8374 | 0.00015731
[11 empty] | c_DK2_LargeDecentral | 8375 | 0.00012698
[11 empty] | c_DK2_LargeDecentral | 8376 | 9.9485e-05
[11 empty] | c_DK2_LargeDecentral | 8377 | 8.0821e-05
[11 empty] | c_DK2_LargeDecentral | 8378 | 8.7487e-05
[11 empty] | c_DK2_LargeDecentral | 8379 | 8.832e-05
[11 empty] | c_DK2_LargeDecentral | 8380 | 9.6153e-05
[11 empty] | c_DK2_LargeDecentral | 8381 | 0.00012432
[11 empty] | c_DK2_LargeDecentral | 8382 | 0.00018514
[11 empty] | c_DK2_LargeDecentral | 8383 | 0.00021497
[11 empty] | c_DK2_LargeDecentral | 8384 | 0.00021197
[11 empty] | c_DK2_LargeDecentral | 8385 | 0.00018981
[11 empty] | c_DK2_LargeDecentral | 8386 | 0.00018131
[11 empty] | c_DK2_LargeDecentral | 8387 | 0.00017197
[11 empty] | c_DK2_LargeDecentral | 8388 | 0.00016448
[11 empty] | c_DK2_LargeDecentral | 8389 | 0.00015998
[11 empty] | c_DK2_LargeDecentral | 8390 | 0.00015064
[11 empty] | c_DK2_LargeDecentral | 8391 | 0.00014964
[11 empty] | c_DK2_LargeDecentral | 8392 | 0.00014814
[11 empty] | c_DK2_LargeDecentral | 8393 | 0.00015381
[11 empty] | c_DK2_LargeDecentral | 8394 | 0.00016198
[11 empty] | c_DK2_LargeDecentral | 8395 | 0.00016498
[11 empty] | c_DK2_LargeDecentral | 8396 | 0.00016831
[11 empty] | c_DK2_LargeDecentral | 8397 | 0.00016798
[11 empty] | c_DK2_LargeDecentral | 8398 | 0.00015298
[11 empty] | c_DK2_LargeDecentral | 8399 | 0.00012348
[11 empty] | c_DK2_LargeDecentral | 8400 | 9.3486e-05
[11 empty] | c_DK2_LargeDecentral | 8401 | 7.4822e-05
[11 empty] | c_DK2_LargeDecentral | 8402 | 8.1321e-05
[11 empty] | c_DK2_LargeDecentral | 8403 | 8.1988e-05
[11 empty] | c_DK2_LargeDecentral | 8404 | 8.9653e-05
[11 empty] | c_DK2_LargeDecentral | 8405 | 0.00011915
[11 empty] | c_DK2_LargeDecentral | 8406 | 0.00017814
[11 empty] | c_DK2_LargeDecentral | 8407 | 0.00020864
[11 empty] | c_DK2_LargeDecentral | 8408 | 0.0002058
[11 empty] | c_DK2_LargeDecentral | 8409 | 0.00018597
[11 empty] | c_DK2_LargeDecentral | 8410 | 0.00017531
[11 empty] | c_DK2_LargeDecentral | 8411 | 0.00016514
[11 empty] | c_DK2_LargeDecentral | 8412 | 0.00015814
[11 empty] | c_DK2_LargeDecentral | 8413 | 0.00015348
[11 empty] | c_DK2_LargeDecentral | 8414 | 0.00014365
[11 empty] | c_DK2_LargeDecentral | 8415 | 0.00014231
[11 empty] | c_DK2_LargeDecentral | 8416 | 0.00014031
[11 empty] | c_DK2_LargeDecentral | 8417 | 0.00014481
[11 empty] | c_DK2_LargeDecentral | 8418 | 0.00015364
[11 empty] | c_DK2_LargeDecentral | 8419 | 0.00015598
[11 empty] | c_DK2_LargeDecentral | 8420 | 0.00016031
[11 empty] | c_DK2_LargeDecentral | 8421 | 0.00016048
[11 empty] | c_DK2_LargeDecentral | 8422 | 0.00014565
[11 empty] | c_DK2_LargeDecentral | 8423 | 0.00011615
[11 empty] | c_DK2_LargeDecentral | 8424 | 8.6987e-05
[11 empty] | c_DK2_LargeDecentral | 8425 | 7.4156e-05
[11 empty] | c_DK2_LargeDecentral | 8426 | 8.0821e-05
[11 empty] | c_DK2_LargeDecentral | 8427 | 8.1321e-05
[11 empty] | c_DK2_LargeDecentral | 8428 | 8.8987e-05
[11 empty] | c_DK2_LargeDecentral | 8429 | 0.00011832
[11 empty] | c_DK2_LargeDecentral | 8430 | 0.00017697
[11 empty] | c_DK2_LargeDecentral | 8431 | 0.0002073
[11 empty] | c_DK2_LargeDecentral | 8432 | 0.00020447
[11 empty] | c_DK2_LargeDecentral | 8433 | 0.00018481
[11 empty] | c_DK2_LargeDecentral | 8434 | 0.00017431
[11 empty] | c_DK2_LargeDecentral | 8435 | 0.00016414
[11 empty] | c_DK2_LargeDecentral | 8436 | 0.00015698
[11 empty] | c_DK2_LargeDecentral | 8437 | 0.00015248
[11 empty] | c_DK2_LargeDecentral | 8438 | 0.00014281
[11 empty] | c_DK2_LargeDecentral | 8439 | 0.00014131
[11 empty] | c_DK2_LargeDecentral | 8440 | 0.00013948
[11 empty] | c_DK2_LargeDecentral | 8441 | 0.00014381
[11 empty] | c_DK2_LargeDecentral | 8442 | 0.00015281
[11 empty] | c_DK2_LargeDecentral | 8443 | 0.00015514
[11 empty] | c_DK2_LargeDecentral | 8444 | 0.00015914
[11 empty] | c_DK2_LargeDecentral | 8445 | 0.00015948
[11 empty] | c_DK2_LargeDecentral | 8446 | 0.00014481
[11 empty] | c_DK2_LargeDecentral | 8447 | 0.00011565
[11 empty] | c_DK2_LargeDecentral | 8448 | 8.6487e-05
[11 empty] | c_DK2_LargeDecentral | 8449 | 7.4656e-05
[11 empty] | c_DK2_LargeDecentral | 8450 | 8.1321e-05
[11 empty] | c_DK2_LargeDecentral | 8451 | 8.1821e-05
[11 empty] | c_DK2_LargeDecentral | 8452 | 8.982e-05
[11 empty] | c_DK2_LargeDecentral | 8453 | 0.00011982
[11 empty] | c_DK2_LargeDecentral | 8454 | 0.00017881
[11 empty] | c_DK2_LargeDecentral | 8455 | 0.00020947
[11 empty] | c_DK2_LargeDecentral | 8456 | 0.00020697
[11 empty] | c_DK2_LargeDecentral | 8457 | 0.00018664
[11 empty] | c_DK2_LargeDecentral | 8458 | 0.00017597
[11 empty] | c_DK2_LargeDecentral | 8459 | 0.00016548
[11 empty] | c_DK2_LargeDecentral | 8460 | 0.00015831
[11 empty] | c_DK2_LargeDecentral | 8461 | 0.00015364
[11 empty] | c_DK2_LargeDecentral | 8462 | 0.00014381
[11 empty] | c_DK2_LargeDecentral | 8463 | 0.00014248
[11 empty] | c_DK2_LargeDecentral | 8464 | 0.00014065
[11 empty] | c_DK2_LargeDecentral | 8465 | 0.00014498
[11 empty] | c_DK2_LargeDecentral | 8466 | 0.00015398
[11 empty] | c_DK2_LargeDecentral | 8467 | 0.00015648
[11 empty] | c_DK2_LargeDecentral | 8468 | 0.00016081
[11 empty] | c_DK2_LargeDecentral | 8469 | 0.00016114
[11 empty] | c_DK2_LargeDecentral | 8470 | 0.00014631
[11 empty] | c_DK2_LargeDecentral | 8471 | 0.00011665
[11 empty] | c_DK2_LargeDecentral | 8472 | 8.7154e-05
[11 empty] | c_DK2_LargeDecentral | 8473 | 7.4156e-05
[11 empty] | c_DK2_LargeDecentral | 8474 | 7.9988e-05
[11 empty] | c_DK2_LargeDecentral | 8475 | 8.0155e-05
[11 empty] | c_DK2_LargeDecentral | 8476 | 8.7154e-05
[11 empty] | c_DK2_LargeDecentral | 8477 | 0.00011615
[11 empty] | c_DK2_LargeDecentral | 8478 | 0.00017397
[11 empty] | c_DK2_LargeDecentral | 8479 | 0.00020614
[11 empty] | c_DK2_LargeDecentral | 8480 | 0.0002058
[11 empty] | c_DK2_LargeDecentral | 8481 | 0.00018697
[11 empty] | c_DK2_LargeDecentral | 8482 | 0.00017547
[11 empty] | c_DK2_LargeDecentral | 8483 | 0.00016431
[11 empty] | c_DK2_LargeDecentral | 8484 | 0.00015714
[11 empty] | c_DK2_LargeDecentral | 8485 | 0.00015231
[11 empty] | c_DK2_LargeDecentral | 8486 | 0.00014315
[11 empty] | c_DK2_LargeDecentral | 8487 | 0.00014115
[11 empty] | c_DK2_LargeDecentral | 8488 | 0.00013931
[11 empty] | c_DK2_LargeDecentral | 8489 | 0.00014315
[11 empty] | c_DK2_LargeDecentral | 8490 | 0.00015298
[11 empty] | c_DK2_LargeDecentral | 8491 | 0.00015664
[11 empty] | c_DK2_LargeDecentral | 8492 | 0.00016131
[11 empty] | c_DK2_LargeDecentral | 8493 | 0.00016098
[11 empty] | c_DK2_LargeDecentral | 8494 | 0.00014715
[11 empty] | c_DK2_LargeDecentral | 8495 | 0.00011632
[11 empty] | c_DK2_LargeDecentral | 8496 | 8.6654e-05
[11 empty] | c_DK2_LargeDecentral | 8497 | 7.4489e-05
[11 empty] | c_DK2_LargeDecentral | 8498 | 7.8155e-05
[11 empty] | c_DK2_LargeDecentral | 8499 | 7.4822e-05
[11 empty] | c_DK2_LargeDecentral | 8500 | 8.4821e-05
[11 empty] | c_DK2_LargeDecentral | 8501 | 0.00011298
[11 empty] | c_DK2_LargeDecentral | 8502 | 0.00016514
[11 empty] | c_DK2_LargeDecentral | 8503 | 0.00020047
[11 empty] | c_DK2_LargeDecentral | 8504 | 0.00019797
[11 empty] | c_DK2_LargeDecentral | 8505 | 0.00017697
[11 empty] | c_DK2_LargeDecentral | 8506 | 0.00016564
[11 empty] | c_DK2_LargeDecentral | 8507 | 0.00015814
[11 empty] | c_DK2_LargeDecentral | 8508 | 0.00014898
[11 empty] | c_DK2_LargeDecentral | 8509 | 0.00014465
[11 empty] | c_DK2_LargeDecentral | 8510 | 0.00013231
[11 empty] | c_DK2_LargeDecentral | 8511 | 0.00013615
[11 empty] | c_DK2_LargeDecentral | 8512 | 0.00013465
[11 empty] | c_DK2_LargeDecentral | 8513 | 0.00013948
[11 empty] | c_DK2_LargeDecentral | 8514 | 0.00014581
[11 empty] | c_DK2_LargeDecentral | 8515 | 0.00015048
[11 empty] | c_DK2_LargeDecentral | 8516 | 0.00015248
[11 empty] | c_DK2_LargeDecentral | 8517 | 0.00015298
[11 empty] | c_DK2_LargeDecentral | 8518 | 0.00014148
[11 empty] | c_DK2_LargeDecentral | 8519 | 0.00011365
[11 empty] | c_DK2_LargeDecentral | 8520 | 8.3488e-05
[11 empty] | c_DK2_LargeDecentral | 8521 | 7.8488e-05
[11 empty] | c_DK2_LargeDecentral | 8522 | 8.8487e-05
[11 empty] | c_DK2_LargeDecentral | 8523 | 8.6487e-05
[11 empty] | c_DK2_LargeDecentral | 8524 | 0.00010049
[11 empty] | c_DK2_LargeDecentral | 8525 | 0.00013365
[11 empty] | c_DK2_LargeDecentral | 8526 | 0.00018947
[11 empty] | c_DK2_LargeDecentral | 8527 | 0.00019764
[11 empty] | c_DK2_LargeDecentral | 8528 | 0.0001953
[11 empty] | c_DK2_LargeDecentral | 8529 | 0.00017197
[11 empty] | c_DK2_LargeDecentral | 8530 | 0.00016331
[11 empty] | c_DK2_LargeDecentral | 8531 | 0.00015464
[11 empty] | c_DK2_LargeDecentral | 8532 | 0.00014881
[11 empty] | c_DK2_LargeDecentral | 8533 | 0.00014515
[11 empty] | c_DK2_LargeDecentral | 8534 | 0.00013681
[11 empty] | c_DK2_LargeDecentral | 8535 | 0.00013765
[11 empty] | c_DK2_LargeDecentral | 8536 | 0.00013565
[11 empty] | c_DK2_LargeDecentral | 8537 | 0.00014315
[11 empty] | c_DK2_LargeDecentral | 8538 | 0.00015331
[11 empty] | c_DK2_LargeDecentral | 8539 | 0.00015781
[11 empty] | c_DK2_LargeDecentral | 8540 | 0.00016148
[11 empty] | c_DK2_LargeDecentral | 8541 | 0.00016298
[11 empty] | c_DK2_LargeDecentral | 8542 | 0.00015114
[11 empty] | c_DK2_LargeDecentral | 8543 | 0.00012232
[11 empty] | c_DK2_LargeDecentral | 8544 | 9.1986e-05
[11 empty] | c_DK2_LargeDecentral | 8545 | 7.5489e-05
[11 empty] | c_DK2_LargeDecentral | 8546 | 8.3154e-05
[11 empty] | c_DK2_LargeDecentral | 8547 | 8.3488e-05
[11 empty] | c_DK2_LargeDecentral | 8548 | 9.1653e-05
[11 empty] | c_DK2_LargeDecentral | 8549 | 0.00012165
[11 empty] | c_DK2_LargeDecentral | 8550 | 0.00018114
[11 empty] | c_DK2_LargeDecentral | 8551 | 0.00021097
[11 empty] | c_DK2_LargeDecentral | 8552 | 0.00020847
[11 empty] | c_DK2_LargeDecentral | 8553 | 0.00018531
[11 empty] | c_DK2_LargeDecentral | 8554 | 0.00017531
[11 empty] | c_DK2_LargeDecentral | 8555 | 0.00016531
[11 empty] | c_DK2_LargeDecentral | 8556 | 0.00015731
[11 empty] | c_DK2_LargeDecentral | 8557 | 0.00015364
[11 empty] | c_DK2_LargeDecentral | 8558 | 0.00014315
[11 empty] | c_DK2_LargeDecentral | 8559 | 0.00014248
[11 empty] | c_DK2_LargeDecentral | 8560 | 0.00014115
[11 empty] | c_DK2_LargeDecentral | 8561 | 0.00014715
[11 empty] | c_DK2_LargeDecentral | 8562 | 0.00015564
[11 empty] | c_DK2_LargeDecentral | 8563 | 0.00015998
[11 empty] | c_DK2_LargeDecentral | 8564 | 0.00016431
[11 empty] | c_DK2_LargeDecentral | 8565 | 0.00016498
[11 empty] | c_DK2_LargeDecentral | 8566 | 0.00014981
[11 empty] | c_DK2_LargeDecentral | 8567 | 0.00011965
[11 empty] | c_DK2_LargeDecentral | 8568 | 8.932e-05
[11 empty] | c_DK2_LargeDecentral | 8569 | 7.5656e-05
[11 empty] | c_DK2_LargeDecentral | 8570 | 8.2321e-05
[11 empty] | c_DK2_LargeDecentral | 8571 | 8.2821e-05
[11 empty] | c_DK2_LargeDecentral | 8572 | 9.0987e-05
[11 empty] | c_DK2_LargeDecentral | 8573 | 0.00012165
[11 empty] | c_DK2_LargeDecentral | 8574 | 0.00018114
[11 empty] | c_DK2_LargeDecentral | 8575 | 0.00021247
[11 empty] | c_DK2_LargeDecentral | 8576 | 0.0002098
[11 empty] | c_DK2_LargeDecentral | 8577 | 0.00018947
[11 empty] | c_DK2_LargeDecentral | 8578 | 0.00017814
[11 empty] | c_DK2_LargeDecentral | 8579 | 0.00016748
[11 empty] | c_DK2_LargeDecentral | 8580 | 0.00016014
[11 empty] | c_DK2_LargeDecentral | 8581 | 0.00015548
[11 empty] | c_DK2_LargeDecentral | 8582 | 0.00014548
[11 empty] | c_DK2_LargeDecentral | 8583 | 0.00014415
[11 empty] | c_DK2_LargeDecentral | 8584 | 0.00014248
[11 empty] | c_DK2_LargeDecentral | 8585 | 0.00014698
[11 empty] | c_DK2_LargeDecentral | 8586 | 0.00015631
[11 empty] | c_DK2_LargeDecentral | 8587 | 0.00015864
[11 empty] | c_DK2_LargeDecentral | 8588 | 0.00016314
[11 empty] | c_DK2_LargeDecentral | 8589 | 0.00016331
[11 empty] | c_DK2_LargeDecentral | 8590 | 0.00014848
[11 empty] | c_DK2_LargeDecentral | 8591 | 0.00011798
[11 empty] | c_DK2_LargeDecentral | 8592 | 8.8154e-05
[11 empty] | c_DK2_LargeDecentral | 8593 | 7.8822e-05
[11 empty] | c_DK2_LargeDecentral | 8594 | 8.5654e-05
[11 empty] | c_DK2_LargeDecentral | 8595 | 8.6154e-05
[11 empty] | c_DK2_LargeDecentral | 8596 | 9.4153e-05
[11 empty] | c_DK2_LargeDecentral | 8597 | 0.00012398
[11 empty] | c_DK2_LargeDecentral | 8598 | 0.00018414
[11 empty] | c_DK2_LargeDecentral | 8599 | 0.0002158
[11 empty] | c_DK2_LargeDecentral | 8600 | 0.0002128
[11 empty] | c_DK2_LargeDecentral | 8601 | 0.00019297
[11 empty] | c_DK2_LargeDecentral | 8602 | 0.00018247
[11 empty] | c_DK2_LargeDecentral | 8603 | 0.00017197
[11 empty] | c_DK2_LargeDecentral | 8604 | 0.00016464
[11 empty] | c_DK2_LargeDecentral | 8605 | 0.00015998
[11 empty] | c_DK2_LargeDecentral | 8606 | 0.00015014
[11 empty] | c_DK2_LargeDecentral | 8607 | 0.00014864
[11 empty] | c_DK2_LargeDecentral | 8608 | 0.00014715
[11 empty] | c_DK2_LargeDecentral | 8609 | 0.00015164
[11 empty] | c_DK2_LargeDecentral | 8610 | 0.00016048
[11 empty] | c_DK2_LargeDecentral | 8611 | 0.00016264
[11 empty] | c_DK2_LargeDecentral | 8612 | 0.00016664
[11 empty] | c_DK2_LargeDecentral | 8613 | 0.00016648
[11 empty] | c_DK2_LargeDecentral | 8614 | 0.00015131
[11 empty] | c_DK2_LargeDecentral | 8615 | 0.00012115
[11 empty] | c_DK2_LargeDecentral | 8616 | 9.1153e-05
[11 empty] | c_DK2_LargeDecentral | 8617 | 8.7987e-05
[11 empty] | c_DK2_LargeDecentral | 8618 | 9.4486e-05
[11 empty] | c_DK2_LargeDecentral | 8619 | 9.5653e-05
[11 empty] | c_DK2_LargeDecentral | 8620 | 0.00010265
[11 empty] | c_DK2_LargeDecentral | 8621 | 0.00012948
[11 empty] | c_DK2_LargeDecentral | 8622 | 0.00019264
[11 empty] | c_DK2_LargeDecentral | 8623 | 0.00022363
[11 empty] | c_DK2_LargeDecentral | 8624 | 0.00022047
[11 empty] | c_DK2_LargeDecentral | 8625 | 0.00020064
[11 empty] | c_DK2_LargeDecentral | 8626 | 0.0001933
[11 empty] | c_DK2_LargeDecentral | 8627 | 0.00018381
[11 empty] | c_DK2_LargeDecentral | 8628 | 0.00017681
[11 empty] | c_DK2_LargeDecentral | 8629 | 0.00017131
[11 empty] | c_DK2_LargeDecentral | 8630 | 0.00016231
[11 empty] | c_DK2_LargeDecentral | 8631 | 0.00016081
[11 empty] | c_DK2_LargeDecentral | 8632 | 0.00015898
[11 empty] | c_DK2_LargeDecentral | 8633 | 0.00016381
[11 empty] | c_DK2_LargeDecentral | 8634 | 0.00017097
[11 empty] | c_DK2_LargeDecentral | 8635 | 0.00017214
[11 empty] | c_DK2_LargeDecentral | 8636 | 0.00017431
[11 empty] | c_DK2_LargeDecentral | 8637 | 0.00017364
[11 empty] | c_DK2_LargeDecentral | 8638 | 0.00015831
[11 empty] | c_DK2_LargeDecentral | 8639 | 0.00012865
[11 empty] | c_DK2_LargeDecentral | 8640 | 9.8985e-05
[11 empty] | c_DK2_LargeDecentral | 8641 | 9.6486e-05
[11 empty] | c_DK2_LargeDecentral | 8642 | 0.00010215
[11 empty] | c_DK2_LargeDecentral | 8643 | 0.00010382
[11 empty] | c_DK2_LargeDecentral | 8644 | 0.00011032
[11 empty] | c_DK2_LargeDecentral | 8645 | 0.00013698
[11 empty] | c_DK2_LargeDecentral | 8646 | 0.0002033
[11 empty] | c_DK2_LargeDecentral | 8647 | 0.00023747
[11 empty] | c_DK2_LargeDecentral | 8648 | 0.0002363
[11 empty] | c_DK2_LargeDecentral | 8649 | 0.00021663
[11 empty] | c_DK2_LargeDecentral | 8650 | 0.0002088
[11 empty] | c_DK2_LargeDecentral | 8651 | 0.0001983
[11 empty] | c_DK2_LargeDecentral | 8652 | 0.00019031
[11 empty] | c_DK2_LargeDecentral | 8653 | 0.00018447
[11 empty] | c_DK2_LargeDecentral | 8654 | 0.00017581
[11 empty] | c_DK2_LargeDecentral | 8655 | 0.00017364
[11 empty] | c_DK2_LargeDecentral | 8656 | 0.00017197
[11 empty] | c_DK2_LargeDecentral | 8657 | 0.00017697
[11 empty] | c_DK2_LargeDecentral | 8658 | 0.00018514
[11 empty] | c_DK2_LargeDecentral | 8659 | 0.00018681
[11 empty] | c_DK2_LargeDecentral | 8660 | 0.00018947
[11 empty] | c_DK2_LargeDecentral | 8661 | 0.00018764
[11 empty] | c_DK2_LargeDecentral | 8662 | 0.00017181
[11 empty] | c_DK2_LargeDecentral | 8663 | 0.00013915
[11 empty] | c_DK2_LargeDecentral | 8664 | 0.00010715
[11 empty] | c_DK2_LargeDecentral | 8665 | 0.00010632
[11 empty] | c_DK2_LargeDecentral | 8666 | 0.00010832
[11 empty] | c_DK2_LargeDecentral | 8667 | 0.00010782
[11 empty] | c_DK2_LargeDecentral | 8668 | 0.00011698
[11 empty] | c_DK2_LargeDecentral | 8669 | 0.00014398
[11 empty] | c_DK2_LargeDecentral | 8670 | 0.0002068
[11 empty] | c_DK2_LargeDecentral | 8671 | 0.00024763
[11 empty] | c_DK2_LargeDecentral | 8672 | 0.00024196
[11 empty] | c_DK2_LargeDecentral | 8673 | 0.0002218
[11 empty] | c_DK2_LargeDecentral | 8674 | 0.0002123
[11 empty] | c_DK2_LargeDecentral | 8675 | 0.00020547
[11 empty] | c_DK2_LargeDecentral | 8676 | 0.00019564
[11 empty] | c_DK2_LargeDecentral | 8677 | 0.00018931
[11 empty] | c_DK2_LargeDecentral | 8678 | 0.00017897
[11 empty] | c_DK2_LargeDecentral | 8679 | 0.00018297
[11 empty] | c_DK2_LargeDecentral | 8680 | 0.00018014
[11 empty] | c_DK2_LargeDecentral | 8681 | 0.00018631
[11 empty] | c_DK2_LargeDecentral | 8682 | 0.00019231
[11 empty] | c_DK2_LargeDecentral | 8683 | 0.0001943
[11 empty] | c_DK2_LargeDecentral | 8684 | 0.00019447
[11 empty] | c_DK2_LargeDecentral | 8685 | 0.00019181
[11 empty] | c_DK2_LargeDecentral | 8686 | 0.00017897
[11 empty] | c_DK2_LargeDecentral | 8687 | 0.00014615
[11 empty] | c_DK2_LargeDecentral | 8688 | 0.00011365
[11 empty] | c_DK2_LargeDecentral | 8689 | 9.8819e-05
[11 empty] | c_DK2_LargeDecentral | 8690 | 0.00010532
[11 empty] | c_DK2_LargeDecentral | 8691 | 0.00010632
[11 empty] | c_DK2_LargeDecentral | 8692 | 0.00012065
[11 empty] | c_DK2_LargeDecentral | 8693 | 0.00015364
[11 empty] | c_DK2_LargeDecentral | 8694 | 0.00021447
[11 empty] | c_DK2_LargeDecentral | 8695 | 0.00022447
[11 empty] | c_DK2_LargeDecentral | 8696 | 0.00022097
[11 empty] | c_DK2_LargeDecentral | 8697 | 0.0002013
[11 empty] | c_DK2_LargeDecentral | 8698 | 0.0001933
[11 empty] | c_DK2_LargeDecentral | 8699 | 0.00018514
[11 empty] | c_DK2_LargeDecentral | 8700 | 0.00017947
[11 empty] | c_DK2_LargeDecentral | 8701 | 0.00017497
[11 empty] | c_DK2_LargeDecentral | 8702 | 0.00016748
[11 empty] | c_DK2_LargeDecentral | 8703 | 0.00016831
[11 empty] | c_DK2_LargeDecentral | 8704 | 0.00016764
[11 empty] | c_DK2_LargeDecentral | 8705 | 0.00017281
[11 empty] | c_DK2_LargeDecentral | 8706 | 0.00018331
[11 empty] | c_DK2_LargeDecentral | 8707 | 0.00018681
[11 empty] | c_DK2_LargeDecentral | 8708 | 0.00018797
[11 empty] | c_DK2_LargeDecentral | 8709 | 0.00018731
[11 empty] | c_DK2_LargeDecentral | 8710 | 0.00017464
[11 empty] | c_DK2_LargeDecentral | 8711 | 0.00014115
[11 empty] | c_DK2_LargeDecentral | 8712 | 0.00011232
[11 empty] | c_DK2_LargeDecentral | 8713 | 8.3654e-05
[11 empty] | c_DK2_LargeDecentral | 8714 | 8.9987e-05
[11 empty] | c_DK2_LargeDecentral | 8715 | 9.1153e-05
[11 empty] | c_DK2_LargeDecentral | 8716 | 9.8819e-05
[11 empty] | c_DK2_LargeDecentral | 8717 | 0.00012615
[11 empty] | c_DK2_LargeDecentral | 8718 | 0.00018797
[11 empty] | c_DK2_LargeDecentral | 8719 | 0.00021813
[11 empty] | c_DK2_LargeDecentral | 8720 | 0.0002148
[11 empty] | c_DK2_LargeDecentral | 8721 | 0.00019297
[11 empty] | c_DK2_LargeDecentral | 8722 | 0.00018497
[11 empty] | c_DK2_LargeDecentral | 8723 | 0.00017597
[11 empty] | c_DK2_LargeDecentral | 8724 | 0.00016848
[11 empty] | c_DK2_LargeDecentral | 8725 | 0.00016381
[11 empty] | c_DK2_LargeDecentral | 8726 | 0.00015464
[11 empty] | c_DK2_LargeDecentral | 8727 | 0.00015364
[11 empty] | c_DK2_LargeDecentral | 8728 | 0.00015214
[11 empty] | c_DK2_LargeDecentral | 8729 | 0.00015748
[11 empty] | c_DK2_LargeDecentral | 8730 | 0.00016598
[11 empty] | c_DK2_LargeDecentral | 8731 | 0.00016814
[11 empty] | c_DK2_LargeDecentral | 8732 | 0.00017114
[11 empty] | c_DK2_LargeDecentral | 8733 | 0.00017047
[11 empty] | c_DK2_LargeDecentral | 8734 | 0.00015564
[11 empty] | c_DK2_LargeDecentral | 8735 | 0.00012598
[11 empty] | c_DK2_LargeDecentral | 8736 | 9.5986e-05
[11 empty] | c_DK2_LargeDecentral | 8737 | 7.8988e-05
[11 empty] | c_DK2_LargeDecentral | 8738 | 8.5654e-05
[11 empty] | c_DK2_LargeDecentral | 8739 | 8.6321e-05
[11 empty] | c_DK2_LargeDecentral | 8740 | 9.382e-05
[11 empty] | c_DK2_LargeDecentral | 8741 | 0.00012298
[11 empty] | c_DK2_LargeDecentral | 8742 | 0.00018331
[11 empty] | c_DK2_LargeDecentral | 8743 | 0.00021414
[11 empty] | c_DK2_LargeDecentral | 8744 | 0.0002113
[11 empty] | c_DK2_LargeDecentral | 8745 | 0.00019147
[11 empty] | c_DK2_LargeDecentral | 8746 | 0.00018164
[11 empty] | c_DK2_LargeDecentral | 8747 | 0.00017131
[11 empty] | c_DK2_LargeDecentral | 8748 | 0.00016431
[11 empty] | c_DK2_LargeDecentral | 8749 | 0.00015931
[11 empty] | c_DK2_LargeDecentral | 8750 | 0.00014981
[11 empty] | c_DK2_LargeDecentral | 8751 | 0.00014831
[11 empty] | c_DK2_LargeDecentral | 8752 | 0.00014648
[11 empty] | c_DK2_LargeDecentral | 8753 | 0.00015114
[11 empty] | c_DK2_LargeDecentral | 8754 | 0.00015948
[11 empty] | c_DK2_LargeDecentral | 8755 | 0.00016164
[11 empty] | c_DK2_LargeDecentral | 8756 | 0.00016514
[11 empty] | c_DK2_LargeDecentral | 8757 | 0.00016531
[11 empty] | c_DK2_LargeDecentral | 8758 | 0.00015031
[11 empty] | c_DK2_LargeDecentral | 8759 | 0.00012048
[11 empty] | c_DK2_LargeDecentral | 8760 | 9.0987e-05
[11 empty] | c_DK2_SmallDecentral | 1 | 8.782e-05
[11 empty] | c_DK2_SmallDecentral | 2 | 7.9155e-05
[11 empty] | c_DK2_SmallDecentral | 3 | 7.9488e-05
[11 empty] | c_DK2_SmallDecentral | 4 | 8.732e-05
[11 empty] | c_DK2_SmallDecentral | 5 | 0.00011698
[11 empty] | c_DK2_SmallDecentral | 6 | 0.00017497
[11 empty] | c_DK2_SmallDecentral | 7 | 0.0002053
[11 empty] | c_DK2_SmallDecentral | 8 | 0.0002028
[11 empty] | c_DK2_SmallDecentral | 9 | 0.00018297
[11 empty] | c_DK2_SmallDecentral | 10 | 0.00017214
[11 empty] | c_DK2_SmallDecentral | 11 | 0.00016181
[11 empty] | c_DK2_SmallDecentral | 12 | 0.00015464
[11 empty] | c_DK2_SmallDecentral | 13 | 0.00015014
[11 empty] | c_DK2_SmallDecentral | 14 | 0.00014031
[11 empty] | c_DK2_SmallDecentral | 15 | 0.00013898
[11 empty] | c_DK2_SmallDecentral | 16 | 0.00013715
[11 empty] | c_DK2_SmallDecentral | 17 | 0.00014131
[11 empty] | c_DK2_SmallDecentral | 18 | 0.00015031
[11 empty] | c_DK2_SmallDecentral | 19 | 0.00015298
[11 empty] | c_DK2_SmallDecentral | 20 | 0.00015731
[11 empty] | c_DK2_SmallDecentral | 21 | 0.00015764
[11 empty] | c_DK2_SmallDecentral | 22 | 0.00014315
[11 empty] | c_DK2_SmallDecentral | 23 | 0.00011398
[11 empty] | c_DK2_SmallDecentral | 24 | 8.4987e-05
[11 empty] | c_DK2_SmallDecentral | 25 | 8.5487e-05
[11 empty] | c_DK2_SmallDecentral | 26 | 9.182e-05
[11 empty] | c_DK2_SmallDecentral | 27 | 9.2986e-05
[11 empty] | c_DK2_SmallDecentral | 28 | 9.9985e-05
[11 empty] | c_DK2_SmallDecentral | 29 | 0.00012715
[11 empty] | c_DK2_SmallDecentral | 30 | 0.00018897
[11 empty] | c_DK2_SmallDecentral | 31 | 0.00021997
[11 empty] | c_DK2_SmallDecentral | 32 | 0.00021663
[11 empty] | c_DK2_SmallDecentral | 33 | 0.00019714
[11 empty] | c_DK2_SmallDecentral | 34 | 0.00018914
[11 empty] | c_DK2_SmallDecentral | 35 | 0.00017981
[11 empty] | c_DK2_SmallDecentral | 36 | 0.00017264
[11 empty] | c_DK2_SmallDecentral | 37 | 0.00016781
[11 empty] | c_DK2_SmallDecentral | 38 | 0.00015848
[11 empty] | c_DK2_SmallDecentral | 39 | 0.00015698
[11 empty] | c_DK2_SmallDecentral | 40 | 0.00015514
[11 empty] | c_DK2_SmallDecentral | 41 | 0.00015981
[11 empty] | c_DK2_SmallDecentral | 42 | 0.00016748
[11 empty] | c_DK2_SmallDecentral | 43 | 0.00016864
[11 empty] | c_DK2_SmallDecentral | 44 | 0.00017097
[11 empty] | c_DK2_SmallDecentral | 45 | 0.00017047
[11 empty] | c_DK2_SmallDecentral | 46 | 0.00015531
[11 empty] | c_DK2_SmallDecentral | 47 | 0.00012598
[11 empty] | c_DK2_SmallDecentral | 48 | 9.6652e-05
[11 empty] | c_DK2_SmallDecentral | 49 | 9.5486e-05
[11 empty] | c_DK2_SmallDecentral | 50 | 0.00010215
[11 empty] | c_DK2_SmallDecentral | 51 | 0.00010382
[11 empty] | c_DK2_SmallDecentral | 52 | 0.00011098
[11 empty] | c_DK2_SmallDecentral | 53 | 0.00013881
[11 empty] | c_DK2_SmallDecentral | 54 | 0.00020547
[11 empty] | c_DK2_SmallDecentral | 55 | 0.00023813
[11 empty] | c_DK2_SmallDecentral | 56 | 0.0002348
[11 empty] | c_DK2_SmallDecentral | 57 | 0.00021447
[11 empty] | c_DK2_SmallDecentral | 58 | 0.00020697
[11 empty] | c_DK2_SmallDecentral | 59 | 0.00019697
[11 empty] | c_DK2_SmallDecentral | 60 | 0.00018931
[11 empty] | c_DK2_SmallDecentral | 61 | 0.00018381
[11 empty] | c_DK2_SmallDecentral | 62 | 0.00017447
[11 empty] | c_DK2_SmallDecentral | 63 | 0.00017297
[11 empty] | c_DK2_SmallDecentral | 64 | 0.00017131
[11 empty] | c_DK2_SmallDecentral | 65 | 0.00017664
[11 empty] | c_DK2_SmallDecentral | 66 | 0.00018397
[11 empty] | c_DK2_SmallDecentral | 67 | 0.00018514
[11 empty] | c_DK2_SmallDecentral | 68 | 0.00018697
[11 empty] | c_DK2_SmallDecentral | 69 | 0.00018581
[11 empty] | c_DK2_SmallDecentral | 70 | 0.00016948
[11 empty] | c_DK2_SmallDecentral | 71 | 0.00013781
[11 empty] | c_DK2_SmallDecentral | 72 | 0.00010682
[11 empty] | c_DK2_SmallDecentral | 73 | 8.8487e-05
[11 empty] | c_DK2_SmallDecentral | 74 | 9.3986e-05
[11 empty] | c_DK2_SmallDecentral | 75 | 9.5486e-05
[11 empty] | c_DK2_SmallDecentral | 76 | 0.00010132
[11 empty] | c_DK2_SmallDecentral | 77 | 0.00012715
[11 empty] | c_DK2_SmallDecentral | 78 | 0.00018997
[11 empty] | c_DK2_SmallDecentral | 79 | 0.0002223
[11 empty] | c_DK2_SmallDecentral | 80 | 0.00022113
[11 empty] | c_DK2_SmallDecentral | 81 | 0.00020214
[11 empty] | c_DK2_SmallDecentral | 82 | 0.0001943
[11 empty] | c_DK2_SmallDecentral | 83 | 0.00018414
[11 empty] | c_DK2_SmallDecentral | 84 | 0.00017697
[11 empty] | c_DK2_SmallDecentral | 85 | 0.00017164
[11 empty] | c_DK2_SmallDecentral | 86 | 0.00016281
[11 empty] | c_DK2_SmallDecentral | 87 | 0.00016064
[11 empty] | c_DK2_SmallDecentral | 88 | 0.00015881
[11 empty] | c_DK2_SmallDecentral | 89 | 0.00016364
[11 empty] | c_DK2_SmallDecentral | 90 | 0.00017164
[11 empty] | c_DK2_SmallDecentral | 91 | 0.00017347
[11 empty] | c_DK2_SmallDecentral | 92 | 0.00017647
[11 empty] | c_DK2_SmallDecentral | 93 | 0.00017481
[11 empty] | c_DK2_SmallDecentral | 94 | 0.00016014
[11 empty] | c_DK2_SmallDecentral | 95 | 0.00012931
[11 empty] | c_DK2_SmallDecentral | 96 | 9.9152e-05
[11 empty] | c_DK2_SmallDecentral | 97 | 8.832e-05
[11 empty] | c_DK2_SmallDecentral | 98 | 9.0487e-05
[11 empty] | c_DK2_SmallDecentral | 99 | 8.932e-05
[11 empty] | c_DK2_SmallDecentral | 100 | 9.7819e-05
[11 empty] | c_DK2_SmallDecentral | 101 | 0.00012315
[11 empty] | c_DK2_SmallDecentral | 102 | 0.00017931
[11 empty] | c_DK2_SmallDecentral | 103 | 0.00021647
[11 empty] | c_DK2_SmallDecentral | 104 | 0.0002118
[11 empty] | c_DK2_SmallDecentral | 105 | 0.00019197
[11 empty] | c_DK2_SmallDecentral | 106 | 0.00018297
[11 empty] | c_DK2_SmallDecentral | 107 | 0.00017664
[11 empty] | c_DK2_SmallDecentral | 108 | 0.00016764
[11 empty] | c_DK2_SmallDecentral | 109 | 0.00016231
[11 empty] | c_DK2_SmallDecentral | 110 | 0.00015198
[11 empty] | c_DK2_SmallDecentral | 111 | 0.00015581
[11 empty] | c_DK2_SmallDecentral | 112 | 0.00015348
[11 empty] | c_DK2_SmallDecentral | 113 | 0.00015864
[11 empty] | c_DK2_SmallDecentral | 114 | 0.00016448
[11 empty] | c_DK2_SmallDecentral | 115 | 0.00016698
[11 empty] | c_DK2_SmallDecentral | 116 | 0.00016748
[11 empty] | c_DK2_SmallDecentral | 117 | 0.00016581
[11 empty] | c_DK2_SmallDecentral | 118 | 0.00015481
[11 empty] | c_DK2_SmallDecentral | 119 | 0.00012548
[11 empty] | c_DK2_SmallDecentral | 120 | 9.5653e-05
[11 empty] | c_DK2_SmallDecentral | 121 | 9.2486e-05
[11 empty] | c_DK2_SmallDecentral | 122 | 9.9152e-05
[11 empty] | c_DK2_SmallDecentral | 123 | 9.9985e-05
[11 empty] | c_DK2_SmallDecentral | 124 | 0.00011365
[11 empty] | c_DK2_SmallDecentral | 125 | 0.00014581
[11 empty] | c_DK2_SmallDecentral | 126 | 0.0002038
[11 empty] | c_DK2_SmallDecentral | 127 | 0.00021314
[11 empty] | c_DK2_SmallDecentral | 128 | 0.0002103
[11 empty] | c_DK2_SmallDecentral | 129 | 0.00019064
[11 empty] | c_DK2_SmallDecentral | 130 | 0.00018297
[11 empty] | c_DK2_SmallDecentral | 131 | 0.00017481
[11 empty] | c_DK2_SmallDecentral | 132 | 0.00016931
[11 empty] | c_DK2_SmallDecentral | 133 | 0.00016531
[11 empty] | c_DK2_SmallDecentral | 134 | 0.00015764
[11 empty] | c_DK2_SmallDecentral | 135 | 0.00015864
[11 empty] | c_DK2_SmallDecentral | 136 | 0.00015764
[11 empty] | c_DK2_SmallDecentral | 137 | 0.00016298
[11 empty] | c_DK2_SmallDecentral | 138 | 0.00017297
[11 empty] | c_DK2_SmallDecentral | 139 | 0.00017631
[11 empty] | c_DK2_SmallDecentral | 140 | 0.00017797
[11 empty] | c_DK2_SmallDecentral | 141 | 0.00017731
[11 empty] | c_DK2_SmallDecentral | 142 | 0.00016548
[11 empty] | c_DK2_SmallDecentral | 143 | 0.00013381
[11 empty] | c_DK2_SmallDecentral | 144 | 0.00010582
[11 empty] | c_DK2_SmallDecentral | 145 | 8.5987e-05
[11 empty] | c_DK2_SmallDecentral | 146 | 9.232e-05
[11 empty] | c_DK2_SmallDecentral | 147 | 9.3653e-05
[11 empty] | c_DK2_SmallDecentral | 148 | 0.00010115
[11 empty] | c_DK2_SmallDecentral | 149 | 0.00012815
[11 empty] | c_DK2_SmallDecentral | 150 | 0.00019097
[11 empty] | c_DK2_SmallDecentral | 151 | 0.00022113
[11 empty] | c_DK2_SmallDecentral | 152 | 0.00021747
[11 empty] | c_DK2_SmallDecentral | 153 | 0.00019614
[11 empty] | c_DK2_SmallDecentral | 154 | 0.00018831
[11 empty] | c_DK2_SmallDecentral | 155 | 0.00017947
[11 empty] | c_DK2_SmallDecentral | 156 | 0.00017197
[11 empty] | c_DK2_SmallDecentral | 157 | 0.00016698
[11 empty] | c_DK2_SmallDecentral | 158 | 0.00015814
[11 empty] | c_DK2_SmallDecentral | 159 | 0.00015731
[11 empty] | c_DK2_SmallDecentral | 160 | 0.00015564
[11 empty] | c_DK2_SmallDecentral | 161 | 0.00016081
[11 empty] | c_DK2_SmallDecentral | 162 | 0.00016914
[11 empty] | c_DK2_SmallDecentral | 163 | 0.00017131
[11 empty] | c_DK2_SmallDecentral | 164 | 0.00017397
[11 empty] | c_DK2_SmallDecentral | 165 | 0.00017297
[11 empty] | c_DK2_SmallDecentral | 166 | 0.00015781
[11 empty] | c_DK2_SmallDecentral | 167 | 0.00012815
[11 empty] | c_DK2_SmallDecentral | 168 | 9.7986e-05
[11 empty] | c_DK2_SmallDecentral | 169 | 8.6821e-05
[11 empty] | c_DK2_SmallDecentral | 170 | 9.2986e-05
[11 empty] | c_DK2_SmallDecentral | 171 | 9.4319e-05
[11 empty] | c_DK2_SmallDecentral | 172 | 0.00010132
[11 empty] | c_DK2_SmallDecentral | 173 | 0.00012831
[11 empty] | c_DK2_SmallDecentral | 174 | 0.00019097
[11 empty] | c_DK2_SmallDecentral | 175 | 0.00022197
[11 empty] | c_DK2_SmallDecentral | 176 | 0.0002188
[11 empty] | c_DK2_SmallDecentral | 177 | 0.00019897
[11 empty] | c_DK2_SmallDecentral | 178 | 0.00019147
[11 empty] | c_DK2_SmallDecentral | 179 | 0.00018197
[11 empty] | c_DK2_SmallDecentral | 180 | 0.00017497
[11 empty] | c_DK2_SmallDecentral | 181 | 0.00016964
[11 empty] | c_DK2_SmallDecentral | 182 | 0.00016048
[11 empty] | c_DK2_SmallDecentral | 183 | 0.00015914
[11 empty] | c_DK2_SmallDecentral | 184 | 0.00015714
[11 empty] | c_DK2_SmallDecentral | 185 | 0.00016181
[11 empty] | c_DK2_SmallDecentral | 186 | 0.00016931
[11 empty] | c_DK2_SmallDecentral | 187 | 0.00017064
[11 empty] | c_DK2_SmallDecentral | 188 | 0.00017264
[11 empty] | c_DK2_SmallDecentral | 189 | 0.00017231
[11 empty] | c_DK2_SmallDecentral | 190 | 0.00015681
[11 empty] | c_DK2_SmallDecentral | 191 | 0.00012731
[11 empty] | c_DK2_SmallDecentral | 192 | 9.7986e-05
[11 empty] | c_DK2_SmallDecentral | 193 | 9.3653e-05
[11 empty] | c_DK2_SmallDecentral | 194 | 9.9985e-05
[11 empty] | c_DK2_SmallDecentral | 195 | 0.00010165
[11 empty] | c_DK2_SmallDecentral | 196 | 0.00010898
[11 empty] | c_DK2_SmallDecentral | 197 | 0.00013631
[11 empty] | c_DK2_SmallDecentral | 198 | 0.0002018
[11 empty] | c_DK2_SmallDecentral | 199 | 0.00023413
[11 empty] | c_DK2_SmallDecentral | 200 | 0.0002308
[11 empty] | c_DK2_SmallDecentral | 201 | 0.0002108
[11 empty] | c_DK2_SmallDecentral | 202 | 0.0002033
[11 empty] | c_DK2_SmallDecentral | 203 | 0.00019364
[11 empty] | c_DK2_SmallDecentral | 204 | 0.00018597
[11 empty] | c_DK2_SmallDecentral | 205 | 0.00018081
[11 empty] | c_DK2_SmallDecentral | 206 | 0.00017131
[11 empty] | c_DK2_SmallDecentral | 207 | 0.00016997
[11 empty] | c_DK2_SmallDecentral | 208 | 0.00016831
[11 empty] | c_DK2_SmallDecentral | 209 | 0.00017347
[11 empty] | c_DK2_SmallDecentral | 210 | 0.00018081
[11 empty] | c_DK2_SmallDecentral | 211 | 0.00018181
[11 empty] | c_DK2_SmallDecentral | 212 | 0.00018364
[11 empty] | c_DK2_SmallDecentral | 213 | 0.00018264
[11 empty] | c_DK2_SmallDecentral | 214 | 0.00016631
[11 empty] | c_DK2_SmallDecentral | 215 | 0.00013565
[11 empty] | c_DK2_SmallDecentral | 216 | 0.00010482
[11 empty] | c_DK2_SmallDecentral | 217 | 9.9152e-05
[11 empty] | c_DK2_SmallDecentral | 218 | 0.00010582
[11 empty] | c_DK2_SmallDecentral | 219 | 0.00010748
[11 empty] | c_DK2_SmallDecentral | 220 | 0.00011532
[11 empty] | c_DK2_SmallDecentral | 221 | 0.00014365
[11 empty] | c_DK2_SmallDecentral | 222 | 0.00021164
[11 empty] | c_DK2_SmallDecentral | 223 | 0.00024546
[11 empty] | c_DK2_SmallDecentral | 224 | 0.0002418
[11 empty] | c_DK2_SmallDecentral | 225 | 0.00022147
[11 empty] | c_DK2_SmallDecentral | 226 | 0.0002138
[11 empty] | c_DK2_SmallDecentral | 227 | 0.00020364
[11 empty] | c_DK2_SmallDecentral | 228 | 0.00019547
[11 empty] | c_DK2_SmallDecentral | 229 | 0.00018981
[11 empty] | c_DK2_SmallDecentral | 230 | 0.00018031
[11 empty] | c_DK2_SmallDecentral | 231 | 0.00017914
[11 empty] | c_DK2_SmallDecentral | 232 | 0.00017747
[11 empty] | c_DK2_SmallDecentral | 233 | 0.00018281
[11 empty] | c_DK2_SmallDecentral | 234 | 0.00019031
[11 empty] | c_DK2_SmallDecentral | 235 | 0.00019131
[11 empty] | c_DK2_SmallDecentral | 236 | 0.00019297
[11 empty] | c_DK2_SmallDecentral | 237 | 0.00019181
[11 empty] | c_DK2_SmallDecentral | 238 | 0.00017497
[11 empty] | c_DK2_SmallDecentral | 239 | 0.00014231
[11 empty] | c_DK2_SmallDecentral | 240 | 0.00011065
[11 empty] | c_DK2_SmallDecentral | 241 | 9.0653e-05
[11 empty] | c_DK2_SmallDecentral | 242 | 9.6319e-05
[11 empty] | c_DK2_SmallDecentral | 243 | 9.7652e-05
[11 empty] | c_DK2_SmallDecentral | 244 | 0.00010382
[11 empty] | c_DK2_SmallDecentral | 245 | 0.00012981
[11 empty] | c_DK2_SmallDecentral | 246 | 0.00019364
[11 empty] | c_DK2_SmallDecentral | 247 | 0.00022647
[11 empty] | c_DK2_SmallDecentral | 248 | 0.00022547
[11 empty] | c_DK2_SmallDecentral | 249 | 0.0002063
[11 empty] | c_DK2_SmallDecentral | 250 | 0.0001983
[11 empty] | c_DK2_SmallDecentral | 251 | 0.00018831
[11 empty] | c_DK2_SmallDecentral | 252 | 0.00018081
[11 empty] | c_DK2_SmallDecentral | 253 | 0.00017531
[11 empty] | c_DK2_SmallDecentral | 254 | 0.00016648
[11 empty] | c_DK2_SmallDecentral | 255 | 0.00016414
[11 empty] | c_DK2_SmallDecentral | 256 | 0.00016248
[11 empty] | c_DK2_SmallDecentral | 257 | 0.00016731
[11 empty] | c_DK2_SmallDecentral | 258 | 0.00017531
[11 empty] | c_DK2_SmallDecentral | 259 | 0.00017731
[11 empty] | c_DK2_SmallDecentral | 260 | 0.00017997
[11 empty] | c_DK2_SmallDecentral | 261 | 0.00017847
[11 empty] | c_DK2_SmallDecentral | 262 | 0.00016331
[11 empty] | c_DK2_SmallDecentral | 263 | 0.00013215
[11 empty] | c_DK2_SmallDecentral | 264 | 0.00010132
[11 empty] | c_DK2_SmallDecentral | 265 | 8.982e-05
[11 empty] | c_DK2_SmallDecentral | 266 | 9.182e-05
[11 empty] | c_DK2_SmallDecentral | 267 | 9.082e-05
[11 empty] | c_DK2_SmallDecentral | 268 | 9.9319e-05
[11 empty] | c_DK2_SmallDecentral | 269 | 0.00012481
[11 empty] | c_DK2_SmallDecentral | 270 | 0.00018147
[11 empty] | c_DK2_SmallDecentral | 271 | 0.00021897
[11 empty] | c_DK2_SmallDecentral | 272 | 0.0002143
[11 empty] | c_DK2_SmallDecentral | 273 | 0.00019447
[11 empty] | c_DK2_SmallDecentral | 274 | 0.00018531
[11 empty] | c_DK2_SmallDecentral | 275 | 0.00017931
[11 empty] | c_DK2_SmallDecentral | 276 | 0.00016997
[11 empty] | c_DK2_SmallDecentral | 277 | 0.00016431
[11 empty] | c_DK2_SmallDecentral | 278 | 0.00015431
[11 empty] | c_DK2_SmallDecentral | 279 | 0.00015831
[11 empty] | c_DK2_SmallDecentral | 280 | 0.00015581
[11 empty] | c_DK2_SmallDecentral | 281 | 0.00016098
[11 empty] | c_DK2_SmallDecentral | 282 | 0.00016681
[11 empty] | c_DK2_SmallDecentral | 283 | 0.00016948
[11 empty] | c_DK2_SmallDecentral | 284 | 0.00016964
[11 empty] | c_DK2_SmallDecentral | 285 | 0.00016798
[11 empty] | c_DK2_SmallDecentral | 286 | 0.00015698
[11 empty] | c_DK2_SmallDecentral | 287 | 0.00012698
[11 empty] | c_DK2_SmallDecentral | 288 | 9.7152e-05
[11 empty] | c_DK2_SmallDecentral | 289 | 8.3654e-05
[11 empty] | c_DK2_SmallDecentral | 290 | 9.1487e-05
[11 empty] | c_DK2_SmallDecentral | 291 | 9.1153e-05
[11 empty] | c_DK2_SmallDecentral | 292 | 0.00010482
[11 empty] | c_DK2_SmallDecentral | 293 | 0.00013631
[11 empty] | c_DK2_SmallDecentral | 294 | 0.00019214
[11 empty] | c_DK2_SmallDecentral | 295 | 0.00020064
[11 empty] | c_DK2_SmallDecentral | 296 | 0.0001983
[11 empty] | c_DK2_SmallDecentral | 297 | 0.00017714
[11 empty] | c_DK2_SmallDecentral | 298 | 0.00016914
[11 empty] | c_DK2_SmallDecentral | 299 | 0.00016131
[11 empty] | c_DK2_SmallDecentral | 300 | 0.00015598
[11 empty] | c_DK2_SmallDecentral | 301 | 0.00015198
[11 empty] | c_DK2_SmallDecentral | 302 | 0.00014415
[11 empty] | c_DK2_SmallDecentral | 303 | 0.00014498
[11 empty] | c_DK2_SmallDecentral | 304 | 0.00014348
[11 empty] | c_DK2_SmallDecentral | 305 | 0.00014948
[11 empty] | c_DK2_SmallDecentral | 306 | 0.00015931
[11 empty] | c_DK2_SmallDecentral | 307 | 0.00016314
[11 empty] | c_DK2_SmallDecentral | 308 | 0.00016564
[11 empty] | c_DK2_SmallDecentral | 309 | 0.00016598
[11 empty] | c_DK2_SmallDecentral | 310 | 0.00015448
[11 empty] | c_DK2_SmallDecentral | 311 | 0.00012481
[11 empty] | c_DK2_SmallDecentral | 312 | 9.6652e-05
[11 empty] | c_DK2_SmallDecentral | 313 | 9.1986e-05
[11 empty] | c_DK2_SmallDecentral | 314 | 9.7986e-05
[11 empty] | c_DK2_SmallDecentral | 315 | 9.9485e-05
[11 empty] | c_DK2_SmallDecentral | 316 | 0.00010715
[11 empty] | c_DK2_SmallDecentral | 317 | 0.00013381
[11 empty] | c_DK2_SmallDecentral | 318 | 0.0001988
[11 empty] | c_DK2_SmallDecentral | 319 | 0.0002298
[11 empty] | c_DK2_SmallDecentral | 320 | 0.0002258
[11 empty] | c_DK2_SmallDecentral | 321 | 0.00020464
[11 empty] | c_DK2_SmallDecentral | 322 | 0.00019764
[11 empty] | c_DK2_SmallDecentral | 323 | 0.00018847
[11 empty] | c_DK2_SmallDecentral | 324 | 0.00018131
[11 empty] | c_DK2_SmallDecentral | 325 | 0.00017581
[11 empty] | c_DK2_SmallDecentral | 326 | 0.00016714
[11 empty] | c_DK2_SmallDecentral | 327 | 0.00016631
[11 empty] | c_DK2_SmallDecentral | 328 | 0.00016481
[11 empty] | c_DK2_SmallDecentral | 329 | 0.00016997
[11 empty] | c_DK2_SmallDecentral | 330 | 0.00017831
[11 empty] | c_DK2_SmallDecentral | 331 | 0.00017981
[11 empty] | c_DK2_SmallDecentral | 332 | 0.00018164
[11 empty] | c_DK2_SmallDecentral | 333 | 0.00018014
[11 empty] | c_DK2_SmallDecentral | 334 | 0.00016481
[11 empty] | c_DK2_SmallDecentral | 335 | 0.00013431
[11 empty] | c_DK2_SmallDecentral | 336 | 0.00010382
[11 empty] | c_DK2_SmallDecentral | 337 | 8.8487e-05
[11 empty] | c_DK2_SmallDecentral | 338 | 9.4819e-05
[11 empty] | c_DK2_SmallDecentral | 339 | 9.5986e-05
[11 empty] | c_DK2_SmallDecentral | 340 | 0.00010315
[11 empty] | c_DK2_SmallDecentral | 341 | 0.00012998
[11 empty] | c_DK2_SmallDecentral | 342 | 0.00019364
[11 empty] | c_DK2_SmallDecentral | 343 | 0.00022463
[11 empty] | c_DK2_SmallDecentral | 344 | 0.00022147
[11 empty] | c_DK2_SmallDecentral | 345 | 0.00020164
[11 empty] | c_DK2_SmallDecentral | 346 | 0.0001943
[11 empty] | c_DK2_SmallDecentral | 347 | 0.00018464
[11 empty] | c_DK2_SmallDecentral | 348 | 0.00017747
[11 empty] | c_DK2_SmallDecentral | 349 | 0.00017231
[11 empty] | c_DK2_SmallDecentral | 350 | 0.00016298
[11 empty] | c_DK2_SmallDecentral | 351 | 0.00016181
[11 empty] | c_DK2_SmallDecentral | 352 | 0.00015964
[11 empty] | c_DK2_SmallDecentral | 353 | 0.00016464
[11 empty] | c_DK2_SmallDecentral | 354 | 0.00017197
[11 empty] | c_DK2_SmallDecentral | 355 | 0.00017297
[11 empty] | c_DK2_SmallDecentral | 356 | 0.00017497
[11 empty] | c_DK2_SmallDecentral | 357 | 0.00017447
[11 empty] | c_DK2_SmallDecentral | 358 | 0.00015898
[11 empty] | c_DK2_SmallDecentral | 359 | 0.00012931
[11 empty] | c_DK2_SmallDecentral | 360 | 9.9485e-05
[11 empty] | c_DK2_SmallDecentral | 361 | 7.9155e-05
[11 empty] | c_DK2_SmallDecentral | 362 | 8.5821e-05
[11 empty] | c_DK2_SmallDecentral | 363 | 8.6487e-05
[11 empty] | c_DK2_SmallDecentral | 364 | 9.4319e-05
[11 empty] | c_DK2_SmallDecentral | 365 | 0.00012348
[11 empty] | c_DK2_SmallDecentral | 366 | 0.00018381
[11 empty] | c_DK2_SmallDecentral | 367 | 0.0002148
[11 empty] | c_DK2_SmallDecentral | 368 | 0.00021197
[11 empty] | c_DK2_SmallDecentral | 369 | 0.00019214
[11 empty] | c_DK2_SmallDecentral | 370 | 0.00018197
[11 empty] | c_DK2_SmallDecentral | 371 | 0.00017181
[11 empty] | c_DK2_SmallDecentral | 372 | 0.00016448
[11 empty] | c_DK2_SmallDecentral | 373 | 0.00015998
[11 empty] | c_DK2_SmallDecentral | 374 | 0.00015031
[11 empty] | c_DK2_SmallDecentral | 375 | 0.00014881
[11 empty] | c_DK2_SmallDecentral | 376 | 0.00014698
[11 empty] | c_DK2_SmallDecentral | 377 | 0.00015164
[11 empty] | c_DK2_SmallDecentral | 378 | 0.00016031
[11 empty] | c_DK2_SmallDecentral | 379 | 0.00016248
[11 empty] | c_DK2_SmallDecentral | 380 | 0.00016598
[11 empty] | c_DK2_SmallDecentral | 381 | 0.00016564
[11 empty] | c_DK2_SmallDecentral | 382 | 0.00015098
[11 empty] | c_DK2_SmallDecentral | 383 | 0.00012098
[11 empty] | c_DK2_SmallDecentral | 384 | 9.132e-05
[11 empty] | c_DK2_SmallDecentral | 385 | 9.132e-05
[11 empty] | c_DK2_SmallDecentral | 386 | 9.7652e-05
[11 empty] | c_DK2_SmallDecentral | 387 | 9.9152e-05
[11 empty] | c_DK2_SmallDecentral | 388 | 0.00010632
[11 empty] | c_DK2_SmallDecentral | 389 | 0.00013315
[11 empty] | c_DK2_SmallDecentral | 390 | 0.00019764
[11 empty] | c_DK2_SmallDecentral | 391 | 0.00022913
[11 empty] | c_DK2_SmallDecentral | 392 | 0.0002258
[11 empty] | c_DK2_SmallDecentral | 393 | 0.00020597
[11 empty] | c_DK2_SmallDecentral | 394 | 0.0001988
[11 empty] | c_DK2_SmallDecentral | 395 | 0.00018931
[11 empty] | c_DK2_SmallDecentral | 396 | 0.00018181
[11 empty] | c_DK2_SmallDecentral | 397 | 0.00017664
[11 empty] | c_DK2_SmallDecentral | 398 | 0.00016731
[11 empty] | c_DK2_SmallDecentral | 399 | 0.00016598
[11 empty] | c_DK2_SmallDecentral | 400 | 0.00016414
[11 empty] | c_DK2_SmallDecentral | 401 | 0.00016914
[11 empty] | c_DK2_SmallDecentral | 402 | 0.00017631
[11 empty] | c_DK2_SmallDecentral | 403 | 0.00017731
[11 empty] | c_DK2_SmallDecentral | 404 | 0.00017914
[11 empty] | c_DK2_SmallDecentral | 405 | 0.00017847
[11 empty] | c_DK2_SmallDecentral | 406 | 0.00016264
[11 empty] | c_DK2_SmallDecentral | 407 | 0.00013231
[11 empty] | c_DK2_SmallDecentral | 408 | 0.00010232
[11 empty] | c_DK2_SmallDecentral | 409 | 0.00010049
[11 empty] | c_DK2_SmallDecentral | 410 | 0.00010632
[11 empty] | c_DK2_SmallDecentral | 411 | 0.00010815
[11 empty] | c_DK2_SmallDecentral | 412 | 0.00011482
[11 empty] | c_DK2_SmallDecentral | 413 | 0.00014231
[11 empty] | c_DK2_SmallDecentral | 414 | 0.00021047
[11 empty] | c_DK2_SmallDecentral | 415 | 0.0002463
[11 empty] | c_DK2_SmallDecentral | 416 | 0.00024463
[11 empty] | c_DK2_SmallDecentral | 417 | 0.00022497
[11 empty] | c_DK2_SmallDecentral | 418 | 0.00021647
[11 empty] | c_DK2_SmallDecentral | 419 | 0.0002058
[11 empty] | c_DK2_SmallDecentral | 420 | 0.00019764
[11 empty] | c_DK2_SmallDecentral | 421 | 0.00019164
[11 empty] | c_DK2_SmallDecentral | 422 | 0.00018281
[11 empty] | c_DK2_SmallDecentral | 423 | 0.00018047
[11 empty] | c_DK2_SmallDecentral | 424 | 0.00017881
[11 empty] | c_DK2_SmallDecentral | 425 | 0.00018431
[11 empty] | c_DK2_SmallDecentral | 426 | 0.0001928
[11 empty] | c_DK2_SmallDecentral | 427 | 0.00019414
[11 empty] | c_DK2_SmallDecentral | 428 | 0.00019714
[11 empty] | c_DK2_SmallDecentral | 429 | 0.0001948
[11 empty] | c_DK2_SmallDecentral | 430 | 0.00017831
[11 empty] | c_DK2_SmallDecentral | 431 | 0.00014448
[11 empty] | c_DK2_SmallDecentral | 432 | 0.00011165
[11 empty] | c_DK2_SmallDecentral | 433 | 0.00010865
[11 empty] | c_DK2_SmallDecentral | 434 | 0.00011065
[11 empty] | c_DK2_SmallDecentral | 435 | 0.00010998
[11 empty] | c_DK2_SmallDecentral | 436 | 0.00011898
[11 empty] | c_DK2_SmallDecentral | 437 | 0.00014581
[11 empty] | c_DK2_SmallDecentral | 438 | 0.0002083
[11 empty] | c_DK2_SmallDecentral | 439 | 0.00024896
[11 empty] | c_DK2_SmallDecentral | 440 | 0.0002433
[11 empty] | c_DK2_SmallDecentral | 441 | 0.0002233
[11 empty] | c_DK2_SmallDecentral | 442 | 0.00021447
[11 empty] | c_DK2_SmallDecentral | 443 | 0.00020747
[11 empty] | c_DK2_SmallDecentral | 444 | 0.00019747
[11 empty] | c_DK2_SmallDecentral | 445 | 0.00019164
[11 empty] | c_DK2_SmallDecentral | 446 | 0.00018097
[11 empty] | c_DK2_SmallDecentral | 447 | 0.00018531
[11 empty] | c_DK2_SmallDecentral | 448 | 0.00018197
[11 empty] | c_DK2_SmallDecentral | 449 | 0.00018797
[11 empty] | c_DK2_SmallDecentral | 450 | 0.00019364
[11 empty] | c_DK2_SmallDecentral | 451 | 0.00019564
[11 empty] | c_DK2_SmallDecentral | 452 | 0.00019564
[11 empty] | c_DK2_SmallDecentral | 453 | 0.0001928
[11 empty] | c_DK2_SmallDecentral | 454 | 0.00017981
[11 empty] | c_DK2_SmallDecentral | 455 | 0.00014764
[11 empty] | c_DK2_SmallDecentral | 456 | 0.00011565
[11 empty] | c_DK2_SmallDecentral | 457 | 0.00011282
[11 empty] | c_DK2_SmallDecentral | 458 | 0.00011898
[11 empty] | c_DK2_SmallDecentral | 459 | 0.00012065
[11 empty] | c_DK2_SmallDecentral | 460 | 0.00013465
[11 empty] | c_DK2_SmallDecentral | 461 | 0.00016614
[11 empty] | c_DK2_SmallDecentral | 462 | 0.00023013
[11 empty] | c_DK2_SmallDecentral | 463 | 0.00024196
[11 empty] | c_DK2_SmallDecentral | 464 | 0.00023763
[11 empty] | c_DK2_SmallDecentral | 465 | 0.0002193
[11 empty] | c_DK2_SmallDecentral | 466 | 0.00021114
[11 empty] | c_DK2_SmallDecentral | 467 | 0.0002028
[11 empty] | c_DK2_SmallDecentral | 468 | 0.0001973
[11 empty] | c_DK2_SmallDecentral | 469 | 0.00019231
[11 empty] | c_DK2_SmallDecentral | 470 | 0.00018397
[11 empty] | c_DK2_SmallDecentral | 471 | 0.00018414
[11 empty] | c_DK2_SmallDecentral | 472 | 0.00018364
[11 empty] | c_DK2_SmallDecentral | 473 | 0.00018981
[11 empty] | c_DK2_SmallDecentral | 474 | 0.00019947
[11 empty] | c_DK2_SmallDecentral | 475 | 0.0002018
[11 empty] | c_DK2_SmallDecentral | 476 | 0.0002028
[11 empty] | c_DK2_SmallDecentral | 477 | 0.0002008
[11 empty] | c_DK2_SmallDecentral | 478 | 0.00018781
[11 empty] | c_DK2_SmallDecentral | 479 | 0.00015481
[11 empty] | c_DK2_SmallDecentral | 480 | 0.00012398
[11 empty] | c_DK2_SmallDecentral | 481 | 0.00010698
[11 empty] | c_DK2_SmallDecentral | 482 | 0.00011315
[11 empty] | c_DK2_SmallDecentral | 483 | 0.00011515
[11 empty] | c_DK2_SmallDecentral | 484 | 0.00012365
[11 empty] | c_DK2_SmallDecentral | 485 | 0.00015198
[11 empty] | c_DK2_SmallDecentral | 486 | 0.00022197
[11 empty] | c_DK2_SmallDecentral | 487 | 0.0002563
[11 empty] | c_DK2_SmallDecentral | 488 | 0.0002518
[11 empty] | c_DK2_SmallDecentral | 489 | 0.0002308
[11 empty] | c_DK2_SmallDecentral | 490 | 0.00022313
[11 empty] | c_DK2_SmallDecentral | 491 | 0.00021297
[11 empty] | c_DK2_SmallDecentral | 492 | 0.0002048
[11 empty] | c_DK2_SmallDecentral | 493 | 0.00019897
[11 empty] | c_DK2_SmallDecentral | 494 | 0.00018947
[11 empty] | c_DK2_SmallDecentral | 495 | 0.00018847
[11 empty] | c_DK2_SmallDecentral | 496 | 0.00018681
[11 empty] | c_DK2_SmallDecentral | 497 | 0.00019264
[11 empty] | c_DK2_SmallDecentral | 498 | 0.00020147
[11 empty] | c_DK2_SmallDecentral | 499 | 0.00020314
[11 empty] | c_DK2_SmallDecentral | 500 | 0.00020464
[11 empty] | c_DK2_SmallDecentral | 501 | 0.0002018
[11 empty] | c_DK2_SmallDecentral | 502 | 0.00018481
[11 empty] | c_DK2_SmallDecentral | 503 | 0.00015198
[11 empty] | c_DK2_SmallDecentral | 504 | 0.00011898
[11 empty] | c_DK2_SmallDecentral | 505 | 0.00010815
[11 empty] | c_DK2_SmallDecentral | 506 | 0.00011482
[11 empty] | c_DK2_SmallDecentral | 507 | 0.00011665
[11 empty] | c_DK2_SmallDecentral | 508 | 0.00012465
[11 empty] | c_DK2_SmallDecentral | 509 | 0.00015314
[11 empty] | c_DK2_SmallDecentral | 510 | 0.0002233
[11 empty] | c_DK2_SmallDecentral | 511 | 0.00025863
[11 empty] | c_DK2_SmallDecentral | 512 | 0.0002543
[11 empty] | c_DK2_SmallDecentral | 513 | 0.00023547
[11 empty] | c_DK2_SmallDecentral | 514 | 0.00022713
[11 empty] | c_DK2_SmallDecentral | 515 | 0.0002163
[11 empty] | c_DK2_SmallDecentral | 516 | 0.00020814
[11 empty] | c_DK2_SmallDecentral | 517 | 0.00020214
[11 empty] | c_DK2_SmallDecentral | 518 | 0.00019214
[11 empty] | c_DK2_SmallDecentral | 519 | 0.00019081
[11 empty] | c_DK2_SmallDecentral | 520 | 0.00018914
[11 empty] | c_DK2_SmallDecentral | 521 | 0.00019447
[11 empty] | c_DK2_SmallDecentral | 522 | 0.00020214
[11 empty] | c_DK2_SmallDecentral | 523 | 0.0002028
[11 empty] | c_DK2_SmallDecentral | 524 | 0.0002043
[11 empty] | c_DK2_SmallDecentral | 525 | 0.00020247
[11 empty] | c_DK2_SmallDecentral | 526 | 0.00018447
[11 empty] | c_DK2_SmallDecentral | 527 | 0.00015181
[11 empty] | c_DK2_SmallDecentral | 528 | 0.00011898
[11 empty] | c_DK2_SmallDecentral | 529 | 0.00011648
[11 empty] | c_DK2_SmallDecentral | 530 | 0.00012232
[11 empty] | c_DK2_SmallDecentral | 531 | 0.00012415
[11 empty] | c_DK2_SmallDecentral | 532 | 0.00013265
[11 empty] | c_DK2_SmallDecentral | 533 | 0.00016014
[11 empty] | c_DK2_SmallDecentral | 534 | 0.00023063
[11 empty] | c_DK2_SmallDecentral | 535 | 0.00026696
[11 empty] | c_DK2_SmallDecentral | 536 | 0.00026196
[11 empty] | c_DK2_SmallDecentral | 537 | 0.0002458
[11 empty] | c_DK2_SmallDecentral | 538 | 0.0002363
[11 empty] | c_DK2_SmallDecentral | 539 | 0.00022563
[11 empty] | c_DK2_SmallDecentral | 540 | 0.00021747
[11 empty] | c_DK2_SmallDecentral | 541 | 0.00021164
[11 empty] | c_DK2_SmallDecentral | 542 | 0.00020047
[11 empty] | c_DK2_SmallDecentral | 543 | 0.0001993
[11 empty] | c_DK2_SmallDecentral | 544 | 0.00019747
[11 empty] | c_DK2_SmallDecentral | 545 | 0.0002023
[11 empty] | c_DK2_SmallDecentral | 546 | 0.0002103
[11 empty] | c_DK2_SmallDecentral | 547 | 0.00021064
[11 empty] | c_DK2_SmallDecentral | 548 | 0.00021197
[11 empty] | c_DK2_SmallDecentral | 549 | 0.00020864
[11 empty] | c_DK2_SmallDecentral | 550 | 0.00018997
[11 empty] | c_DK2_SmallDecentral | 551 | 0.00015898
[11 empty] | c_DK2_SmallDecentral | 552 | 0.00012631
[11 empty] | c_DK2_SmallDecentral | 553 | 0.00012332
[11 empty] | c_DK2_SmallDecentral | 554 | 0.00012931
[11 empty] | c_DK2_SmallDecentral | 555 | 0.00013148
[11 empty] | c_DK2_SmallDecentral | 556 | 0.00013998
[11 empty] | c_DK2_SmallDecentral | 557 | 0.00016781
[11 empty] | c_DK2_SmallDecentral | 558 | 0.00023963
[11 empty] | c_DK2_SmallDecentral | 559 | 0.00027729
[11 empty] | c_DK2_SmallDecentral | 560 | 0.00027163
[11 empty] | c_DK2_SmallDecentral | 561 | 0.00025646
[11 empty] | c_DK2_SmallDecentral | 562 | 0.00024663
[11 empty] | c_DK2_SmallDecentral | 563 | 0.00023547
[11 empty] | c_DK2_SmallDecentral | 564 | 0.00022747
[11 empty] | c_DK2_SmallDecentral | 565 | 0.00022113
[11 empty] | c_DK2_SmallDecentral | 566 | 0.0002093
[11 empty] | c_DK2_SmallDecentral | 567 | 0.00020847
[11 empty] | c_DK2_SmallDecentral | 568 | 0.00020647
[11 empty] | c_DK2_SmallDecentral | 569 | 0.0002113
[11 empty] | c_DK2_SmallDecentral | 570 | 0.0002193
[11 empty] | c_DK2_SmallDecentral | 571 | 0.0002193
[11 empty] | c_DK2_SmallDecentral | 572 | 0.00022063
[11 empty] | c_DK2_SmallDecentral | 573 | 0.00021663
[11 empty] | c_DK2_SmallDecentral | 574 | 0.0001973
[11 empty] | c_DK2_SmallDecentral | 575 | 0.00016598
[11 empty] | c_DK2_SmallDecentral | 576 | 0.00013315
[11 empty] | c_DK2_SmallDecentral | 577 | 0.00012615
[11 empty] | c_DK2_SmallDecentral | 578 | 0.00013065
[11 empty] | c_DK2_SmallDecentral | 579 | 0.00013281
[11 empty] | c_DK2_SmallDecentral | 580 | 0.00014065
[11 empty] | c_DK2_SmallDecentral | 581 | 0.00016764
[11 empty] | c_DK2_SmallDecentral | 582 | 0.0002398
[11 empty] | c_DK2_SmallDecentral | 583 | 0.00027996
[11 empty] | c_DK2_SmallDecentral | 584 | 0.00027546
[11 empty] | c_DK2_SmallDecentral | 585 | 0.00026163
[11 empty] | c_DK2_SmallDecentral | 586 | 0.0002518
[11 empty] | c_DK2_SmallDecentral | 587 | 0.00023963
[11 empty] | c_DK2_SmallDecentral | 588 | 0.00023147
[11 empty] | c_DK2_SmallDecentral | 589 | 0.00022547
[11 empty] | c_DK2_SmallDecentral | 590 | 0.0002138
[11 empty] | c_DK2_SmallDecentral | 591 | 0.00021214
[11 empty] | c_DK2_SmallDecentral | 592 | 0.0002103
[11 empty] | c_DK2_SmallDecentral | 593 | 0.00021547
[11 empty] | c_DK2_SmallDecentral | 594 | 0.00022297
[11 empty] | c_DK2_SmallDecentral | 595 | 0.0002248
[11 empty] | c_DK2_SmallDecentral | 596 | 0.0002258
[11 empty] | c_DK2_SmallDecentral | 597 | 0.00022113
[11 empty] | c_DK2_SmallDecentral | 598 | 0.00020164
[11 empty] | c_DK2_SmallDecentral | 599 | 0.00016931
[11 empty] | c_DK2_SmallDecentral | 600 | 0.00013581
[11 empty] | c_DK2_SmallDecentral | 601 | 0.00012065
[11 empty] | c_DK2_SmallDecentral | 602 | 0.00012332
[11 empty] | c_DK2_SmallDecentral | 603 | 0.00012182
[11 empty] | c_DK2_SmallDecentral | 604 | 0.00013081
[11 empty] | c_DK2_SmallDecentral | 605 | 0.00015781
[11 empty] | c_DK2_SmallDecentral | 606 | 0.00022213
[11 empty] | c_DK2_SmallDecentral | 607 | 0.00026363
[11 empty] | c_DK2_SmallDecentral | 608 | 0.00025763
[11 empty] | c_DK2_SmallDecentral | 609 | 0.00023813
[11 empty] | c_DK2_SmallDecentral | 610 | 0.00022997
[11 empty] | c_DK2_SmallDecentral | 611 | 0.0002228
[11 empty] | c_DK2_SmallDecentral | 612 | 0.00021264
[11 empty] | c_DK2_SmallDecentral | 613 | 0.0002073
[11 empty] | c_DK2_SmallDecentral | 614 | 0.0001963
[11 empty] | c_DK2_SmallDecentral | 615 | 0.00020064
[11 empty] | c_DK2_SmallDecentral | 616 | 0.0001958
[11 empty] | c_DK2_SmallDecentral | 617 | 0.00020214
[11 empty] | c_DK2_SmallDecentral | 618 | 0.00020697
[11 empty] | c_DK2_SmallDecentral | 619 | 0.00020847
[11 empty] | c_DK2_SmallDecentral | 620 | 0.0002083
[11 empty] | c_DK2_SmallDecentral | 621 | 0.0002053
[11 empty] | c_DK2_SmallDecentral | 622 | 0.00019031
[11 empty] | c_DK2_SmallDecentral | 623 | 0.00015948
[11 empty] | c_DK2_SmallDecentral | 624 | 0.00012665
[11 empty] | c_DK2_SmallDecentral | 625 | 0.00010698
[11 empty] | c_DK2_SmallDecentral | 626 | 0.00011348
[11 empty] | c_DK2_SmallDecentral | 627 | 0.00011482
[11 empty] | c_DK2_SmallDecentral | 628 | 0.00012948
[11 empty] | c_DK2_SmallDecentral | 629 | 0.00016348
[11 empty] | c_DK2_SmallDecentral | 630 | 0.00022697
[11 empty] | c_DK2_SmallDecentral | 631 | 0.00023796
[11 empty] | c_DK2_SmallDecentral | 632 | 0.00023397
[11 empty] | c_DK2_SmallDecentral | 633 | 0.00021447
[11 empty] | c_DK2_SmallDecentral | 634 | 0.00020614
[11 empty] | c_DK2_SmallDecentral | 635 | 0.00019764
[11 empty] | c_DK2_SmallDecentral | 636 | 0.00019164
[11 empty] | c_DK2_SmallDecentral | 637 | 0.00018681
[11 empty] | c_DK2_SmallDecentral | 638 | 0.00017914
[11 empty] | c_DK2_SmallDecentral | 639 | 0.00017997
[11 empty] | c_DK2_SmallDecentral | 640 | 0.00017947
[11 empty] | c_DK2_SmallDecentral | 641 | 0.00018514
[11 empty] | c_DK2_SmallDecentral | 642 | 0.00019564
[11 empty] | c_DK2_SmallDecentral | 643 | 0.00019897
[11 empty] | c_DK2_SmallDecentral | 644 | 0.00019997
[11 empty] | c_DK2_SmallDecentral | 645 | 0.0001988
[11 empty] | c_DK2_SmallDecentral | 646 | 0.00018547
[11 empty] | c_DK2_SmallDecentral | 647 | 0.00015048
[11 empty] | c_DK2_SmallDecentral | 648 | 0.00012048
[11 empty] | c_DK2_SmallDecentral | 649 | 0.00010315
[11 empty] | c_DK2_SmallDecentral | 650 | 0.00010948
[11 empty] | c_DK2_SmallDecentral | 651 | 0.00011132
[11 empty] | c_DK2_SmallDecentral | 652 | 0.00011982
[11 empty] | c_DK2_SmallDecentral | 653 | 0.00014814
[11 empty] | c_DK2_SmallDecentral | 654 | 0.0002183
[11 empty] | c_DK2_SmallDecentral | 655 | 0.00025213
[11 empty] | c_DK2_SmallDecentral | 656 | 0.00024763
[11 empty] | c_DK2_SmallDecentral | 657 | 0.00022613
[11 empty] | c_DK2_SmallDecentral | 658 | 0.00021813
[11 empty] | c_DK2_SmallDecentral | 659 | 0.00020864
[11 empty] | c_DK2_SmallDecentral | 660 | 0.00020014
[11 empty] | c_DK2_SmallDecentral | 661 | 0.0001943
[11 empty] | c_DK2_SmallDecentral | 662 | 0.00018547
[11 empty] | c_DK2_SmallDecentral | 663 | 0.00018464
[11 empty] | c_DK2_SmallDecentral | 664 | 0.00018297
[11 empty] | c_DK2_SmallDecentral | 665 | 0.00018881
[11 empty] | c_DK2_SmallDecentral | 666 | 0.00019764
[11 empty] | c_DK2_SmallDecentral | 667 | 0.0001993
[11 empty] | c_DK2_SmallDecentral | 668 | 0.00020097
[11 empty] | c_DK2_SmallDecentral | 669 | 0.00019864
[11 empty] | c_DK2_SmallDecentral | 670 | 0.00018181
[11 empty] | c_DK2_SmallDecentral | 671 | 0.00014848
[11 empty] | c_DK2_SmallDecentral | 672 | 0.00011548
[11 empty] | c_DK2_SmallDecentral | 673 | 0.00010565
[11 empty] | c_DK2_SmallDecentral | 674 | 0.00011248
[11 empty] | c_DK2_SmallDecentral | 675 | 0.00011415
[11 empty] | c_DK2_SmallDecentral | 676 | 0.00012215
[11 empty] | c_DK2_SmallDecentral | 677 | 0.00015081
[11 empty] | c_DK2_SmallDecentral | 678 | 0.00022063
[11 empty] | c_DK2_SmallDecentral | 679 | 0.00025596
[11 empty] | c_DK2_SmallDecentral | 680 | 0.0002518
[11 empty] | c_DK2_SmallDecentral | 681 | 0.00023197
[11 empty] | c_DK2_SmallDecentral | 682 | 0.00022397
[11 empty] | c_DK2_SmallDecentral | 683 | 0.0002133
[11 empty] | c_DK2_SmallDecentral | 684 | 0.00020514
[11 empty] | c_DK2_SmallDecentral | 685 | 0.0001993
[11 empty] | c_DK2_SmallDecentral | 686 | 0.00018931
[11 empty] | c_DK2_SmallDecentral | 687 | 0.00018797
[11 empty] | c_DK2_SmallDecentral | 688 | 0.00018647
[11 empty] | c_DK2_SmallDecentral | 689 | 0.00019197
[11 empty] | c_DK2_SmallDecentral | 690 | 0.00019964
[11 empty] | c_DK2_SmallDecentral | 691 | 0.0002003
[11 empty] | c_DK2_SmallDecentral | 692 | 0.00020197
[11 empty] | c_DK2_SmallDecentral | 693 | 0.0002003
[11 empty] | c_DK2_SmallDecentral | 694 | 0.00018247
[11 empty] | c_DK2_SmallDecentral | 695 | 0.00014931
[11 empty] | c_DK2_SmallDecentral | 696 | 0.00011698
[11 empty] | c_DK2_SmallDecentral | 697 | 0.00010482
[11 empty] | c_DK2_SmallDecentral | 698 | 0.00011148
[11 empty] | c_DK2_SmallDecentral | 699 | 0.00011332
[11 empty] | c_DK2_SmallDecentral | 700 | 0.00012132
[11 empty] | c_DK2_SmallDecentral | 701 | 0.00015031
[11 empty] | c_DK2_SmallDecentral | 702 | 0.00022013
[11 empty] | c_DK2_SmallDecentral | 703 | 0.0002553
[11 empty] | c_DK2_SmallDecentral | 704 | 0.0002513
[11 empty] | c_DK2_SmallDecentral | 705 | 0.00023163
[11 empty] | c_DK2_SmallDecentral | 706 | 0.0002233
[11 empty] | c_DK2_SmallDecentral | 707 | 0.00021297
[11 empty] | c_DK2_SmallDecentral | 708 | 0.0002043
[11 empty] | c_DK2_SmallDecentral | 709 | 0.00019864
[11 empty] | c_DK2_SmallDecentral | 710 | 0.00018897
[11 empty] | c_DK2_SmallDecentral | 711 | 0.00018764
[11 empty] | c_DK2_SmallDecentral | 712 | 0.00018597
[11 empty] | c_DK2_SmallDecentral | 713 | 0.00019164
[11 empty] | c_DK2_SmallDecentral | 714 | 0.0001993
[11 empty] | c_DK2_SmallDecentral | 715 | 0.00020014
[11 empty] | c_DK2_SmallDecentral | 716 | 0.0002018
[11 empty] | c_DK2_SmallDecentral | 717 | 0.0002003
[11 empty] | c_DK2_SmallDecentral | 718 | 0.00018247
[11 empty] | c_DK2_SmallDecentral | 719 | 0.00014914
[11 empty] | c_DK2_SmallDecentral | 720 | 0.00011632
[11 empty] | c_DK2_SmallDecentral | 721 | 0.00010515
[11 empty] | c_DK2_SmallDecentral | 722 | 0.00011215
[11 empty] | c_DK2_SmallDecentral | 723 | 0.00011398
[11 empty] | c_DK2_SmallDecentral | 724 | 0.00012215
[11 empty] | c_DK2_SmallDecentral | 725 | 0.00015131
[11 empty] | c_DK2_SmallDecentral | 726 | 0.0002218
[11 empty] | c_DK2_SmallDecentral | 727 | 0.0002573
[11 empty] | c_DK2_SmallDecentral | 728 | 0.00025346
[11 empty] | c_DK2_SmallDecentral | 729 | 0.00023297
[11 empty] | c_DK2_SmallDecentral | 730 | 0.0002248
[11 empty] | c_DK2_SmallDecentral | 731 | 0.0002143
[11 empty] | c_DK2_SmallDecentral | 732 | 0.0002058
[11 empty] | c_DK2_SmallDecentral | 733 | 0.0001998
[11 empty] | c_DK2_SmallDecentral | 734 | 0.00019031
[11 empty] | c_DK2_SmallDecentral | 735 | 0.00018881
[11 empty] | c_DK2_SmallDecentral | 736 | 0.00018747
[11 empty] | c_DK2_SmallDecentral | 737 | 0.00019314
[11 empty] | c_DK2_SmallDecentral | 738 | 0.00020064
[11 empty] | c_DK2_SmallDecentral | 739 | 0.00020164
[11 empty] | c_DK2_SmallDecentral | 740 | 0.0002033
[11 empty] | c_DK2_SmallDecentral | 741 | 0.0002018
[11 empty] | c_DK2_SmallDecentral | 742 | 0.00018397
[11 empty] | c_DK2_SmallDecentral | 743 | 0.00014998
[11 empty] | c_DK2_SmallDecentral | 744 | 0.00011698
[11 empty] | c_DK2_SmallDecentral | 745 | 0.00010432
[11 empty] | c_DK2_SmallDecentral | 746 | 0.00011032
[11 empty] | c_DK2_SmallDecentral | 747 | 0.00011248
[11 empty] | c_DK2_SmallDecentral | 748 | 0.00011915
[11 empty] | c_DK2_SmallDecentral | 749 | 0.00014715
[11 empty] | c_DK2_SmallDecentral | 750 | 0.00021713
[11 empty] | c_DK2_SmallDecentral | 751 | 0.0002538
[11 empty] | c_DK2_SmallDecentral | 752 | 0.00025213
[11 empty] | c_DK2_SmallDecentral | 753 | 0.0002323
[11 empty] | c_DK2_SmallDecentral | 754 | 0.00022347
[11 empty] | c_DK2_SmallDecentral | 755 | 0.00021264
[11 empty] | c_DK2_SmallDecentral | 756 | 0.00020414
[11 empty] | c_DK2_SmallDecentral | 757 | 0.0001978
[11 empty] | c_DK2_SmallDecentral | 758 | 0.00018881
[11 empty] | c_DK2_SmallDecentral | 759 | 0.00018664
[11 empty] | c_DK2_SmallDecentral | 760 | 0.00018514
[11 empty] | c_DK2_SmallDecentral | 761 | 0.00019081
[11 empty] | c_DK2_SmallDecentral | 762 | 0.0001993
[11 empty] | c_DK2_SmallDecentral | 763 | 0.0002008
[11 empty] | c_DK2_SmallDecentral | 764 | 0.00020347
[11 empty] | c_DK2_SmallDecentral | 765 | 0.00020114
[11 empty] | c_DK2_SmallDecentral | 766 | 0.00018397
[11 empty] | c_DK2_SmallDecentral | 767 | 0.00014948
[11 empty] | c_DK2_SmallDecentral | 768 | 0.00011565
[11 empty] | c_DK2_SmallDecentral | 769 | 0.00010482
[11 empty] | c_DK2_SmallDecentral | 770 | 0.00010682
[11 empty] | c_DK2_SmallDecentral | 771 | 0.00010648
[11 empty] | c_DK2_SmallDecentral | 772 | 0.00011598
[11 empty] | c_DK2_SmallDecentral | 773 | 0.00014315
[11 empty] | c_DK2_SmallDecentral | 774 | 0.00020664
[11 empty] | c_DK2_SmallDecentral | 775 | 0.00024796
[11 empty] | c_DK2_SmallDecentral | 776 | 0.00024213
[11 empty] | c_DK2_SmallDecentral | 777 | 0.00022163
[11 empty] | c_DK2_SmallDecentral | 778 | 0.0002118
[11 empty] | c_DK2_SmallDecentral | 779 | 0.0002048
[11 empty] | c_DK2_SmallDecentral | 780 | 0.00019497
[11 empty] | c_DK2_SmallDecentral | 781 | 0.00018831
[11 empty] | c_DK2_SmallDecentral | 782 | 0.00017797
[11 empty] | c_DK2_SmallDecentral | 783 | 0.00018197
[11 empty] | c_DK2_SmallDecentral | 784 | 0.00017964
[11 empty] | c_DK2_SmallDecentral | 785 | 0.00018597
[11 empty] | c_DK2_SmallDecentral | 786 | 0.00019231
[11 empty] | c_DK2_SmallDecentral | 787 | 0.0001948
[11 empty] | c_DK2_SmallDecentral | 788 | 0.00019464
[11 empty] | c_DK2_SmallDecentral | 789 | 0.00019197
[11 empty] | c_DK2_SmallDecentral | 790 | 0.00017947
[11 empty] | c_DK2_SmallDecentral | 791 | 0.00014565
[11 empty] | c_DK2_SmallDecentral | 792 | 0.00011265
[11 empty] | c_DK2_SmallDecentral | 793 | 0.00010532
[11 empty] | c_DK2_SmallDecentral | 794 | 0.00011182
[11 empty] | c_DK2_SmallDecentral | 795 | 0.00011282
[11 empty] | c_DK2_SmallDecentral | 796 | 0.00012781
[11 empty] | c_DK2_SmallDecentral | 797 | 0.00016248
[11 empty] | c_DK2_SmallDecentral | 798 | 0.00022613
[11 empty] | c_DK2_SmallDecentral | 799 | 0.00023647
[11 empty] | c_DK2_SmallDecentral | 800 | 0.00023263
[11 empty] | c_DK2_SmallDecentral | 801 | 0.00021264
[11 empty] | c_DK2_SmallDecentral | 802 | 0.00020447
[11 empty] | c_DK2_SmallDecentral | 803 | 0.0001958
[11 empty] | c_DK2_SmallDecentral | 804 | 0.00018981
[11 empty] | c_DK2_SmallDecentral | 805 | 0.00018497
[11 empty] | c_DK2_SmallDecentral | 806 | 0.00017731
[11 empty] | c_DK2_SmallDecentral | 807 | 0.00017847
[11 empty] | c_DK2_SmallDecentral | 808 | 0.00017781
[11 empty] | c_DK2_SmallDecentral | 809 | 0.00018331
[11 empty] | c_DK2_SmallDecentral | 810 | 0.00019447
[11 empty] | c_DK2_SmallDecentral | 811 | 0.00019814
[11 empty] | c_DK2_SmallDecentral | 812 | 0.00019914
[11 empty] | c_DK2_SmallDecentral | 813 | 0.00019797
[11 empty] | c_DK2_SmallDecentral | 814 | 0.00018447
[11 empty] | c_DK2_SmallDecentral | 815 | 0.00014914
[11 empty] | c_DK2_SmallDecentral | 816 | 0.00011932
[11 empty] | c_DK2_SmallDecentral | 817 | 0.00010332
[11 empty] | c_DK2_SmallDecentral | 818 | 0.00010982
[11 empty] | c_DK2_SmallDecentral | 819 | 0.00011165
[11 empty] | c_DK2_SmallDecentral | 820 | 0.00012032
[11 empty] | c_DK2_SmallDecentral | 821 | 0.00014881
[11 empty] | c_DK2_SmallDecentral | 822 | 0.00021913
[11 empty] | c_DK2_SmallDecentral | 823 | 0.0002533
[11 empty] | c_DK2_SmallDecentral | 824 | 0.00024863
[11 empty] | c_DK2_SmallDecentral | 825 | 0.00022697
[11 empty] | c_DK2_SmallDecentral | 826 | 0.00021913
[11 empty] | c_DK2_SmallDecentral | 827 | 0.0002093
[11 empty] | c_DK2_SmallDecentral | 828 | 0.00020097
[11 empty] | c_DK2_SmallDecentral | 829 | 0.00019497
[11 empty] | c_DK2_SmallDecentral | 830 | 0.00018631
[11 empty] | c_DK2_SmallDecentral | 831 | 0.00018547
[11 empty] | c_DK2_SmallDecentral | 832 | 0.00018414
[11 empty] | c_DK2_SmallDecentral | 833 | 0.00018981
[11 empty] | c_DK2_SmallDecentral | 834 | 0.0001988
[11 empty] | c_DK2_SmallDecentral | 835 | 0.00020047
[11 empty] | c_DK2_SmallDecentral | 836 | 0.00020214
[11 empty] | c_DK2_SmallDecentral | 837 | 0.00019964
[11 empty] | c_DK2_SmallDecentral | 838 | 0.00018281
[11 empty] | c_DK2_SmallDecentral | 839 | 0.00014898
[11 empty] | c_DK2_SmallDecentral | 840 | 0.00011582
[11 empty] | c_DK2_SmallDecentral | 841 | 9.5819e-05
[11 empty] | c_DK2_SmallDecentral | 842 | 0.00010248
[11 empty] | c_DK2_SmallDecentral | 843 | 0.00010398
[11 empty] | c_DK2_SmallDecentral | 844 | 0.00011148
[11 empty] | c_DK2_SmallDecentral | 845 | 0.00013915
[11 empty] | c_DK2_SmallDecentral | 846 | 0.00020564
[11 empty] | c_DK2_SmallDecentral | 847 | 0.00023846
[11 empty] | c_DK2_SmallDecentral | 848 | 0.00023513
[11 empty] | c_DK2_SmallDecentral | 849 | 0.0002148
[11 empty] | c_DK2_SmallDecentral | 850 | 0.00020747
[11 empty] | c_DK2_SmallDecentral | 851 | 0.00019747
[11 empty] | c_DK2_SmallDecentral | 852 | 0.00018981
[11 empty] | c_DK2_SmallDecentral | 853 | 0.00018431
[11 empty] | c_DK2_SmallDecentral | 854 | 0.00017481
[11 empty] | c_DK2_SmallDecentral | 855 | 0.00017347
[11 empty] | c_DK2_SmallDecentral | 856 | 0.00017197
[11 empty] | c_DK2_SmallDecentral | 857 | 0.00017697
[11 empty] | c_DK2_SmallDecentral | 858 | 0.00018431
[11 empty] | c_DK2_SmallDecentral | 859 | 0.00018531
[11 empty] | c_DK2_SmallDecentral | 860 | 0.00018714
[11 empty] | c_DK2_SmallDecentral | 861 | 0.00018614
[11 empty] | c_DK2_SmallDecentral | 862 | 0.00016964
[11 empty] | c_DK2_SmallDecentral | 863 | 0.00013815
[11 empty] | c_DK2_SmallDecentral | 864 | 0.00010715
[11 empty] | c_DK2_SmallDecentral | 865 | 9.4486e-05
[11 empty] | c_DK2_SmallDecentral | 866 | 0.00010099
[11 empty] | c_DK2_SmallDecentral | 867 | 0.00010265
[11 empty] | c_DK2_SmallDecentral | 868 | 0.00010998
[11 empty] | c_DK2_SmallDecentral | 869 | 0.00013748
[11 empty] | c_DK2_SmallDecentral | 870 | 0.0002033
[11 empty] | c_DK2_SmallDecentral | 871 | 0.0002358
[11 empty] | c_DK2_SmallDecentral | 872 | 0.0002323
[11 empty] | c_DK2_SmallDecentral | 873 | 0.00021247
[11 empty] | c_DK2_SmallDecentral | 874 | 0.0002048
[11 empty] | c_DK2_SmallDecentral | 875 | 0.0001953
[11 empty] | c_DK2_SmallDecentral | 876 | 0.00018747
[11 empty] | c_DK2_SmallDecentral | 877 | 0.00018214
[11 empty] | c_DK2_SmallDecentral | 878 | 0.00017281
[11 empty] | c_DK2_SmallDecentral | 879 | 0.00017131
[11 empty] | c_DK2_SmallDecentral | 880 | 0.00016964
[11 empty] | c_DK2_SmallDecentral | 881 | 0.00017481
[11 empty] | c_DK2_SmallDecentral | 882 | 0.00018214
[11 empty] | c_DK2_SmallDecentral | 883 | 0.00018347
[11 empty] | c_DK2_SmallDecentral | 884 | 0.00018497
[11 empty] | c_DK2_SmallDecentral | 885 | 0.00018431
[11 empty] | c_DK2_SmallDecentral | 886 | 0.00016781
[11 empty] | c_DK2_SmallDecentral | 887 | 0.00013665
[11 empty] | c_DK2_SmallDecentral | 888 | 0.00010582
[11 empty] | c_DK2_SmallDecentral | 889 | 9.0987e-05
[11 empty] | c_DK2_SmallDecentral | 890 | 9.7486e-05
[11 empty] | c_DK2_SmallDecentral | 891 | 9.8652e-05
[11 empty] | c_DK2_SmallDecentral | 892 | 0.00010598
[11 empty] | c_DK2_SmallDecentral | 893 | 0.00013281
[11 empty] | c_DK2_SmallDecentral | 894 | 0.0001968
[11 empty] | c_DK2_SmallDecentral | 895 | 0.00022847
[11 empty] | c_DK2_SmallDecentral | 896 | 0.00022513
[11 empty] | c_DK2_SmallDecentral | 897 | 0.00020514
[11 empty] | c_DK2_SmallDecentral | 898 | 0.0001983
[11 empty] | c_DK2_SmallDecentral | 899 | 0.00018881
[11 empty] | c_DK2_SmallDecentral | 900 | 0.00018131
[11 empty] | c_DK2_SmallDecentral | 901 | 0.00017614
[11 empty] | c_DK2_SmallDecentral | 902 | 0.00016681
[11 empty] | c_DK2_SmallDecentral | 903 | 0.00016548
[11 empty] | c_DK2_SmallDecentral | 904 | 0.00016364
[11 empty] | c_DK2_SmallDecentral | 905 | 0.00016881
[11 empty] | c_DK2_SmallDecentral | 906 | 0.00017581
[11 empty] | c_DK2_SmallDecentral | 907 | 0.00017664
[11 empty] | c_DK2_SmallDecentral | 908 | 0.00017864
[11 empty] | c_DK2_SmallDecentral | 909 | 0.00017797
[11 empty] | c_DK2_SmallDecentral | 910 | 0.00016214
[11 empty] | c_DK2_SmallDecentral | 911 | 0.00013181
[11 empty] | c_DK2_SmallDecentral | 912 | 0.00010198
[11 empty] | c_DK2_SmallDecentral | 913 | 8.4987e-05
[11 empty] | c_DK2_SmallDecentral | 914 | 9.0487e-05
[11 empty] | c_DK2_SmallDecentral | 915 | 9.182e-05
[11 empty] | c_DK2_SmallDecentral | 916 | 9.7652e-05
[11 empty] | c_DK2_SmallDecentral | 917 | 0.00012315
[11 empty] | c_DK2_SmallDecentral | 918 | 0.00018414
[11 empty] | c_DK2_SmallDecentral | 919 | 0.0002158
[11 empty] | c_DK2_SmallDecentral | 920 | 0.0002148
[11 empty] | c_DK2_SmallDecentral | 921 | 0.00019597
[11 empty] | c_DK2_SmallDecentral | 922 | 0.00018814
[11 empty] | c_DK2_SmallDecentral | 923 | 0.00017831
[11 empty] | c_DK2_SmallDecentral | 924 | 0.00017114
[11 empty] | c_DK2_SmallDecentral | 925 | 0.00016598
[11 empty] | c_DK2_SmallDecentral | 926 | 0.00015731
[11 empty] | c_DK2_SmallDecentral | 927 | 0.00015514
[11 empty] | c_DK2_SmallDecentral | 928 | 0.00015331
[11 empty] | c_DK2_SmallDecentral | 929 | 0.00015781
[11 empty] | c_DK2_SmallDecentral | 930 | 0.00016581
[11 empty] | c_DK2_SmallDecentral | 931 | 0.00016781
[11 empty] | c_DK2_SmallDecentral | 932 | 0.00017081
[11 empty] | c_DK2_SmallDecentral | 933 | 0.00016931
[11 empty] | c_DK2_SmallDecentral | 934 | 0.00015514
[11 empty] | c_DK2_SmallDecentral | 935 | 0.00012531
[11 empty] | c_DK2_SmallDecentral | 936 | 9.5653e-05
[11 empty] | c_DK2_SmallDecentral | 937 | 7.8988e-05
[11 empty] | c_DK2_SmallDecentral | 938 | 8.2488e-05
[11 empty] | c_DK2_SmallDecentral | 939 | 7.9655e-05
[11 empty] | c_DK2_SmallDecentral | 940 | 8.9653e-05
[11 empty] | c_DK2_SmallDecentral | 941 | 0.00011848
[11 empty] | c_DK2_SmallDecentral | 942 | 0.00017281
[11 empty] | c_DK2_SmallDecentral | 943 | 0.0002093
[11 empty] | c_DK2_SmallDecentral | 944 | 0.0002063
[11 empty] | c_DK2_SmallDecentral | 945 | 0.00018497
[11 empty] | c_DK2_SmallDecentral | 946 | 0.00017364
[11 empty] | c_DK2_SmallDecentral | 947 | 0.00016598
[11 empty] | c_DK2_SmallDecentral | 948 | 0.00015648
[11 empty] | c_DK2_SmallDecentral | 949 | 0.00015198
[11 empty] | c_DK2_SmallDecentral | 950 | 0.00013931
[11 empty] | c_DK2_SmallDecentral | 951 | 0.00014331
[11 empty] | c_DK2_SmallDecentral | 952 | 0.00014181
[11 empty] | c_DK2_SmallDecentral | 953 | 0.00014681
[11 empty] | c_DK2_SmallDecentral | 954 | 0.00015364
[11 empty] | c_DK2_SmallDecentral | 955 | 0.00015831
[11 empty] | c_DK2_SmallDecentral | 956 | 0.00015981
[11 empty] | c_DK2_SmallDecentral | 957 | 0.00016014
[11 empty] | c_DK2_SmallDecentral | 958 | 0.00014814
[11 empty] | c_DK2_SmallDecentral | 959 | 0.00011915
[11 empty] | c_DK2_SmallDecentral | 960 | 8.8154e-05
[11 empty] | c_DK2_SmallDecentral | 961 | 8.1988e-05
[11 empty] | c_DK2_SmallDecentral | 962 | 9.082e-05
[11 empty] | c_DK2_SmallDecentral | 963 | 8.9653e-05
[11 empty] | c_DK2_SmallDecentral | 964 | 0.00010365
[11 empty] | c_DK2_SmallDecentral | 965 | 0.00013581
[11 empty] | c_DK2_SmallDecentral | 966 | 0.00019181
[11 empty] | c_DK2_SmallDecentral | 967 | 0.0002003
[11 empty] | c_DK2_SmallDecentral | 968 | 0.0001978
[11 empty] | c_DK2_SmallDecentral | 969 | 0.00017597
[11 empty] | c_DK2_SmallDecentral | 970 | 0.00016764
[11 empty] | c_DK2_SmallDecentral | 971 | 0.00015931
[11 empty] | c_DK2_SmallDecentral | 972 | 0.00015364
[11 empty] | c_DK2_SmallDecentral | 973 | 0.00014998
[11 empty] | c_DK2_SmallDecentral | 974 | 0.00014181
[11 empty] | c_DK2_SmallDecentral | 975 | 0.00014265
[11 empty] | c_DK2_SmallDecentral | 976 | 0.00014115
[11 empty] | c_DK2_SmallDecentral | 977 | 0.00014781
[11 empty] | c_DK2_SmallDecentral | 978 | 0.00015764
[11 empty] | c_DK2_SmallDecentral | 979 | 0.00016164
[11 empty] | c_DK2_SmallDecentral | 980 | 0.00016464
[11 empty] | c_DK2_SmallDecentral | 981 | 0.00016564
[11 empty] | c_DK2_SmallDecentral | 982 | 0.00015398
[11 empty] | c_DK2_SmallDecentral | 983 | 0.00012432
[11 empty] | c_DK2_SmallDecentral | 984 | 9.5153e-05
[11 empty] | c_DK2_SmallDecentral | 985 | 8.782e-05
[11 empty] | c_DK2_SmallDecentral | 986 | 9.3986e-05
[11 empty] | c_DK2_SmallDecentral | 987 | 9.5153e-05
[11 empty] | c_DK2_SmallDecentral | 988 | 0.00010248
[11 empty] | c_DK2_SmallDecentral | 989 | 0.00012848
[11 empty] | c_DK2_SmallDecentral | 990 | 0.00019164
[11 empty] | c_DK2_SmallDecentral | 991 | 0.00022163
[11 empty] | c_DK2_SmallDecentral | 992 | 0.00021763
[11 empty] | c_DK2_SmallDecentral | 993 | 0.0001968
[11 empty] | c_DK2_SmallDecentral | 994 | 0.00018997
[11 empty] | c_DK2_SmallDecentral | 995 | 0.00018131
[11 empty] | c_DK2_SmallDecentral | 996 | 0.00017431
[11 empty] | c_DK2_SmallDecentral | 997 | 0.00016914
[11 empty] | c_DK2_SmallDecentral | 998 | 0.00016064
[11 empty] | c_DK2_SmallDecentral | 999 | 0.00015964
[11 empty] | c_DK2_SmallDecentral | 1000 | 0.00015814
[11 empty] | c_DK2_SmallDecentral | 1001 | 0.00016281
[11 empty] | c_DK2_SmallDecentral | 1002 | 0.00017097
[11 empty] | c_DK2_SmallDecentral | 1003 | 0.00017247
[11 empty] | c_DK2_SmallDecentral | 1004 | 0.00017464
[11 empty] | c_DK2_SmallDecentral | 1005 | 0.00017314
[11 empty] | c_DK2_SmallDecentral | 1006 | 0.00015848
[11 empty] | c_DK2_SmallDecentral | 1007 | 0.00012915
[11 empty] | c_DK2_SmallDecentral | 1008 | 9.9652e-05
[11 empty] | c_DK2_SmallDecentral | 1009 | 9.1487e-05
[11 empty] | c_DK2_SmallDecentral | 1010 | 9.8152e-05
[11 empty] | c_DK2_SmallDecentral | 1011 | 9.9319e-05
[11 empty] | c_DK2_SmallDecentral | 1012 | 0.00010665
[11 empty] | c_DK2_SmallDecentral | 1013 | 0.00013348
[11 empty] | c_DK2_SmallDecentral | 1014 | 0.00019797
[11 empty] | c_DK2_SmallDecentral | 1015 | 0.0002298
[11 empty] | c_DK2_SmallDecentral | 1016 | 0.0002263
[11 empty] | c_DK2_SmallDecentral | 1017 | 0.00020647
[11 empty] | c_DK2_SmallDecentral | 1018 | 0.0001993
[11 empty] | c_DK2_SmallDecentral | 1019 | 0.00018981
[11 empty] | c_DK2_SmallDecentral | 1020 | 0.00018231
[11 empty] | c_DK2_SmallDecentral | 1021 | 0.00017714
[11 empty] | c_DK2_SmallDecentral | 1022 | 0.00016781
[11 empty] | c_DK2_SmallDecentral | 1023 | 0.00016648
[11 empty] | c_DK2_SmallDecentral | 1024 | 0.00016464
[11 empty] | c_DK2_SmallDecentral | 1025 | 0.00016964
[11 empty] | c_DK2_SmallDecentral | 1026 | 0.00017681
[11 empty] | c_DK2_SmallDecentral | 1027 | 0.00017781
[11 empty] | c_DK2_SmallDecentral | 1028 | 0.00017964
[11 empty] | c_DK2_SmallDecentral | 1029 | 0.00017881
[11 empty] | c_DK2_SmallDecentral | 1030 | 0.00016298
[11 empty] | c_DK2_SmallDecentral | 1031 | 0.00013265
[11 empty] | c_DK2_SmallDecentral | 1032 | 0.00010248
[11 empty] | c_DK2_SmallDecentral | 1033 | 8.1821e-05
[11 empty] | c_DK2_SmallDecentral | 1034 | 8.8154e-05
[11 empty] | c_DK2_SmallDecentral | 1035 | 8.932e-05
[11 empty] | c_DK2_SmallDecentral | 1036 | 9.6652e-05
[11 empty] | c_DK2_SmallDecentral | 1037 | 0.00012465
[11 empty] | c_DK2_SmallDecentral | 1038 | 0.00018564
[11 empty] | c_DK2_SmallDecentral | 1039 | 0.00021647
[11 empty] | c_DK2_SmallDecentral | 1040 | 0.00021347
[11 empty] | c_DK2_SmallDecentral | 1041 | 0.00019364
[11 empty] | c_DK2_SmallDecentral | 1042 | 0.00018464
[11 empty] | c_DK2_SmallDecentral | 1043 | 0.00017514
[11 empty] | c_DK2_SmallDecentral | 1044 | 0.00016781
[11 empty] | c_DK2_SmallDecentral | 1045 | 0.00016298
[11 empty] | c_DK2_SmallDecentral | 1046 | 0.00015348
[11 empty] | c_DK2_SmallDecentral | 1047 | 0.00015214
[11 empty] | c_DK2_SmallDecentral | 1048 | 0.00015031
[11 empty] | c_DK2_SmallDecentral | 1049 | 0.00015481
[11 empty] | c_DK2_SmallDecentral | 1050 | 0.00016298
[11 empty] | c_DK2_SmallDecentral | 1051 | 0.00016498
[11 empty] | c_DK2_SmallDecentral | 1052 | 0.00016764
[11 empty] | c_DK2_SmallDecentral | 1053 | 0.00016748
[11 empty] | c_DK2_SmallDecentral | 1054 | 0.00015231
[11 empty] | c_DK2_SmallDecentral | 1055 | 0.00012282
[11 empty] | c_DK2_SmallDecentral | 1056 | 9.3486e-05
[11 empty] | c_DK2_SmallDecentral | 1057 | 7.8822e-05
[11 empty] | c_DK2_SmallDecentral | 1058 | 8.5654e-05
[11 empty] | c_DK2_SmallDecentral | 1059 | 8.6487e-05
[11 empty] | c_DK2_SmallDecentral | 1060 | 9.4319e-05
[11 empty] | c_DK2_SmallDecentral | 1061 | 0.00012398
[11 empty] | c_DK2_SmallDecentral | 1062 | 0.00018481
[11 empty] | c_DK2_SmallDecentral | 1063 | 0.0002163
[11 empty] | c_DK2_SmallDecentral | 1064 | 0.00021347
[11 empty] | c_DK2_SmallDecentral | 1065 | 0.0001933
[11 empty] | c_DK2_SmallDecentral | 1066 | 0.00018297
[11 empty] | c_DK2_SmallDecentral | 1067 | 0.00017231
[11 empty] | c_DK2_SmallDecentral | 1068 | 0.00016514
[11 empty] | c_DK2_SmallDecentral | 1069 | 0.00016014
[11 empty] | c_DK2_SmallDecentral | 1070 | 0.00015048
[11 empty] | c_DK2_SmallDecentral | 1071 | 0.00014914
[11 empty] | c_DK2_SmallDecentral | 1072 | 0.00014715
[11 empty] | c_DK2_SmallDecentral | 1073 | 0.00015181
[11 empty] | c_DK2_SmallDecentral | 1074 | 0.00016064
[11 empty] | c_DK2_SmallDecentral | 1075 | 0.00016298
[11 empty] | c_DK2_SmallDecentral | 1076 | 0.00016681
[11 empty] | c_DK2_SmallDecentral | 1077 | 0.00016681
[11 empty] | c_DK2_SmallDecentral | 1078 | 0.00015164
[11 empty] | c_DK2_SmallDecentral | 1079 | 0.00012132
[11 empty] | c_DK2_SmallDecentral | 1080 | 9.132e-05
[11 empty] | c_DK2_SmallDecentral | 1081 | 7.9655e-05
[11 empty] | c_DK2_SmallDecentral | 1082 | 8.5487e-05
[11 empty] | c_DK2_SmallDecentral | 1083 | 8.6154e-05
[11 empty] | c_DK2_SmallDecentral | 1084 | 9.282e-05
[11 empty] | c_DK2_SmallDecentral | 1085 | 0.00012048
[11 empty] | c_DK2_SmallDecentral | 1086 | 0.00018047
[11 empty] | c_DK2_SmallDecentral | 1087 | 0.0002128
[11 empty] | c_DK2_SmallDecentral | 1088 | 0.00021214
[11 empty] | c_DK2_SmallDecentral | 1089 | 0.00019297
[11 empty] | c_DK2_SmallDecentral | 1090 | 0.00018297
[11 empty] | c_DK2_SmallDecentral | 1091 | 0.00017231
[11 empty] | c_DK2_SmallDecentral | 1092 | 0.00016498
[11 empty] | c_DK2_SmallDecentral | 1093 | 0.00015998
[11 empty] | c_DK2_SmallDecentral | 1094 | 0.00015081
[11 empty] | c_DK2_SmallDecentral | 1095 | 0.00014881
[11 empty] | c_DK2_SmallDecentral | 1096 | 0.00014698
[11 empty] | c_DK2_SmallDecentral | 1097 | 0.00015114
[11 empty] | c_DK2_SmallDecentral | 1098 | 0.00016031
[11 empty] | c_DK2_SmallDecentral | 1099 | 0.00016348
[11 empty] | c_DK2_SmallDecentral | 1100 | 0.00016748
[11 empty] | c_DK2_SmallDecentral | 1101 | 0.00016664
[11 empty] | c_DK2_SmallDecentral | 1102 | 0.00015214
[11 empty] | c_DK2_SmallDecentral | 1103 | 0.00012148
[11 empty] | c_DK2_SmallDecentral | 1104 | 9.1487e-05
[11 empty] | c_DK2_SmallDecentral | 1105 | 7.6655e-05
[11 empty] | c_DK2_SmallDecentral | 1106 | 8.0322e-05
[11 empty] | c_DK2_SmallDecentral | 1107 | 7.6989e-05
[11 empty] | c_DK2_SmallDecentral | 1108 | 8.732e-05
[11 empty] | c_DK2_SmallDecentral | 1109 | 0.00011615
[11 empty] | c_DK2_SmallDecentral | 1110 | 0.00016914
[11 empty] | c_DK2_SmallDecentral | 1111 | 0.00020497
[11 empty] | c_DK2_SmallDecentral | 1112 | 0.0002023
[11 empty] | c_DK2_SmallDecentral | 1113 | 0.00018114
[11 empty] | c_DK2_SmallDecentral | 1114 | 0.00016964
[11 empty] | c_DK2_SmallDecentral | 1115 | 0.00016198
[11 empty] | c_DK2_SmallDecentral | 1116 | 0.00015264
[11 empty] | c_DK2_SmallDecentral | 1117 | 0.00014814
[11 empty] | c_DK2_SmallDecentral | 1118 | 0.00013581
[11 empty] | c_DK2_SmallDecentral | 1119 | 0.00013965
[11 empty] | c_DK2_SmallDecentral | 1120 | 0.00013798
[11 empty] | c_DK2_SmallDecentral | 1121 | 0.00014298
[11 empty] | c_DK2_SmallDecentral | 1122 | 0.00014981
[11 empty] | c_DK2_SmallDecentral | 1123 | 0.00015448
[11 empty] | c_DK2_SmallDecentral | 1124 | 0.00015631
[11 empty] | c_DK2_SmallDecentral | 1125 | 0.00015664
[11 empty] | c_DK2_SmallDecentral | 1126 | 0.00014498
[11 empty] | c_DK2_SmallDecentral | 1127 | 0.00011648
[11 empty] | c_DK2_SmallDecentral | 1128 | 8.5821e-05
[11 empty] | c_DK2_SmallDecentral | 1129 | 7.5322e-05
[11 empty] | c_DK2_SmallDecentral | 1130 | 8.5321e-05
[11 empty] | c_DK2_SmallDecentral | 1131 | 8.3154e-05
[11 empty] | c_DK2_SmallDecentral | 1132 | 9.7152e-05
[11 empty] | c_DK2_SmallDecentral | 1133 | 0.00012931
[11 empty] | c_DK2_SmallDecentral | 1134 | 0.00018381
[11 empty] | c_DK2_SmallDecentral | 1135 | 0.00019164
[11 empty] | c_DK2_SmallDecentral | 1136 | 0.00018947
[11 empty] | c_DK2_SmallDecentral | 1137 | 0.00016664
[11 empty] | c_DK2_SmallDecentral | 1138 | 0.00015814
[11 empty] | c_DK2_SmallDecentral | 1139 | 0.00014948
[11 empty] | c_DK2_SmallDecentral | 1140 | 0.00014381
[11 empty] | c_DK2_SmallDecentral | 1141 | 0.00014048
[11 empty] | c_DK2_SmallDecentral | 1142 | 0.00013215
[11 empty] | c_DK2_SmallDecentral | 1143 | 0.00013298
[11 empty] | c_DK2_SmallDecentral | 1144 | 0.00013065
[11 empty] | c_DK2_SmallDecentral | 1145 | 0.00013815
[11 empty] | c_DK2_SmallDecentral | 1146 | 0.00014798
[11 empty] | c_DK2_SmallDecentral | 1147 | 0.00015231
[11 empty] | c_DK2_SmallDecentral | 1148 | 0.00015598
[11 empty] | c_DK2_SmallDecentral | 1149 | 0.00015764
[11 empty] | c_DK2_SmallDecentral | 1150 | 0.00014631
[11 empty] | c_DK2_SmallDecentral | 1151 | 0.00011815
[11 empty] | c_DK2_SmallDecentral | 1152 | 8.8654e-05
[11 empty] | c_DK2_SmallDecentral | 1153 | 7.4489e-05
[11 empty] | c_DK2_SmallDecentral | 1154 | 8.1821e-05
[11 empty] | c_DK2_SmallDecentral | 1155 | 8.2155e-05
[11 empty] | c_DK2_SmallDecentral | 1156 | 9.032e-05
[11 empty] | c_DK2_SmallDecentral | 1157 | 0.00011982
[11 empty] | c_DK2_SmallDecentral | 1158 | 0.00017847
[11 empty] | c_DK2_SmallDecentral | 1159 | 0.00020814
[11 empty] | c_DK2_SmallDecentral | 1160 | 0.00020547
[11 empty] | c_DK2_SmallDecentral | 1161 | 0.00018281
[11 empty] | c_DK2_SmallDecentral | 1162 | 0.00017281
[11 empty] | c_DK2_SmallDecentral | 1163 | 0.00016281
[11 empty] | c_DK2_SmallDecentral | 1164 | 0.00015514
[11 empty] | c_DK2_SmallDecentral | 1165 | 0.00015131
[11 empty] | c_DK2_SmallDecentral | 1166 | 0.00014131
[11 empty] | c_DK2_SmallDecentral | 1167 | 0.00014031
[11 empty] | c_DK2_SmallDecentral | 1168 | 0.00013898
[11 empty] | c_DK2_SmallDecentral | 1169 | 0.00014498
[11 empty] | c_DK2_SmallDecentral | 1170 | 0.00015348
[11 empty] | c_DK2_SmallDecentral | 1171 | 0.00015748
[11 empty] | c_DK2_SmallDecentral | 1172 | 0.00016181
[11 empty] | c_DK2_SmallDecentral | 1173 | 0.00016264
[11 empty] | c_DK2_SmallDecentral | 1174 | 0.00014764
[11 empty] | c_DK2_SmallDecentral | 1175 | 0.00011798
[11 empty] | c_DK2_SmallDecentral | 1176 | 8.7987e-05
[11 empty] | c_DK2_SmallDecentral | 1177 | 7.4489e-05
[11 empty] | c_DK2_SmallDecentral | 1178 | 8.1155e-05
[11 empty] | c_DK2_SmallDecentral | 1179 | 8.1655e-05
[11 empty] | c_DK2_SmallDecentral | 1180 | 8.9487e-05
[11 empty] | c_DK2_SmallDecentral | 1181 | 0.00011982
[11 empty] | c_DK2_SmallDecentral | 1182 | 0.00017864
[11 empty] | c_DK2_SmallDecentral | 1183 | 0.00020947
[11 empty] | c_DK2_SmallDecentral | 1184 | 0.0002068
[11 empty] | c_DK2_SmallDecentral | 1185 | 0.00018681
[11 empty] | c_DK2_SmallDecentral | 1186 | 0.00017564
[11 empty] | c_DK2_SmallDecentral | 1187 | 0.00016498
[11 empty] | c_DK2_SmallDecentral | 1188 | 0.00015814
[11 empty] | c_DK2_SmallDecentral | 1189 | 0.00015331
[11 empty] | c_DK2_SmallDecentral | 1190 | 0.00014348
[11 empty] | c_DK2_SmallDecentral | 1191 | 0.00014215
[11 empty] | c_DK2_SmallDecentral | 1192 | 0.00014015
[11 empty] | c_DK2_SmallDecentral | 1193 | 0.00014465
[11 empty] | c_DK2_SmallDecentral | 1194 | 0.00015398
[11 empty] | c_DK2_SmallDecentral | 1195 | 0.00015648
[11 empty] | c_DK2_SmallDecentral | 1196 | 0.00016064
[11 empty] | c_DK2_SmallDecentral | 1197 | 0.00016114
[11 empty] | c_DK2_SmallDecentral | 1198 | 0.00014631
[11 empty] | c_DK2_SmallDecentral | 1199 | 0.00011632
[11 empty] | c_DK2_SmallDecentral | 1200 | 8.6987e-05
[11 empty] | c_DK2_SmallDecentral | 1201 | 7.4656e-05
[11 empty] | c_DK2_SmallDecentral | 1202 | 8.1321e-05
[11 empty] | c_DK2_SmallDecentral | 1203 | 8.1821e-05
[11 empty] | c_DK2_SmallDecentral | 1204 | 8.9987e-05
[11 empty] | c_DK2_SmallDecentral | 1205 | 0.00011998
[11 empty] | c_DK2_SmallDecentral | 1206 | 0.00017914
[11 empty] | c_DK2_SmallDecentral | 1207 | 0.00021014
[11 empty] | c_DK2_SmallDecentral | 1208 | 0.00020747
[11 empty] | c_DK2_SmallDecentral | 1209 | 0.00018764
[11 empty] | c_DK2_SmallDecentral | 1210 | 0.00017631
[11 empty] | c_DK2_SmallDecentral | 1211 | 0.00016581
[11 empty] | c_DK2_SmallDecentral | 1212 | 0.00015848
[11 empty] | c_DK2_SmallDecentral | 1213 | 0.00015398
[11 empty] | c_DK2_SmallDecentral | 1214 | 0.00014415
[11 empty] | c_DK2_SmallDecentral | 1215 | 0.00014265
[11 empty] | c_DK2_SmallDecentral | 1216 | 0.00014098
[11 empty] | c_DK2_SmallDecentral | 1217 | 0.00014548
[11 empty] | c_DK2_SmallDecentral | 1218 | 0.00015464
[11 empty] | c_DK2_SmallDecentral | 1219 | 0.00015714
[11 empty] | c_DK2_SmallDecentral | 1220 | 0.00016148
[11 empty] | c_DK2_SmallDecentral | 1221 | 0.00016164
[11 empty] | c_DK2_SmallDecentral | 1222 | 0.00014698
[11 empty] | c_DK2_SmallDecentral | 1223 | 0.00011682
[11 empty] | c_DK2_SmallDecentral | 1224 | 8.7154e-05
[11 empty] | c_DK2_SmallDecentral | 1225 | 7.4156e-05
[11 empty] | c_DK2_SmallDecentral | 1226 | 8.0988e-05
[11 empty] | c_DK2_SmallDecentral | 1227 | 8.1155e-05
[11 empty] | c_DK2_SmallDecentral | 1228 | 8.9154e-05
[11 empty] | c_DK2_SmallDecentral | 1229 | 0.00011898
[11 empty] | c_DK2_SmallDecentral | 1230 | 0.00017781
[11 empty] | c_DK2_SmallDecentral | 1231 | 0.00020847
[11 empty] | c_DK2_SmallDecentral | 1232 | 0.0002058
[11 empty] | c_DK2_SmallDecentral | 1233 | 0.00018581
[11 empty] | c_DK2_SmallDecentral | 1234 | 0.00017497
[11 empty] | c_DK2_SmallDecentral | 1235 | 0.00016431
[11 empty] | c_DK2_SmallDecentral | 1236 | 0.00015748
[11 empty] | c_DK2_SmallDecentral | 1237 | 0.00015264
[11 empty] | c_DK2_SmallDecentral | 1238 | 0.00014298
[11 empty] | c_DK2_SmallDecentral | 1239 | 0.00014148
[11 empty] | c_DK2_SmallDecentral | 1240 | 0.00013965
[11 empty] | c_DK2_SmallDecentral | 1241 | 0.00014415
[11 empty] | c_DK2_SmallDecentral | 1242 | 0.00015298
[11 empty] | c_DK2_SmallDecentral | 1243 | 0.00015548
[11 empty] | c_DK2_SmallDecentral | 1244 | 0.00015998
[11 empty] | c_DK2_SmallDecentral | 1245 | 0.00016014
[11 empty] | c_DK2_SmallDecentral | 1246 | 0.00014548
[11 empty] | c_DK2_SmallDecentral | 1247 | 0.00011565
[11 empty] | c_DK2_SmallDecentral | 1248 | 8.6654e-05
[11 empty] | c_DK2_SmallDecentral | 1249 | 8.8987e-05
[11 empty] | c_DK2_SmallDecentral | 1250 | 9.4486e-05
[11 empty] | c_DK2_SmallDecentral | 1251 | 9.5986e-05
[11 empty] | c_DK2_SmallDecentral | 1252 | 0.00010182
[11 empty] | c_DK2_SmallDecentral | 1253 | 0.00012715
[11 empty] | c_DK2_SmallDecentral | 1254 | 0.00018997
[11 empty] | c_DK2_SmallDecentral | 1255 | 0.00022247
[11 empty] | c_DK2_SmallDecentral | 1256 | 0.0002213
[11 empty] | c_DK2_SmallDecentral | 1257 | 0.00020197
[11 empty] | c_DK2_SmallDecentral | 1258 | 0.00019464
[11 empty] | c_DK2_SmallDecentral | 1259 | 0.00018464
[11 empty] | c_DK2_SmallDecentral | 1260 | 0.00017731
[11 empty] | c_DK2_SmallDecentral | 1261 | 0.00017197
[11 empty] | c_DK2_SmallDecentral | 1262 | 0.00016331
[11 empty] | c_DK2_SmallDecentral | 1263 | 0.00016114
[11 empty] | c_DK2_SmallDecentral | 1264 | 0.00015914
[11 empty] | c_DK2_SmallDecentral | 1265 | 0.00016414
[11 empty] | c_DK2_SmallDecentral | 1266 | 0.00017197
[11 empty] | c_DK2_SmallDecentral | 1267 | 0.00017364
[11 empty] | c_DK2_SmallDecentral | 1268 | 0.00017631
[11 empty] | c_DK2_SmallDecentral | 1269 | 0.00017497
[11 empty] | c_DK2_SmallDecentral | 1270 | 0.00015998
[11 empty] | c_DK2_SmallDecentral | 1271 | 0.00012965
[11 empty] | c_DK2_SmallDecentral | 1272 | 9.9319e-05
[11 empty] | c_DK2_SmallDecentral | 1273 | 9.4819e-05
[11 empty] | c_DK2_SmallDecentral | 1274 | 9.6486e-05
[11 empty] | c_DK2_SmallDecentral | 1275 | 9.5986e-05
[11 empty] | c_DK2_SmallDecentral | 1276 | 0.00010465
[11 empty] | c_DK2_SmallDecentral | 1277 | 0.00012998
[11 empty] | c_DK2_SmallDecentral | 1278 | 0.00018897
[11 empty] | c_DK2_SmallDecentral | 1279 | 0.00022713
[11 empty] | c_DK2_SmallDecentral | 1280 | 0.00022213
[11 empty] | c_DK2_SmallDecentral | 1281 | 0.0002023
[11 empty] | c_DK2_SmallDecentral | 1282 | 0.0001933
[11 empty] | c_DK2_SmallDecentral | 1283 | 0.00018697
[11 empty] | c_DK2_SmallDecentral | 1284 | 0.00017747
[11 empty] | c_DK2_SmallDecentral | 1285 | 0.00017164
[11 empty] | c_DK2_SmallDecentral | 1286 | 0.00016181
[11 empty] | c_DK2_SmallDecentral | 1287 | 0.00016581
[11 empty] | c_DK2_SmallDecentral | 1288 | 0.00016298
[11 empty] | c_DK2_SmallDecentral | 1289 | 0.00016864
[11 empty] | c_DK2_SmallDecentral | 1290 | 0.00017464
[11 empty] | c_DK2_SmallDecentral | 1291 | 0.00017681
[11 empty] | c_DK2_SmallDecentral | 1292 | 0.00017681
[11 empty] | c_DK2_SmallDecentral | 1293 | 0.00017481
[11 empty] | c_DK2_SmallDecentral | 1294 | 0.00016348
[11 empty] | c_DK2_SmallDecentral | 1295 | 0.00013248
[11 empty] | c_DK2_SmallDecentral | 1296 | 0.00010198
[11 empty] | c_DK2_SmallDecentral | 1297 | 9.0487e-05
[11 empty] | c_DK2_SmallDecentral | 1298 | 9.6652e-05
[11 empty] | c_DK2_SmallDecentral | 1299 | 9.7652e-05
[11 empty] | c_DK2_SmallDecentral | 1300 | 0.00011098
[11 empty] | c_DK2_SmallDecentral | 1301 | 0.00014198
[11 empty] | c_DK2_SmallDecentral | 1302 | 0.00019864
[11 empty] | c_DK2_SmallDecentral | 1303 | 0.00020814
[11 empty] | c_DK2_SmallDecentral | 1304 | 0.00020547
[11 empty] | c_DK2_SmallDecentral | 1305 | 0.00018631
[11 empty] | c_DK2_SmallDecentral | 1306 | 0.00017881
[11 empty] | c_DK2_SmallDecentral | 1307 | 0.00017114
[11 empty] | c_DK2_SmallDecentral | 1308 | 0.00016581
[11 empty] | c_DK2_SmallDecentral | 1309 | 0.00016181
[11 empty] | c_DK2_SmallDecentral | 1310 | 0.00015448
[11 empty] | c_DK2_SmallDecentral | 1311 | 0.00015514
[11 empty] | c_DK2_SmallDecentral | 1312 | 0.00015431
[11 empty] | c_DK2_SmallDecentral | 1313 | 0.00015898
[11 empty] | c_DK2_SmallDecentral | 1314 | 0.00016881
[11 empty] | c_DK2_SmallDecentral | 1315 | 0.00017231
[11 empty] | c_DK2_SmallDecentral | 1316 | 0.00017347
[11 empty] | c_DK2_SmallDecentral | 1317 | 0.00017281
[11 empty] | c_DK2_SmallDecentral | 1318 | 0.00016148
[11 empty] | c_DK2_SmallDecentral | 1319 | 0.00013031
[11 empty] | c_DK2_SmallDecentral | 1320 | 0.00010332
[11 empty] | c_DK2_SmallDecentral | 1321 | 8.7487e-05
[11 empty] | c_DK2_SmallDecentral | 1322 | 9.332e-05
[11 empty] | c_DK2_SmallDecentral | 1323 | 9.4819e-05
[11 empty] | c_DK2_SmallDecentral | 1324 | 0.00010198
[11 empty] | c_DK2_SmallDecentral | 1325 | 0.00012831
[11 empty] | c_DK2_SmallDecentral | 1326 | 0.00019147
[11 empty] | c_DK2_SmallDecentral | 1327 | 0.00022147
[11 empty] | c_DK2_SmallDecentral | 1328 | 0.00021763
[11 empty] | c_DK2_SmallDecentral | 1329 | 0.00019664
[11 empty] | c_DK2_SmallDecentral | 1330 | 0.00018964
[11 empty] | c_DK2_SmallDecentral | 1331 | 0.00018081
[11 empty] | c_DK2_SmallDecentral | 1332 | 0.00017347
[11 empty] | c_DK2_SmallDecentral | 1333 | 0.00016848
[11 empty] | c_DK2_SmallDecentral | 1334 | 0.00015981
[11 empty] | c_DK2_SmallDecentral | 1335 | 0.00015898
[11 empty] | c_DK2_SmallDecentral | 1336 | 0.00015748
[11 empty] | c_DK2_SmallDecentral | 1337 | 0.00016248
[11 empty] | c_DK2_SmallDecentral | 1338 | 0.00017064
[11 empty] | c_DK2_SmallDecentral | 1339 | 0.00017214
[11 empty] | c_DK2_SmallDecentral | 1340 | 0.00017447
[11 empty] | c_DK2_SmallDecentral | 1341 | 0.00017314
[11 empty] | c_DK2_SmallDecentral | 1342 | 0.00015831
[11 empty] | c_DK2_SmallDecentral | 1343 | 0.00012865
[11 empty] | c_DK2_SmallDecentral | 1344 | 9.9152e-05
[11 empty] | c_DK2_SmallDecentral | 1345 | 7.7322e-05
[11 empty] | c_DK2_SmallDecentral | 1346 | 8.4154e-05
[11 empty] | c_DK2_SmallDecentral | 1347 | 8.4821e-05
[11 empty] | c_DK2_SmallDecentral | 1348 | 9.282e-05
[11 empty] | c_DK2_SmallDecentral | 1349 | 0.00012282
[11 empty] | c_DK2_SmallDecentral | 1350 | 0.00018281
[11 empty] | c_DK2_SmallDecentral | 1351 | 0.00021397
[11 empty] | c_DK2_SmallDecentral | 1352 | 0.00021114
[11 empty] | c_DK2_SmallDecentral | 1353 | 0.00019131
[11 empty] | c_DK2_SmallDecentral | 1354 | 0.00018064
[11 empty] | c_DK2_SmallDecentral | 1355 | 0.00016981
[11 empty] | c_DK2_SmallDecentral | 1356 | 0.00016281
[11 empty] | c_DK2_SmallDecentral | 1357 | 0.00015798
[11 empty] | c_DK2_SmallDecentral | 1358 | 0.00014798
[11 empty] | c_DK2_SmallDecentral | 1359 | 0.00014681
[11 empty] | c_DK2_SmallDecentral | 1360 | 0.00014498
[11 empty] | c_DK2_SmallDecentral | 1361 | 0.00014948
[11 empty] | c_DK2_SmallDecentral | 1362 | 0.00015848
[11 empty] | c_DK2_SmallDecentral | 1363 | 0.00016064
[11 empty] | c_DK2_SmallDecentral | 1364 | 0.00016481
[11 empty] | c_DK2_SmallDecentral | 1365 | 0.00016481
[11 empty] | c_DK2_SmallDecentral | 1366 | 0.00014964
[11 empty] | c_DK2_SmallDecentral | 1367 | 0.00011948
[11 empty] | c_DK2_SmallDecentral | 1368 | 8.9987e-05
[11 empty] | c_DK2_SmallDecentral | 1369 | 7.3156e-05
[11 empty] | c_DK2_SmallDecentral | 1370 | 7.9988e-05
[11 empty] | c_DK2_SmallDecentral | 1371 | 8.0322e-05
[11 empty] | c_DK2_SmallDecentral | 1372 | 8.832e-05
[11 empty] | c_DK2_SmallDecentral | 1373 | 0.00011815
[11 empty] | c_DK2_SmallDecentral | 1374 | 0.00017647
[11 empty] | c_DK2_SmallDecentral | 1375 | 0.00020697
[11 empty] | c_DK2_SmallDecentral | 1376 | 0.0002043
[11 empty] | c_DK2_SmallDecentral | 1377 | 0.00018447
[11 empty] | c_DK2_SmallDecentral | 1378 | 0.00017347
[11 empty] | c_DK2_SmallDecentral | 1379 | 0.00016298
[11 empty] | c_DK2_SmallDecentral | 1380 | 0.00015581
[11 empty] | c_DK2_SmallDecentral | 1381 | 0.00015148
[11 empty] | c_DK2_SmallDecentral | 1382 | 0.00014148
[11 empty] | c_DK2_SmallDecentral | 1383 | 0.00014031
[11 empty] | c_DK2_SmallDecentral | 1384 | 0.00013865
[11 empty] | c_DK2_SmallDecentral | 1385 | 0.00014265
[11 empty] | c_DK2_SmallDecentral | 1386 | 0.00015181
[11 empty] | c_DK2_SmallDecentral | 1387 | 0.00015448
[11 empty] | c_DK2_SmallDecentral | 1388 | 0.00015898
[11 empty] | c_DK2_SmallDecentral | 1389 | 0.00015914
[11 empty] | c_DK2_SmallDecentral | 1390 | 0.00014448
[11 empty] | c_DK2_SmallDecentral | 1391 | 0.00011482
[11 empty] | c_DK2_SmallDecentral | 1392 | 8.5654e-05
[11 empty] | c_DK2_SmallDecentral | 1393 | 7.5989e-05
[11 empty] | c_DK2_SmallDecentral | 1394 | 8.2821e-05
[11 empty] | c_DK2_SmallDecentral | 1395 | 8.3154e-05
[11 empty] | c_DK2_SmallDecentral | 1396 | 9.132e-05
[11 empty] | c_DK2_SmallDecentral | 1397 | 0.00012165
[11 empty] | c_DK2_SmallDecentral | 1398 | 0.00018164
[11 empty] | c_DK2_SmallDecentral | 1399 | 0.00021297
[11 empty] | c_DK2_SmallDecentral | 1400 | 0.0002103
[11 empty] | c_DK2_SmallDecentral | 1401 | 0.00019014
[11 empty] | c_DK2_SmallDecentral | 1402 | 0.00017881
[11 empty] | c_DK2_SmallDecentral | 1403 | 0.00016798
[11 empty] | c_DK2_SmallDecentral | 1404 | 0.00016064
[11 empty] | c_DK2_SmallDecentral | 1405 | 0.00015598
[11 empty] | c_DK2_SmallDecentral | 1406 | 0.00014598
[11 empty] | c_DK2_SmallDecentral | 1407 | 0.00014465
[11 empty] | c_DK2_SmallDecentral | 1408 | 0.00014281
[11 empty] | c_DK2_SmallDecentral | 1409 | 0.00014748
[11 empty] | c_DK2_SmallDecentral | 1410 | 0.00015681
[11 empty] | c_DK2_SmallDecentral | 1411 | 0.00015931
[11 empty] | c_DK2_SmallDecentral | 1412 | 0.00016364
[11 empty] | c_DK2_SmallDecentral | 1413 | 0.00016381
[11 empty] | c_DK2_SmallDecentral | 1414 | 0.00014881
[11 empty] | c_DK2_SmallDecentral | 1415 | 0.00011848
[11 empty] | c_DK2_SmallDecentral | 1416 | 8.8654e-05
[11 empty] | c_DK2_SmallDecentral | 1417 | 8.8487e-05
[11 empty] | c_DK2_SmallDecentral | 1418 | 9.4153e-05
[11 empty] | c_DK2_SmallDecentral | 1419 | 9.5486e-05
[11 empty] | c_DK2_SmallDecentral | 1420 | 0.00010132
[11 empty] | c_DK2_SmallDecentral | 1421 | 0.00012715
[11 empty] | c_DK2_SmallDecentral | 1422 | 0.00018947
[11 empty] | c_DK2_SmallDecentral | 1423 | 0.00022197
[11 empty] | c_DK2_SmallDecentral | 1424 | 0.0002208
[11 empty] | c_DK2_SmallDecentral | 1425 | 0.00020164
[11 empty] | c_DK2_SmallDecentral | 1426 | 0.00019414
[11 empty] | c_DK2_SmallDecentral | 1427 | 0.00018414
[11 empty] | c_DK2_SmallDecentral | 1428 | 0.00017681
[11 empty] | c_DK2_SmallDecentral | 1429 | 0.00017164
[11 empty] | c_DK2_SmallDecentral | 1430 | 0.00016264
[11 empty] | c_DK2_SmallDecentral | 1431 | 0.00016064
[11 empty] | c_DK2_SmallDecentral | 1432 | 0.00015864
[11 empty] | c_DK2_SmallDecentral | 1433 | 0.00016348
[11 empty] | c_DK2_SmallDecentral | 1434 | 0.00017164
[11 empty] | c_DK2_SmallDecentral | 1435 | 0.00017314
[11 empty] | c_DK2_SmallDecentral | 1436 | 0.00017597
[11 empty] | c_DK2_SmallDecentral | 1437 | 0.00017431
[11 empty] | c_DK2_SmallDecentral | 1438 | 0.00015981
[11 empty] | c_DK2_SmallDecentral | 1439 | 0.00012915
[11 empty] | c_DK2_SmallDecentral | 1440 | 9.8985e-05
[11 empty] | c_DK2_SmallDecentral | 1441 | 9.3986e-05
[11 empty] | c_DK2_SmallDecentral | 1442 | 9.5819e-05
[11 empty] | c_DK2_SmallDecentral | 1443 | 9.5319e-05
[11 empty] | c_DK2_SmallDecentral | 1444 | 0.00010382
[11 empty] | c_DK2_SmallDecentral | 1445 | 0.00012898
[11 empty] | c_DK2_SmallDecentral | 1446 | 0.00018764
[11 empty] | c_DK2_SmallDecentral | 1447 | 0.00022563
[11 empty] | c_DK2_SmallDecentral | 1448 | 0.0002208
[11 empty] | c_DK2_SmallDecentral | 1449 | 0.00020097
[11 empty] | c_DK2_SmallDecentral | 1450 | 0.00019197
[11 empty] | c_DK2_SmallDecentral | 1451 | 0.00018581
[11 empty] | c_DK2_SmallDecentral | 1452 | 0.00017647
[11 empty] | c_DK2_SmallDecentral | 1453 | 0.00017047
[11 empty] | c_DK2_SmallDecentral | 1454 | 0.00016081
[11 empty] | c_DK2_SmallDecentral | 1455 | 0.00016448
[11 empty] | c_DK2_SmallDecentral | 1456 | 0.00016198
[11 empty] | c_DK2_SmallDecentral | 1457 | 0.00016764
[11 empty] | c_DK2_SmallDecentral | 1458 | 0.00017331
[11 empty] | c_DK2_SmallDecentral | 1459 | 0.00017564
[11 empty] | c_DK2_SmallDecentral | 1460 | 0.00017564
[11 empty] | c_DK2_SmallDecentral | 1461 | 0.00017364
[11 empty] | c_DK2_SmallDecentral | 1462 | 0.00016231
[11 empty] | c_DK2_SmallDecentral | 1463 | 0.00013148
[11 empty] | c_DK2_SmallDecentral | 1464 | 0.00010115
[11 empty] | c_DK2_SmallDecentral | 1465 | 8.3488e-05
[11 empty] | c_DK2_SmallDecentral | 1466 | 9.0987e-05
[11 empty] | c_DK2_SmallDecentral | 1467 | 9.0987e-05
[11 empty] | c_DK2_SmallDecentral | 1468 | 0.00010448
[11 empty] | c_DK2_SmallDecentral | 1469 | 0.00013548
[11 empty] | c_DK2_SmallDecentral | 1470 | 0.00019064
[11 empty] | c_DK2_SmallDecentral | 1471 | 0.00019947
[11 empty] | c_DK2_SmallDecentral | 1472 | 0.00019714
[11 empty] | c_DK2_SmallDecentral | 1473 | 0.00017647
[11 empty] | c_DK2_SmallDecentral | 1474 | 0.00016881
[11 empty] | c_DK2_SmallDecentral | 1475 | 0.00016081
[11 empty] | c_DK2_SmallDecentral | 1476 | 0.00015548
[11 empty] | c_DK2_SmallDecentral | 1477 | 0.00015181
[11 empty] | c_DK2_SmallDecentral | 1478 | 0.00014415
[11 empty] | c_DK2_SmallDecentral | 1479 | 0.00014481
[11 empty] | c_DK2_SmallDecentral | 1480 | 0.00014315
[11 empty] | c_DK2_SmallDecentral | 1481 | 0.00014914
[11 empty] | c_DK2_SmallDecentral | 1482 | 0.00015881
[11 empty] | c_DK2_SmallDecentral | 1483 | 0.00016231
[11 empty] | c_DK2_SmallDecentral | 1484 | 0.00016481
[11 empty] | c_DK2_SmallDecentral | 1485 | 0.00016498
[11 empty] | c_DK2_SmallDecentral | 1486 | 0.00015364
[11 empty] | c_DK2_SmallDecentral | 1487 | 0.00012415
[11 empty] | c_DK2_SmallDecentral | 1488 | 9.6486e-05
[11 empty] | c_DK2_SmallDecentral | 1489 | 7.4989e-05
[11 empty] | c_DK2_SmallDecentral | 1490 | 8.2488e-05
[11 empty] | c_DK2_SmallDecentral | 1491 | 8.2821e-05
[11 empty] | c_DK2_SmallDecentral | 1492 | 9.0987e-05
[11 empty] | c_DK2_SmallDecentral | 1493 | 0.00012065
[11 empty] | c_DK2_SmallDecentral | 1494 | 0.00017981
[11 empty] | c_DK2_SmallDecentral | 1495 | 0.00020964
[11 empty] | c_DK2_SmallDecentral | 1496 | 0.0002073
[11 empty] | c_DK2_SmallDecentral | 1497 | 0.00018414
[11 empty] | c_DK2_SmallDecentral | 1498 | 0.00017397
[11 empty] | c_DK2_SmallDecentral | 1499 | 0.00016414
[11 empty] | c_DK2_SmallDecentral | 1500 | 0.00015631
[11 empty] | c_DK2_SmallDecentral | 1501 | 0.00015248
[11 empty] | c_DK2_SmallDecentral | 1502 | 0.00014231
[11 empty] | c_DK2_SmallDecentral | 1503 | 0.00014148
[11 empty] | c_DK2_SmallDecentral | 1504 | 0.00014015
[11 empty] | c_DK2_SmallDecentral | 1505 | 0.00014598
[11 empty] | c_DK2_SmallDecentral | 1506 | 0.00015464
[11 empty] | c_DK2_SmallDecentral | 1507 | 0.00015881
[11 empty] | c_DK2_SmallDecentral | 1508 | 0.00016314
[11 empty] | c_DK2_SmallDecentral | 1509 | 0.00016364
[11 empty] | c_DK2_SmallDecentral | 1510 | 0.00014864
[11 empty] | c_DK2_SmallDecentral | 1511 | 0.00011898
[11 empty] | c_DK2_SmallDecentral | 1512 | 8.882e-05
[11 empty] | c_DK2_SmallDecentral | 1513 | 7.8988e-05
[11 empty] | c_DK2_SmallDecentral | 1514 | 8.5821e-05
[11 empty] | c_DK2_SmallDecentral | 1515 | 8.6321e-05
[11 empty] | c_DK2_SmallDecentral | 1516 | 9.4153e-05
[11 empty] | c_DK2_SmallDecentral | 1517 | 0.00012332
[11 empty] | c_DK2_SmallDecentral | 1518 | 0.00018397
[11 empty] | c_DK2_SmallDecentral | 1519 | 0.00021497
[11 empty] | c_DK2_SmallDecentral | 1520 | 0.00021214
[11 empty] | c_DK2_SmallDecentral | 1521 | 0.00019231
[11 empty] | c_DK2_SmallDecentral | 1522 | 0.00018214
[11 empty] | c_DK2_SmallDecentral | 1523 | 0.00017181
[11 empty] | c_DK2_SmallDecentral | 1524 | 0.00016464
[11 empty] | c_DK2_SmallDecentral | 1525 | 0.00015998
[11 empty] | c_DK2_SmallDecentral | 1526 | 0.00014998
[11 empty] | c_DK2_SmallDecentral | 1527 | 0.00014881
[11 empty] | c_DK2_SmallDecentral | 1528 | 0.00014698
[11 empty] | c_DK2_SmallDecentral | 1529 | 0.00015148
[11 empty] | c_DK2_SmallDecentral | 1530 | 0.00016014
[11 empty] | c_DK2_SmallDecentral | 1531 | 0.00016231
[11 empty] | c_DK2_SmallDecentral | 1532 | 0.00016614
[11 empty] | c_DK2_SmallDecentral | 1533 | 0.00016581
[11 empty] | c_DK2_SmallDecentral | 1534 | 0.00015081
[11 empty] | c_DK2_SmallDecentral | 1535 | 0.00012065
[11 empty] | c_DK2_SmallDecentral | 1536 | 9.132e-05
[11 empty] | c_DK2_SmallDecentral | 1537 | 7.9488e-05
[11 empty] | c_DK2_SmallDecentral | 1538 | 8.6154e-05
[11 empty] | c_DK2_SmallDecentral | 1539 | 8.6987e-05
[11 empty] | c_DK2_SmallDecentral | 1540 | 9.4653e-05
[11 empty] | c_DK2_SmallDecentral | 1541 | 0.00012365
[11 empty] | c_DK2_SmallDecentral | 1542 | 0.00018431
[11 empty] | c_DK2_SmallDecentral | 1543 | 0.00021547
[11 empty] | c_DK2_SmallDecentral | 1544 | 0.00021247
[11 empty] | c_DK2_SmallDecentral | 1545 | 0.00019264
[11 empty] | c_DK2_SmallDecentral | 1546 | 0.00018247
[11 empty] | c_DK2_SmallDecentral | 1547 | 0.00017264
[11 empty] | c_DK2_SmallDecentral | 1548 | 0.00016531
[11 empty] | c_DK2_SmallDecentral | 1549 | 0.00016048
[11 empty] | c_DK2_SmallDecentral | 1550 | 0.00015081
[11 empty] | c_DK2_SmallDecentral | 1551 | 0.00014931
[11 empty] | c_DK2_SmallDecentral | 1552 | 0.00014764
[11 empty] | c_DK2_SmallDecentral | 1553 | 0.00015214
[11 empty] | c_DK2_SmallDecentral | 1554 | 0.00016081
[11 empty] | c_DK2_SmallDecentral | 1555 | 0.00016298
[11 empty] | c_DK2_SmallDecentral | 1556 | 0.00016648
[11 empty] | c_DK2_SmallDecentral | 1557 | 0.00016631
[11 empty] | c_DK2_SmallDecentral | 1558 | 0.00015114
[11 empty] | c_DK2_SmallDecentral | 1559 | 0.00012132
[11 empty] | c_DK2_SmallDecentral | 1560 | 9.182e-05
[11 empty] | c_DK2_SmallDecentral | 1561 | 7.3489e-05
[11 empty] | c_DK2_SmallDecentral | 1562 | 8.0322e-05
[11 empty] | c_DK2_SmallDecentral | 1563 | 8.0655e-05
[11 empty] | c_DK2_SmallDecentral | 1564 | 8.8654e-05
[11 empty] | c_DK2_SmallDecentral | 1565 | 0.00011865
[11 empty] | c_DK2_SmallDecentral | 1566 | 0.00017714
[11 empty] | c_DK2_SmallDecentral | 1567 | 0.00020797
[11 empty] | c_DK2_SmallDecentral | 1568 | 0.00020497
[11 empty] | c_DK2_SmallDecentral | 1569 | 0.00018514
[11 empty] | c_DK2_SmallDecentral | 1570 | 0.00017414
[11 empty] | c_DK2_SmallDecentral | 1571 | 0.00016381
[11 empty] | c_DK2_SmallDecentral | 1572 | 0.00015648
[11 empty] | c_DK2_SmallDecentral | 1573 | 0.00015198
[11 empty] | c_DK2_SmallDecentral | 1574 | 0.00014215
[11 empty] | c_DK2_SmallDecentral | 1575 | 0.00014081
[11 empty] | c_DK2_SmallDecentral | 1576 | 0.00013898
[11 empty] | c_DK2_SmallDecentral | 1577 | 0.00014315
[11 empty] | c_DK2_SmallDecentral | 1578 | 0.00015231
[11 empty] | c_DK2_SmallDecentral | 1579 | 0.00015481
[11 empty] | c_DK2_SmallDecentral | 1580 | 0.00015931
[11 empty] | c_DK2_SmallDecentral | 1581 | 0.00015948
[11 empty] | c_DK2_SmallDecentral | 1582 | 0.00014481
[11 empty] | c_DK2_SmallDecentral | 1583 | 0.00011532
[11 empty] | c_DK2_SmallDecentral | 1584 | 8.6154e-05
[11 empty] | c_DK2_SmallDecentral | 1585 | 7.5656e-05
[11 empty] | c_DK2_SmallDecentral | 1586 | 8.1821e-05
[11 empty] | c_DK2_SmallDecentral | 1587 | 8.1821e-05
[11 empty] | c_DK2_SmallDecentral | 1588 | 8.8987e-05
[11 empty] | c_DK2_SmallDecentral | 1589 | 0.00011798
[11 empty] | c_DK2_SmallDecentral | 1590 | 0.00017697
[11 empty] | c_DK2_SmallDecentral | 1591 | 0.00020964
[11 empty] | c_DK2_SmallDecentral | 1592 | 0.0002093
[11 empty] | c_DK2_SmallDecentral | 1593 | 0.00019031
[11 empty] | c_DK2_SmallDecentral | 1594 | 0.00017864
[11 empty] | c_DK2_SmallDecentral | 1595 | 0.00016731
[11 empty] | c_DK2_SmallDecentral | 1596 | 0.00015981
[11 empty] | c_DK2_SmallDecentral | 1597 | 0.00015514
[11 empty] | c_DK2_SmallDecentral | 1598 | 0.00014565
[11 empty] | c_DK2_SmallDecentral | 1599 | 0.00014365
[11 empty] | c_DK2_SmallDecentral | 1600 | 0.00014198
[11 empty] | c_DK2_SmallDecentral | 1601 | 0.00014598
[11 empty] | c_DK2_SmallDecentral | 1602 | 0.00015581
[11 empty] | c_DK2_SmallDecentral | 1603 | 0.00015948
[11 empty] | c_DK2_SmallDecentral | 1604 | 0.00016431
[11 empty] | c_DK2_SmallDecentral | 1605 | 0.00016381
[11 empty] | c_DK2_SmallDecentral | 1606 | 0.00014948
[11 empty] | c_DK2_SmallDecentral | 1607 | 0.00011848
[11 empty] | c_DK2_SmallDecentral | 1608 | 8.8487e-05
[11 empty] | c_DK2_SmallDecentral | 1609 | 7.9322e-05
[11 empty] | c_DK2_SmallDecentral | 1610 | 8.2988e-05
[11 empty] | c_DK2_SmallDecentral | 1611 | 7.9655e-05
[11 empty] | c_DK2_SmallDecentral | 1612 | 9.0153e-05
[11 empty] | c_DK2_SmallDecentral | 1613 | 0.00011898
[11 empty] | c_DK2_SmallDecentral | 1614 | 0.00017314
[11 empty] | c_DK2_SmallDecentral | 1615 | 0.00020964
[11 empty] | c_DK2_SmallDecentral | 1616 | 0.00020664
[11 empty] | c_DK2_SmallDecentral | 1617 | 0.00018531
[11 empty] | c_DK2_SmallDecentral | 1618 | 0.00017414
[11 empty] | c_DK2_SmallDecentral | 1619 | 0.00016631
[11 empty] | c_DK2_SmallDecentral | 1620 | 0.00015681
[11 empty] | c_DK2_SmallDecentral | 1621 | 0.00015248
[11 empty] | c_DK2_SmallDecentral | 1622 | 0.00013981
[11 empty] | c_DK2_SmallDecentral | 1623 | 0.00014381
[11 empty] | c_DK2_SmallDecentral | 1624 | 0.00014215
[11 empty] | c_DK2_SmallDecentral | 1625 | 0.00014731
[11 empty] | c_DK2_SmallDecentral | 1626 | 0.00015414
[11 empty] | c_DK2_SmallDecentral | 1627 | 0.00015864
[11 empty] | c_DK2_SmallDecentral | 1628 | 0.00016031
[11 empty] | c_DK2_SmallDecentral | 1629 | 0.00016031
[11 empty] | c_DK2_SmallDecentral | 1630 | 0.00014848
[11 empty] | c_DK2_SmallDecentral | 1631 | 0.00011948
[11 empty] | c_DK2_SmallDecentral | 1632 | 8.832e-05
[11 empty] | c_DK2_SmallDecentral | 1633 | 8.782e-05
[11 empty] | c_DK2_SmallDecentral | 1634 | 9.4153e-05
[11 empty] | c_DK2_SmallDecentral | 1635 | 9.4819e-05
[11 empty] | c_DK2_SmallDecentral | 1636 | 0.00010815
[11 empty] | c_DK2_SmallDecentral | 1637 | 0.00013915
[11 empty] | c_DK2_SmallDecentral | 1638 | 0.00019514
[11 empty] | c_DK2_SmallDecentral | 1639 | 0.0002043
[11 empty] | c_DK2_SmallDecentral | 1640 | 0.00020164
[11 empty] | c_DK2_SmallDecentral | 1641 | 0.00018197
[11 empty] | c_DK2_SmallDecentral | 1642 | 0.00017447
[11 empty] | c_DK2_SmallDecentral | 1643 | 0.00016681
[11 empty] | c_DK2_SmallDecentral | 1644 | 0.00016164
[11 empty] | c_DK2_SmallDecentral | 1645 | 0.00015764
[11 empty] | c_DK2_SmallDecentral | 1646 | 0.00015014
[11 empty] | c_DK2_SmallDecentral | 1647 | 0.00015098
[11 empty] | c_DK2_SmallDecentral | 1648 | 0.00014964
[11 empty] | c_DK2_SmallDecentral | 1649 | 0.00015498
[11 empty] | c_DK2_SmallDecentral | 1650 | 0.00016448
[11 empty] | c_DK2_SmallDecentral | 1651 | 0.00016798
[11 empty] | c_DK2_SmallDecentral | 1652 | 0.00016964
[11 empty] | c_DK2_SmallDecentral | 1653 | 0.00016931
[11 empty] | c_DK2_SmallDecentral | 1654 | 0.00015781
[11 empty] | c_DK2_SmallDecentral | 1655 | 0.00012765
[11 empty] | c_DK2_SmallDecentral | 1656 | 0.00010049
[11 empty] | c_DK2_SmallDecentral | 1657 | 9.4486e-05
[11 empty] | c_DK2_SmallDecentral | 1658 | 0.00010049
[11 empty] | c_DK2_SmallDecentral | 1659 | 0.00010198
[11 empty] | c_DK2_SmallDecentral | 1660 | 0.00010982
[11 empty] | c_DK2_SmallDecentral | 1661 | 0.00013681
[11 empty] | c_DK2_SmallDecentral | 1662 | 0.00020314
[11 empty] | c_DK2_SmallDecentral | 1663 | 0.0002348
[11 empty] | c_DK2_SmallDecentral | 1664 | 0.00023063
[11 empty] | c_DK2_SmallDecentral | 1665 | 0.00020947
[11 empty] | c_DK2_SmallDecentral | 1666 | 0.00020214
[11 empty] | c_DK2_SmallDecentral | 1667 | 0.00019297
[11 empty] | c_DK2_SmallDecentral | 1668 | 0.00018531
[11 empty] | c_DK2_SmallDecentral | 1669 | 0.00017981
[11 empty] | c_DK2_SmallDecentral | 1670 | 0.00017131
[11 empty] | c_DK2_SmallDecentral | 1671 | 0.00017031
[11 empty] | c_DK2_SmallDecentral | 1672 | 0.00016881
[11 empty] | c_DK2_SmallDecentral | 1673 | 0.00017414
[11 empty] | c_DK2_SmallDecentral | 1674 | 0.00018264
[11 empty] | c_DK2_SmallDecentral | 1675 | 0.00018397
[11 empty] | c_DK2_SmallDecentral | 1676 | 0.00018614
[11 empty] | c_DK2_SmallDecentral | 1677 | 0.00018414
[11 empty] | c_DK2_SmallDecentral | 1678 | 0.00016848
[11 empty] | c_DK2_SmallDecentral | 1679 | 0.00013731
[11 empty] | c_DK2_SmallDecentral | 1680 | 0.00010632
[11 empty] | c_DK2_SmallDecentral | 1681 | 9.332e-05
[11 empty] | c_DK2_SmallDecentral | 1682 | 9.9819e-05
[11 empty] | c_DK2_SmallDecentral | 1683 | 0.00010132
[11 empty] | c_DK2_SmallDecentral | 1684 | 0.00010865
[11 empty] | c_DK2_SmallDecentral | 1685 | 0.00013598
[11 empty] | c_DK2_SmallDecentral | 1686 | 0.0002013
[11 empty] | c_DK2_SmallDecentral | 1687 | 0.00023347
[11 empty] | c_DK2_SmallDecentral | 1688 | 0.00023013
[11 empty] | c_DK2_SmallDecentral | 1689 | 0.00021014
[11 empty] | c_DK2_SmallDecentral | 1690 | 0.00020297
[11 empty] | c_DK2_SmallDecentral | 1691 | 0.00019297
[11 empty] | c_DK2_SmallDecentral | 1692 | 0.00018547
[11 empty] | c_DK2_SmallDecentral | 1693 | 0.00018014
[11 empty] | c_DK2_SmallDecentral | 1694 | 0.00017081
[11 empty] | c_DK2_SmallDecentral | 1695 | 0.00016948
[11 empty] | c_DK2_SmallDecentral | 1696 | 0.00016764
[11 empty] | c_DK2_SmallDecentral | 1697 | 0.00017281
[11 empty] | c_DK2_SmallDecentral | 1698 | 0.00018014
[11 empty] | c_DK2_SmallDecentral | 1699 | 0.00018097
[11 empty] | c_DK2_SmallDecentral | 1700 | 0.00018297
[11 empty] | c_DK2_SmallDecentral | 1701 | 0.00018197
[11 empty] | c_DK2_SmallDecentral | 1702 | 0.00016581
[11 empty] | c_DK2_SmallDecentral | 1703 | 0.00013498
[11 empty] | c_DK2_SmallDecentral | 1704 | 0.00010448
[11 empty] | c_DK2_SmallDecentral | 1705 | 8.832e-05
[11 empty] | c_DK2_SmallDecentral | 1706 | 9.4319e-05
[11 empty] | c_DK2_SmallDecentral | 1707 | 9.5986e-05
[11 empty] | c_DK2_SmallDecentral | 1708 | 0.00010298
[11 empty] | c_DK2_SmallDecentral | 1709 | 0.00012948
[11 empty] | c_DK2_SmallDecentral | 1710 | 0.00019247
[11 empty] | c_DK2_SmallDecentral | 1711 | 0.00022363
[11 empty] | c_DK2_SmallDecentral | 1712 | 0.0002203
[11 empty] | c_DK2_SmallDecentral | 1713 | 0.00020064
[11 empty] | c_DK2_SmallDecentral | 1714 | 0.00019347
[11 empty] | c_DK2_SmallDecentral | 1715 | 0.00018414
[11 empty] | c_DK2_SmallDecentral | 1716 | 0.00017681
[11 empty] | c_DK2_SmallDecentral | 1717 | 0.00017181
[11 empty] | c_DK2_SmallDecentral | 1718 | 0.00016281
[11 empty] | c_DK2_SmallDecentral | 1719 | 0.00016114
[11 empty] | c_DK2_SmallDecentral | 1720 | 0.00015931
[11 empty] | c_DK2_SmallDecentral | 1721 | 0.00016431
[11 empty] | c_DK2_SmallDecentral | 1722 | 0.00017147
[11 empty] | c_DK2_SmallDecentral | 1723 | 0.00017247
[11 empty] | c_DK2_SmallDecentral | 1724 | 0.00017447
[11 empty] | c_DK2_SmallDecentral | 1725 | 0.00017381
[11 empty] | c_DK2_SmallDecentral | 1726 | 0.00015831
[11 empty] | c_DK2_SmallDecentral | 1727 | 0.00012881
[11 empty] | c_DK2_SmallDecentral | 1728 | 9.9319e-05
[11 empty] | c_DK2_SmallDecentral | 1729 | 8.5987e-05
[11 empty] | c_DK2_SmallDecentral | 1730 | 9.2153e-05
[11 empty] | c_DK2_SmallDecentral | 1731 | 9.3486e-05
[11 empty] | c_DK2_SmallDecentral | 1732 | 0.00010032
[11 empty] | c_DK2_SmallDecentral | 1733 | 0.00012698
[11 empty] | c_DK2_SmallDecentral | 1734 | 0.00018897
[11 empty] | c_DK2_SmallDecentral | 1735 | 0.00021963
[11 empty] | c_DK2_SmallDecentral | 1736 | 0.00021647
[11 empty] | c_DK2_SmallDecentral | 1737 | 0.0001968
[11 empty] | c_DK2_SmallDecentral | 1738 | 0.00018964
[11 empty] | c_DK2_SmallDecentral | 1739 | 0.00018014
[11 empty] | c_DK2_SmallDecentral | 1740 | 0.00017314
[11 empty] | c_DK2_SmallDecentral | 1741 | 0.00016814
[11 empty] | c_DK2_SmallDecentral | 1742 | 0.00015881
[11 empty] | c_DK2_SmallDecentral | 1743 | 0.00015748
[11 empty] | c_DK2_SmallDecentral | 1744 | 0.00015548
[11 empty] | c_DK2_SmallDecentral | 1745 | 0.00016048
[11 empty] | c_DK2_SmallDecentral | 1746 | 0.00016764
[11 empty] | c_DK2_SmallDecentral | 1747 | 0.00016848
[11 empty] | c_DK2_SmallDecentral | 1748 | 0.00017081
[11 empty] | c_DK2_SmallDecentral | 1749 | 0.00017031
[11 empty] | c_DK2_SmallDecentral | 1750 | 0.00015514
[11 empty] | c_DK2_SmallDecentral | 1751 | 0.00012598
[11 empty] | c_DK2_SmallDecentral | 1752 | 9.6986e-05
[11 empty] | c_DK2_SmallDecentral | 1753 | 8.3321e-05
[11 empty] | c_DK2_SmallDecentral | 1754 | 8.882e-05
[11 empty] | c_DK2_SmallDecentral | 1755 | 8.9987e-05
[11 empty] | c_DK2_SmallDecentral | 1756 | 9.5986e-05
[11 empty] | c_DK2_SmallDecentral | 1757 | 0.00012232
[11 empty] | c_DK2_SmallDecentral | 1758 | 0.00018314
[11 empty] | c_DK2_SmallDecentral | 1759 | 0.00021514
[11 empty] | c_DK2_SmallDecentral | 1760 | 0.00021414
[11 empty] | c_DK2_SmallDecentral | 1761 | 0.00019497
[11 empty] | c_DK2_SmallDecentral | 1762 | 0.00018647
[11 empty] | c_DK2_SmallDecentral | 1763 | 0.00017647
[11 empty] | c_DK2_SmallDecentral | 1764 | 0.00016914
[11 empty] | c_DK2_SmallDecentral | 1765 | 0.00016414
[11 empty] | c_DK2_SmallDecentral | 1766 | 0.00015514
[11 empty] | c_DK2_SmallDecentral | 1767 | 0.00015298
[11 empty] | c_DK2_SmallDecentral | 1768 | 0.00015114
[11 empty] | c_DK2_SmallDecentral | 1769 | 0.00015548
[11 empty] | c_DK2_SmallDecentral | 1770 | 0.00016414
[11 empty] | c_DK2_SmallDecentral | 1771 | 0.00016648
[11 empty] | c_DK2_SmallDecentral | 1772 | 0.00016997
[11 empty] | c_DK2_SmallDecentral | 1773 | 0.00016864
[11 empty] | c_DK2_SmallDecentral | 1774 | 0.00015431
[11 empty] | c_DK2_SmallDecentral | 1775 | 0.00012415
[11 empty] | c_DK2_SmallDecentral | 1776 | 9.4319e-05
[11 empty] | c_DK2_SmallDecentral | 1777 | 8.1988e-05
[11 empty] | c_DK2_SmallDecentral | 1778 | 8.4987e-05
[11 empty] | c_DK2_SmallDecentral | 1779 | 8.2655e-05
[11 empty] | c_DK2_SmallDecentral | 1780 | 9.2153e-05
[11 empty] | c_DK2_SmallDecentral | 1781 | 0.00011932
[11 empty] | c_DK2_SmallDecentral | 1782 | 0.00017397
[11 empty] | c_DK2_SmallDecentral | 1783 | 0.0002103
[11 empty] | c_DK2_SmallDecentral | 1784 | 0.00020697
[11 empty] | c_DK2_SmallDecentral | 1785 | 0.00018631
[11 empty] | c_DK2_SmallDecentral | 1786 | 0.00017597
[11 empty] | c_DK2_SmallDecentral | 1787 | 0.00016898
[11 empty] | c_DK2_SmallDecentral | 1788 | 0.00015964
[11 empty] | c_DK2_SmallDecentral | 1789 | 0.00015481
[11 empty] | c_DK2_SmallDecentral | 1790 | 0.00014331
[11 empty] | c_DK2_SmallDecentral | 1791 | 0.00014715
[11 empty] | c_DK2_SmallDecentral | 1792 | 0.00014531
[11 empty] | c_DK2_SmallDecentral | 1793 | 0.00015031
[11 empty] | c_DK2_SmallDecentral | 1794 | 0.00015648
[11 empty] | c_DK2_SmallDecentral | 1795 | 0.00016031
[11 empty] | c_DK2_SmallDecentral | 1796 | 0.00016164
[11 empty] | c_DK2_SmallDecentral | 1797 | 0.00016098
[11 empty] | c_DK2_SmallDecentral | 1798 | 0.00014964
[11 empty] | c_DK2_SmallDecentral | 1799 | 0.00012065
[11 empty] | c_DK2_SmallDecentral | 1800 | 9.032e-05
[11 empty] | c_DK2_SmallDecentral | 1801 | 7.7489e-05
[11 empty] | c_DK2_SmallDecentral | 1802 | 8.7654e-05
[11 empty] | c_DK2_SmallDecentral | 1803 | 8.5321e-05
[11 empty] | c_DK2_SmallDecentral | 1804 | 9.9652e-05
[11 empty] | c_DK2_SmallDecentral | 1805 | 0.00013265
[11 empty] | c_DK2_SmallDecentral | 1806 | 0.00018831
[11 empty] | c_DK2_SmallDecentral | 1807 | 0.0001963
[11 empty] | c_DK2_SmallDecentral | 1808 | 0.00019397
[11 empty] | c_DK2_SmallDecentral | 1809 | 0.00017047
[11 empty] | c_DK2_SmallDecentral | 1810 | 0.00016181
[11 empty] | c_DK2_SmallDecentral | 1811 | 0.00015314
[11 empty] | c_DK2_SmallDecentral | 1812 | 0.00014731
[11 empty] | c_DK2_SmallDecentral | 1813 | 0.00014398
[11 empty] | c_DK2_SmallDecentral | 1814 | 0.00013531
[11 empty] | c_DK2_SmallDecentral | 1815 | 0.00013615
[11 empty] | c_DK2_SmallDecentral | 1816 | 0.00013431
[11 empty] | c_DK2_SmallDecentral | 1817 | 0.00014181
[11 empty] | c_DK2_SmallDecentral | 1818 | 0.00015198
[11 empty] | c_DK2_SmallDecentral | 1819 | 0.00015631
[11 empty] | c_DK2_SmallDecentral | 1820 | 0.00016014
[11 empty] | c_DK2_SmallDecentral | 1821 | 0.00016164
[11 empty] | c_DK2_SmallDecentral | 1822 | 0.00014981
[11 empty] | c_DK2_SmallDecentral | 1823 | 0.00012132
[11 empty] | c_DK2_SmallDecentral | 1824 | 9.082e-05
[11 empty] | c_DK2_SmallDecentral | 1825 | 7.7322e-05
[11 empty] | c_DK2_SmallDecentral | 1826 | 8.4987e-05
[11 empty] | c_DK2_SmallDecentral | 1827 | 8.5487e-05
[11 empty] | c_DK2_SmallDecentral | 1828 | 9.382e-05
[11 empty] | c_DK2_SmallDecentral | 1829 | 0.00012432
[11 empty] | c_DK2_SmallDecentral | 1830 | 0.00018447
[11 empty] | c_DK2_SmallDecentral | 1831 | 0.00021497
[11 empty] | c_DK2_SmallDecentral | 1832 | 0.00021247
[11 empty] | c_DK2_SmallDecentral | 1833 | 0.00018931
[11 empty] | c_DK2_SmallDecentral | 1834 | 0.00017897
[11 empty] | c_DK2_SmallDecentral | 1835 | 0.00016864
[11 empty] | c_DK2_SmallDecentral | 1836 | 0.00016064
[11 empty] | c_DK2_SmallDecentral | 1837 | 0.00015681
[11 empty] | c_DK2_SmallDecentral | 1838 | 0.00014615
[11 empty] | c_DK2_SmallDecentral | 1839 | 0.00014548
[11 empty] | c_DK2_SmallDecentral | 1840 | 0.00014415
[11 empty] | c_DK2_SmallDecentral | 1841 | 0.00015048
[11 empty] | c_DK2_SmallDecentral | 1842 | 0.00015914
[11 empty] | c_DK2_SmallDecentral | 1843 | 0.00016331
[11 empty] | c_DK2_SmallDecentral | 1844 | 0.00016781
[11 empty] | c_DK2_SmallDecentral | 1845 | 0.00016831
[11 empty] | c_DK2_SmallDecentral | 1846 | 0.00015264
[11 empty] | c_DK2_SmallDecentral | 1847 | 0.00012232
[11 empty] | c_DK2_SmallDecentral | 1848 | 9.132e-05
[11 empty] | c_DK2_SmallDecentral | 1849 | 8.4987e-05
[11 empty] | c_DK2_SmallDecentral | 1850 | 9.1487e-05
[11 empty] | c_DK2_SmallDecentral | 1851 | 9.2486e-05
[11 empty] | c_DK2_SmallDecentral | 1852 | 9.9485e-05
[11 empty] | c_DK2_SmallDecentral | 1853 | 0.00012665
[11 empty] | c_DK2_SmallDecentral | 1854 | 0.00018881
[11 empty] | c_DK2_SmallDecentral | 1855 | 0.00021963
[11 empty] | c_DK2_SmallDecentral | 1856 | 0.0002163
[11 empty] | c_DK2_SmallDecentral | 1857 | 0.00019664
[11 empty] | c_DK2_SmallDecentral | 1858 | 0.00018897
[11 empty] | c_DK2_SmallDecentral | 1859 | 0.00017914
[11 empty] | c_DK2_SmallDecentral | 1860 | 0.00017214
[11 empty] | c_DK2_SmallDecentral | 1861 | 0.00016714
[11 empty] | c_DK2_SmallDecentral | 1862 | 0.00015781
[11 empty] | c_DK2_SmallDecentral | 1863 | 0.00015631
[11 empty] | c_DK2_SmallDecentral | 1864 | 0.00015448
[11 empty] | c_DK2_SmallDecentral | 1865 | 0.00015931
[11 empty] | c_DK2_SmallDecentral | 1866 | 0.00016681
[11 empty] | c_DK2_SmallDecentral | 1867 | 0.00016814
[11 empty] | c_DK2_SmallDecentral | 1868 | 0.00017047
[11 empty] | c_DK2_SmallDecentral | 1869 | 0.00016997
[11 empty] | c_DK2_SmallDecentral | 1870 | 0.00015481
[11 empty] | c_DK2_SmallDecentral | 1871 | 0.00012548
[11 empty] | c_DK2_SmallDecentral | 1872 | 9.6319e-05
[11 empty] | c_DK2_SmallDecentral | 1873 | 7.6822e-05
[11 empty] | c_DK2_SmallDecentral | 1874 | 8.3488e-05
[11 empty] | c_DK2_SmallDecentral | 1875 | 8.3988e-05
[11 empty] | c_DK2_SmallDecentral | 1876 | 9.182e-05
[11 empty] | c_DK2_SmallDecentral | 1877 | 0.00012165
[11 empty] | c_DK2_SmallDecentral | 1878 | 0.00018131
[11 empty] | c_DK2_SmallDecentral | 1879 | 0.00021247
[11 empty] | c_DK2_SmallDecentral | 1880 | 0.00020964
[11 empty] | c_DK2_SmallDecentral | 1881 | 0.00018964
[11 empty] | c_DK2_SmallDecentral | 1882 | 0.00017897
[11 empty] | c_DK2_SmallDecentral | 1883 | 0.00016864
[11 empty] | c_DK2_SmallDecentral | 1884 | 0.00016148
[11 empty] | c_DK2_SmallDecentral | 1885 | 0.00015664
[11 empty] | c_DK2_SmallDecentral | 1886 | 0.00014698
[11 empty] | c_DK2_SmallDecentral | 1887 | 0.00014565
[11 empty] | c_DK2_SmallDecentral | 1888 | 0.00014381
[11 empty] | c_DK2_SmallDecentral | 1889 | 0.00014831
[11 empty] | c_DK2_SmallDecentral | 1890 | 0.00015714
[11 empty] | c_DK2_SmallDecentral | 1891 | 0.00015964
[11 empty] | c_DK2_SmallDecentral | 1892 | 0.00016364
[11 empty] | c_DK2_SmallDecentral | 1893 | 0.00016381
[11 empty] | c_DK2_SmallDecentral | 1894 | 0.00014881
[11 empty] | c_DK2_SmallDecentral | 1895 | 0.00011882
[11 empty] | c_DK2_SmallDecentral | 1896 | 8.9154e-05
[11 empty] | c_DK2_SmallDecentral | 1897 | 6.949e-05
[11 empty] | c_DK2_SmallDecentral | 1898 | 7.5989e-05
[11 empty] | c_DK2_SmallDecentral | 1899 | 7.6322e-05
[11 empty] | c_DK2_SmallDecentral | 1900 | 8.3654e-05
[11 empty] | c_DK2_SmallDecentral | 1901 | 0.00011248
[11 empty] | c_DK2_SmallDecentral | 1902 | 0.00016898
[11 empty] | c_DK2_SmallDecentral | 1903 | 0.0001983
[11 empty] | c_DK2_SmallDecentral | 1904 | 0.0001958
[11 empty] | c_DK2_SmallDecentral | 1905 | 0.00017631
[11 empty] | c_DK2_SmallDecentral | 1906 | 0.00016581
[11 empty] | c_DK2_SmallDecentral | 1907 | 0.00015581
[11 empty] | c_DK2_SmallDecentral | 1908 | 0.00014914
[11 empty] | c_DK2_SmallDecentral | 1909 | 0.00014481
[11 empty] | c_DK2_SmallDecentral | 1910 | 0.00013498
[11 empty] | c_DK2_SmallDecentral | 1911 | 0.00013365
[11 empty] | c_DK2_SmallDecentral | 1912 | 0.00013165
[11 empty] | c_DK2_SmallDecentral | 1913 | 0.00013598
[11 empty] | c_DK2_SmallDecentral | 1914 | 0.00014465
[11 empty] | c_DK2_SmallDecentral | 1915 | 0.00014698
[11 empty] | c_DK2_SmallDecentral | 1916 | 0.00015131
[11 empty] | c_DK2_SmallDecentral | 1917 | 0.00015181
[11 empty] | c_DK2_SmallDecentral | 1918 | 0.00013781
[11 empty] | c_DK2_SmallDecentral | 1919 | 0.00010948
[11 empty] | c_DK2_SmallDecentral | 1920 | 8.1488e-05
[11 empty] | c_DK2_SmallDecentral | 1921 | 7.049e-05
[11 empty] | c_DK2_SmallDecentral | 1922 | 7.6322e-05
[11 empty] | c_DK2_SmallDecentral | 1923 | 7.6322e-05
[11 empty] | c_DK2_SmallDecentral | 1924 | 8.3154e-05
[11 empty] | c_DK2_SmallDecentral | 1925 | 0.00011065
[11 empty] | c_DK2_SmallDecentral | 1926 | 0.00016664
[11 empty] | c_DK2_SmallDecentral | 1927 | 0.00019764
[11 empty] | c_DK2_SmallDecentral | 1928 | 0.0001973
[11 empty] | c_DK2_SmallDecentral | 1929 | 0.00017864
[11 empty] | c_DK2_SmallDecentral | 1930 | 0.00016781
[11 empty] | c_DK2_SmallDecentral | 1931 | 0.00015714
[11 empty] | c_DK2_SmallDecentral | 1932 | 0.00015031
[11 empty] | c_DK2_SmallDecentral | 1933 | 0.00014565
[11 empty] | c_DK2_SmallDecentral | 1934 | 0.00013665
[11 empty] | c_DK2_SmallDecentral | 1935 | 0.00013465
[11 empty] | c_DK2_SmallDecentral | 1936 | 0.00013281
[11 empty] | c_DK2_SmallDecentral | 1937 | 0.00013648
[11 empty] | c_DK2_SmallDecentral | 1938 | 0.00014581
[11 empty] | c_DK2_SmallDecentral | 1939 | 0.00014948
[11 empty] | c_DK2_SmallDecentral | 1940 | 0.00015398
[11 empty] | c_DK2_SmallDecentral | 1941 | 0.00015398
[11 empty] | c_DK2_SmallDecentral | 1942 | 0.00014048
[11 empty] | c_DK2_SmallDecentral | 1943 | 0.00011098
[11 empty] | c_DK2_SmallDecentral | 1944 | 8.2488e-05
[11 empty] | c_DK2_SmallDecentral | 1945 | 7.099e-05
[11 empty] | c_DK2_SmallDecentral | 1946 | 7.4489e-05
[11 empty] | c_DK2_SmallDecentral | 1947 | 7.1156e-05
[11 empty] | c_DK2_SmallDecentral | 1948 | 8.0655e-05
[11 empty] | c_DK2_SmallDecentral | 1949 | 0.00010798
[11 empty] | c_DK2_SmallDecentral | 1950 | 0.00015814
[11 empty] | c_DK2_SmallDecentral | 1951 | 0.00019231
[11 empty] | c_DK2_SmallDecentral | 1952 | 0.00018981
[11 empty] | c_DK2_SmallDecentral | 1953 | 0.00016898
[11 empty] | c_DK2_SmallDecentral | 1954 | 0.00015848
[11 empty] | c_DK2_SmallDecentral | 1955 | 0.00015148
[11 empty] | c_DK2_SmallDecentral | 1956 | 0.00014248
[11 empty] | c_DK2_SmallDecentral | 1957 | 0.00013848
[11 empty] | c_DK2_SmallDecentral | 1958 | 0.00012631
[11 empty] | c_DK2_SmallDecentral | 1959 | 0.00013048
[11 empty] | c_DK2_SmallDecentral | 1960 | 0.00012848
[11 empty] | c_DK2_SmallDecentral | 1961 | 0.00013298
[11 empty] | c_DK2_SmallDecentral | 1962 | 0.00013915
[11 empty] | c_DK2_SmallDecentral | 1963 | 0.00014381
[11 empty] | c_DK2_SmallDecentral | 1964 | 0.00014565
[11 empty] | c_DK2_SmallDecentral | 1965 | 0.00014615
[11 empty] | c_DK2_SmallDecentral | 1966 | 0.00013515
[11 empty] | c_DK2_SmallDecentral | 1967 | 0.00010848
[11 empty] | c_DK2_SmallDecentral | 1968 | 7.9488e-05
[11 empty] | c_DK2_SmallDecentral | 1969 | 7.5156e-05
[11 empty] | c_DK2_SmallDecentral | 1970 | 8.4987e-05
[11 empty] | c_DK2_SmallDecentral | 1971 | 8.2821e-05
[11 empty] | c_DK2_SmallDecentral | 1972 | 9.6819e-05
[11 empty] | c_DK2_SmallDecentral | 1973 | 0.00012898
[11 empty] | c_DK2_SmallDecentral | 1974 | 0.00018347
[11 empty] | c_DK2_SmallDecentral | 1975 | 0.00019131
[11 empty] | c_DK2_SmallDecentral | 1976 | 0.00018914
[11 empty] | c_DK2_SmallDecentral | 1977 | 0.00016614
[11 empty] | c_DK2_SmallDecentral | 1978 | 0.00015764
[11 empty] | c_DK2_SmallDecentral | 1979 | 0.00014898
[11 empty] | c_DK2_SmallDecentral | 1980 | 0.00014348
[11 empty] | c_DK2_SmallDecentral | 1981 | 0.00014015
[11 empty] | c_DK2_SmallDecentral | 1982 | 0.00013165
[11 empty] | c_DK2_SmallDecentral | 1983 | 0.00013248
[11 empty] | c_DK2_SmallDecentral | 1984 | 0.00013031
[11 empty] | c_DK2_SmallDecentral | 1985 | 0.00013765
[11 empty] | c_DK2_SmallDecentral | 1986 | 0.00014748
[11 empty] | c_DK2_SmallDecentral | 1987 | 0.00015181
[11 empty] | c_DK2_SmallDecentral | 1988 | 0.00015581
[11 empty] | c_DK2_SmallDecentral | 1989 | 0.00015731
[11 empty] | c_DK2_SmallDecentral | 1990 | 0.00014581
[11 empty] | c_DK2_SmallDecentral | 1991 | 0.00011798
[11 empty] | c_DK2_SmallDecentral | 1992 | 8.8487e-05
[11 empty] | c_DK2_SmallDecentral | 1993 | 7.7155e-05
[11 empty] | c_DK2_SmallDecentral | 1994 | 8.4654e-05
[11 empty] | c_DK2_SmallDecentral | 1995 | 8.5154e-05
[11 empty] | c_DK2_SmallDecentral | 1996 | 9.3486e-05
[11 empty] | c_DK2_SmallDecentral | 1997 | 0.00012398
[11 empty] | c_DK2_SmallDecentral | 1998 | 0.00018414
[11 empty] | c_DK2_SmallDecentral | 1999 | 0.00021447
[11 empty] | c_DK2_SmallDecentral | 2000 | 0.00021214
[11 empty] | c_DK2_SmallDecentral | 2001 | 0.00018897
[11 empty] | c_DK2_SmallDecentral | 2002 | 0.00017847
[11 empty] | c_DK2_SmallDecentral | 2003 | 0.00016848
[11 empty] | c_DK2_SmallDecentral | 2004 | 0.00016031
[11 empty] | c_DK2_SmallDecentral | 2005 | 0.00015631
[11 empty] | c_DK2_SmallDecentral | 2006 | 0.00014615
[11 empty] | c_DK2_SmallDecentral | 2007 | 0.00014515
[11 empty] | c_DK2_SmallDecentral | 2008 | 0.00014398
[11 empty] | c_DK2_SmallDecentral | 2009 | 0.00015014
[11 empty] | c_DK2_SmallDecentral | 2010 | 0.00015881
[11 empty] | c_DK2_SmallDecentral | 2011 | 0.00016298
[11 empty] | c_DK2_SmallDecentral | 2012 | 0.00016731
[11 empty] | c_DK2_SmallDecentral | 2013 | 0.00016798
[11 empty] | c_DK2_SmallDecentral | 2014 | 0.00015264
[11 empty] | c_DK2_SmallDecentral | 2015 | 0.00012198
[11 empty] | c_DK2_SmallDecentral | 2016 | 9.1153e-05
[11 empty] | c_DK2_SmallDecentral | 2017 | 7.7322e-05
[11 empty] | c_DK2_SmallDecentral | 2018 | 8.3988e-05
[11 empty] | c_DK2_SmallDecentral | 2019 | 8.4654e-05
[11 empty] | c_DK2_SmallDecentral | 2020 | 9.2653e-05
[11 empty] | c_DK2_SmallDecentral | 2021 | 0.00012265
[11 empty] | c_DK2_SmallDecentral | 2022 | 0.00018247
[11 empty] | c_DK2_SmallDecentral | 2023 | 0.0002138
[11 empty] | c_DK2_SmallDecentral | 2024 | 0.00021097
[11 empty] | c_DK2_SmallDecentral | 2025 | 0.00019097
[11 empty] | c_DK2_SmallDecentral | 2026 | 0.00018014
[11 empty] | c_DK2_SmallDecentral | 2027 | 0.00016981
[11 empty] | c_DK2_SmallDecentral | 2028 | 0.00016248
[11 empty] | c_DK2_SmallDecentral | 2029 | 0.00015764
[11 empty] | c_DK2_SmallDecentral | 2030 | 0.00014798
[11 empty] | c_DK2_SmallDecentral | 2031 | 0.00014648
[11 empty] | c_DK2_SmallDecentral | 2032 | 0.00014481
[11 empty] | c_DK2_SmallDecentral | 2033 | 0.00014931
[11 empty] | c_DK2_SmallDecentral | 2034 | 0.00015814
[11 empty] | c_DK2_SmallDecentral | 2035 | 0.00016048
[11 empty] | c_DK2_SmallDecentral | 2036 | 0.00016464
[11 empty] | c_DK2_SmallDecentral | 2037 | 0.00016481
[11 empty] | c_DK2_SmallDecentral | 2038 | 0.00014964
[11 empty] | c_DK2_SmallDecentral | 2039 | 0.00011948
[11 empty] | c_DK2_SmallDecentral | 2040 | 8.982e-05
[11 empty] | c_DK2_SmallDecentral | 2041 | 7.1323e-05
[11 empty] | c_DK2_SmallDecentral | 2042 | 7.7655e-05
[11 empty] | c_DK2_SmallDecentral | 2043 | 7.8322e-05
[11 empty] | c_DK2_SmallDecentral | 2044 | 8.5821e-05
[11 empty] | c_DK2_SmallDecentral | 2045 | 0.00011498
[11 empty] | c_DK2_SmallDecentral | 2046 | 0.00017231
[11 empty] | c_DK2_SmallDecentral | 2047 | 0.0002023
[11 empty] | c_DK2_SmallDecentral | 2048 | 0.0001998
[11 empty] | c_DK2_SmallDecentral | 2049 | 0.00018014
[11 empty] | c_DK2_SmallDecentral | 2050 | 0.00016931
[11 empty] | c_DK2_SmallDecentral | 2051 | 0.00015914
[11 empty] | c_DK2_SmallDecentral | 2052 | 0.00015214
[11 empty] | c_DK2_SmallDecentral | 2053 | 0.00014798
[11 empty] | c_DK2_SmallDecentral | 2054 | 0.00013815
[11 empty] | c_DK2_SmallDecentral | 2055 | 0.00013681
[11 empty] | c_DK2_SmallDecentral | 2056 | 0.00013498
[11 empty] | c_DK2_SmallDecentral | 2057 | 0.00013898
[11 empty] | c_DK2_SmallDecentral | 2058 | 0.00014798
[11 empty] | c_DK2_SmallDecentral | 2059 | 0.00015064
[11 empty] | c_DK2_SmallDecentral | 2060 | 0.00015481
[11 empty] | c_DK2_SmallDecentral | 2061 | 0.00015531
[11 empty] | c_DK2_SmallDecentral | 2062 | 0.00014115
[11 empty] | c_DK2_SmallDecentral | 2063 | 0.00011215
[11 empty] | c_DK2_SmallDecentral | 2064 | 8.3488e-05
[11 empty] | c_DK2_SmallDecentral | 2065 | 6.6324e-05
[11 empty] | c_DK2_SmallDecentral | 2066 | 7.2323e-05
[11 empty] | c_DK2_SmallDecentral | 2067 | 7.2656e-05
[11 empty] | c_DK2_SmallDecentral | 2068 | 7.9655e-05
[11 empty] | c_DK2_SmallDecentral | 2069 | 0.00010748
[11 empty] | c_DK2_SmallDecentral | 2070 | 0.00016214
[11 empty] | c_DK2_SmallDecentral | 2071 | 0.00019031
[11 empty] | c_DK2_SmallDecentral | 2072 | 0.00018797
[11 empty] | c_DK2_SmallDecentral | 2073 | 0.00016848
[11 empty] | c_DK2_SmallDecentral | 2074 | 0.00015864
[11 empty] | c_DK2_SmallDecentral | 2075 | 0.00014914
[11 empty] | c_DK2_SmallDecentral | 2076 | 0.00014298
[11 empty] | c_DK2_SmallDecentral | 2077 | 0.00013848
[11 empty] | c_DK2_SmallDecentral | 2078 | 0.00012898
[11 empty] | c_DK2_SmallDecentral | 2079 | 0.00012765
[11 empty] | c_DK2_SmallDecentral | 2080 | 0.00012565
[11 empty] | c_DK2_SmallDecentral | 2081 | 0.00012948
[11 empty] | c_DK2_SmallDecentral | 2082 | 0.00013815
[11 empty] | c_DK2_SmallDecentral | 2083 | 0.00014031
[11 empty] | c_DK2_SmallDecentral | 2084 | 0.00014465
[11 empty] | c_DK2_SmallDecentral | 2085 | 0.00014515
[11 empty] | c_DK2_SmallDecentral | 2086 | 0.00013198
[11 empty] | c_DK2_SmallDecentral | 2087 | 0.00010482
[11 empty] | c_DK2_SmallDecentral | 2088 | 7.7822e-05
[11 empty] | c_DK2_SmallDecentral | 2089 | 6.3824e-05
[11 empty] | c_DK2_SmallDecentral | 2090 | 6.899e-05
[11 empty] | c_DK2_SmallDecentral | 2091 | 6.8823e-05
[11 empty] | c_DK2_SmallDecentral | 2092 | 7.4989e-05
[11 empty] | c_DK2_SmallDecentral | 2093 | 0.00010049
[11 empty] | c_DK2_SmallDecentral | 2094 | 0.00015314
[11 empty] | c_DK2_SmallDecentral | 2095 | 0.00018147
[11 empty] | c_DK2_SmallDecentral | 2096 | 0.00018114
[11 empty] | c_DK2_SmallDecentral | 2097 | 0.00016298
[11 empty] | c_DK2_SmallDecentral | 2098 | 0.00015348
[11 empty] | c_DK2_SmallDecentral | 2099 | 0.00014348
[11 empty] | c_DK2_SmallDecentral | 2100 | 0.00013748
[11 empty] | c_DK2_SmallDecentral | 2101 | 0.00013331
[11 empty] | c_DK2_SmallDecentral | 2102 | 0.00012448
[11 empty] | c_DK2_SmallDecentral | 2103 | 0.00012232
[11 empty] | c_DK2_SmallDecentral | 2104 | 0.00012015
[11 empty] | c_DK2_SmallDecentral | 2105 | 0.00012365
[11 empty] | c_DK2_SmallDecentral | 2106 | 0.00013231
[11 empty] | c_DK2_SmallDecentral | 2107 | 0.00013565
[11 empty] | c_DK2_SmallDecentral | 2108 | 0.00014031
[11 empty] | c_DK2_SmallDecentral | 2109 | 0.00014048
[11 empty] | c_DK2_SmallDecentral | 2110 | 0.00012831
[11 empty] | c_DK2_SmallDecentral | 2111 | 0.00010132
[11 empty] | c_DK2_SmallDecentral | 2112 | 7.4989e-05
[11 empty] | c_DK2_SmallDecentral | 2113 | 6.5324e-05
[11 empty] | c_DK2_SmallDecentral | 2114 | 6.8323e-05
[11 empty] | c_DK2_SmallDecentral | 2115 | 6.5157e-05
[11 empty] | c_DK2_SmallDecentral | 2116 | 7.3822e-05
[11 empty] | c_DK2_SmallDecentral | 2117 | 9.9319e-05
[11 empty] | c_DK2_SmallDecentral | 2118 | 0.00014648
[11 empty] | c_DK2_SmallDecentral | 2119 | 0.00017864
[11 empty] | c_DK2_SmallDecentral | 2120 | 0.00017664
[11 empty] | c_DK2_SmallDecentral | 2121 | 0.00015664
[11 empty] | c_DK2_SmallDecentral | 2122 | 0.00014698
[11 empty] | c_DK2_SmallDecentral | 2123 | 0.00014048
[11 empty] | c_DK2_SmallDecentral | 2124 | 0.00013198
[11 empty] | c_DK2_SmallDecentral | 2125 | 0.00012831
[11 empty] | c_DK2_SmallDecentral | 2126 | 0.00011698
[11 empty] | c_DK2_SmallDecentral | 2127 | 0.00012082
[11 empty] | c_DK2_SmallDecentral | 2128 | 0.00011865
[11 empty] | c_DK2_SmallDecentral | 2129 | 0.00012265
[11 empty] | c_DK2_SmallDecentral | 2130 | 0.00012831
[11 empty] | c_DK2_SmallDecentral | 2131 | 0.00013248
[11 empty] | c_DK2_SmallDecentral | 2132 | 0.00013431
[11 empty] | c_DK2_SmallDecentral | 2133 | 0.00013498
[11 empty] | c_DK2_SmallDecentral | 2134 | 0.00012515
[11 empty] | c_DK2_SmallDecentral | 2135 | 0.00010049
[11 empty] | c_DK2_SmallDecentral | 2136 | 7.3156e-05
[11 empty] | c_DK2_SmallDecentral | 2137 | 7.3822e-05
[11 empty] | c_DK2_SmallDecentral | 2138 | 8.3654e-05
[11 empty] | c_DK2_SmallDecentral | 2139 | 9.5319e-05
[11 empty] | c_DK2_SmallDecentral | 2140 | 0.00012715
[11 empty] | c_DK2_SmallDecentral | 2141 | 0.00018064
[11 empty] | c_DK2_SmallDecentral | 2142 | 0.00018847
[11 empty] | c_DK2_SmallDecentral | 2143 | 0.00018647
[11 empty] | c_DK2_SmallDecentral | 2144 | 0.00016364
[11 empty] | c_DK2_SmallDecentral | 2145 | 0.00015531
[11 empty] | c_DK2_SmallDecentral | 2146 | 0.00014698
[11 empty] | c_DK2_SmallDecentral | 2147 | 0.00014148
[11 empty] | c_DK2_SmallDecentral | 2148 | 0.00013798
[11 empty] | c_DK2_SmallDecentral | 2149 | 0.00012981
[11 empty] | c_DK2_SmallDecentral | 2150 | 0.00013048
[11 empty] | c_DK2_SmallDecentral | 2151 | 0.00012831
[11 empty] | c_DK2_SmallDecentral | 2152 | 0.00013565
[11 empty] | c_DK2_SmallDecentral | 2153 | 0.00014531
[11 empty] | c_DK2_SmallDecentral | 2154 | 0.00014964
[11 empty] | c_DK2_SmallDecentral | 2155 | 0.00015331
[11 empty] | c_DK2_SmallDecentral | 2156 | 0.00015498
[11 empty] | c_DK2_SmallDecentral | 2157 | 0.00014381
[11 empty] | c_DK2_SmallDecentral | 2158 | 0.00011615
[11 empty] | c_DK2_SmallDecentral | 2159 | 8.6987e-05
[11 empty] | c_DK2_SmallDecentral | 2160 | 8.3654e-05
[11 empty] | c_DK2_SmallDecentral | 2161 | 8.9987e-05
[11 empty] | c_DK2_SmallDecentral | 2162 | 9.1153e-05
[11 empty] | c_DK2_SmallDecentral | 2163 | 9.8819e-05
[11 empty] | c_DK2_SmallDecentral | 2164 | 0.00012615
[11 empty] | c_DK2_SmallDecentral | 2165 | 0.00018797
[11 empty] | c_DK2_SmallDecentral | 2166 | 0.00021797
[11 empty] | c_DK2_SmallDecentral | 2167 | 0.00021464
[11 empty] | c_DK2_SmallDecentral | 2168 | 0.00019297
[11 empty] | c_DK2_SmallDecentral | 2169 | 0.00018497
[11 empty] | c_DK2_SmallDecentral | 2170 | 0.00017597
[11 empty] | c_DK2_SmallDecentral | 2171 | 0.00016848
[11 empty] | c_DK2_SmallDecentral | 2172 | 0.00016381
[11 empty] | c_DK2_SmallDecentral | 2173 | 0.00015464
[11 empty] | c_DK2_SmallDecentral | 2174 | 0.00015364
[11 empty] | c_DK2_SmallDecentral | 2175 | 0.00015214
[11 empty] | c_DK2_SmallDecentral | 2176 | 0.00015731
[11 empty] | c_DK2_SmallDecentral | 2177 | 0.00016581
[11 empty] | c_DK2_SmallDecentral | 2178 | 0.00016814
[11 empty] | c_DK2_SmallDecentral | 2179 | 0.00017097
[11 empty] | c_DK2_SmallDecentral | 2180 | 0.00017031
[11 empty] | c_DK2_SmallDecentral | 2181 | 0.00015548
[11 empty] | c_DK2_SmallDecentral | 2182 | 0.00012581
[11 empty] | c_DK2_SmallDecentral | 2183 | 9.5986e-05
[11 empty] | c_DK2_SmallDecentral | 2184 | 7.6822e-05
[11 empty] | c_DK2_SmallDecentral | 2185 | 8.3654e-05
[11 empty] | c_DK2_SmallDecentral | 2186 | 8.4321e-05
[11 empty] | c_DK2_SmallDecentral | 2187 | 9.232e-05
[11 empty] | c_DK2_SmallDecentral | 2188 | 0.00012232
[11 empty] | c_DK2_SmallDecentral | 2189 | 0.00018231
[11 empty] | c_DK2_SmallDecentral | 2190 | 0.0002138
[11 empty] | c_DK2_SmallDecentral | 2191 | 0.00021097
[11 empty] | c_DK2_SmallDecentral | 2192 | 0.00019081
[11 empty] | c_DK2_SmallDecentral | 2193 | 0.00017981
[11 empty] | c_DK2_SmallDecentral | 2194 | 0.00016931
[11 empty] | c_DK2_SmallDecentral | 2195 | 0.00016214
[11 empty] | c_DK2_SmallDecentral | 2196 | 0.00015714
[11 empty] | c_DK2_SmallDecentral | 2197 | 0.00014748
[11 empty] | c_DK2_SmallDecentral | 2198 | 0.00014598
[11 empty] | c_DK2_SmallDecentral | 2199 | 0.00014415
[11 empty] | c_DK2_SmallDecentral | 2200 | 0.00014864
[11 empty] | c_DK2_SmallDecentral | 2201 | 0.00015798
[11 empty] | c_DK2_SmallDecentral | 2202 | 0.00016031
[11 empty] | c_DK2_SmallDecentral | 2203 | 0.00016448
[11 empty] | c_DK2_SmallDecentral | 2204 | 0.00016464
[11 empty] | c_DK2_SmallDecentral | 2205 | 0.00014948
[11 empty] | c_DK2_SmallDecentral | 2206 | 0.00011932
[11 empty] | c_DK2_SmallDecentral | 2207 | 8.9487e-05
[11 empty] | c_DK2_SmallDecentral | 2208 | 6.899e-05
[11 empty] | c_DK2_SmallDecentral | 2209 | 7.5656e-05
[11 empty] | c_DK2_SmallDecentral | 2210 | 7.5822e-05
[11 empty] | c_DK2_SmallDecentral | 2211 | 8.3154e-05
[11 empty] | c_DK2_SmallDecentral | 2212 | 0.00011182
[11 empty] | c_DK2_SmallDecentral | 2213 | 0.00016814
[11 empty] | c_DK2_SmallDecentral | 2214 | 0.00019714
[11 empty] | c_DK2_SmallDecentral | 2215 | 0.0001948
[11 empty] | c_DK2_SmallDecentral | 2216 | 0.00017531
[11 empty] | c_DK2_SmallDecentral | 2217 | 0.00016464
[11 empty] | c_DK2_SmallDecentral | 2218 | 0.00015498
[11 empty] | c_DK2_SmallDecentral | 2219 | 0.00014831
[11 empty] | c_DK2_SmallDecentral | 2220 | 0.00014398
[11 empty] | c_DK2_SmallDecentral | 2221 | 0.00013431
[11 empty] | c_DK2_SmallDecentral | 2222 | 0.00013281
[11 empty] | c_DK2_SmallDecentral | 2223 | 0.00013098
[11 empty] | c_DK2_SmallDecentral | 2224 | 0.00013498
[11 empty] | c_DK2_SmallDecentral | 2225 | 0.00014381
[11 empty] | c_DK2_SmallDecentral | 2226 | 0.00014615
[11 empty] | c_DK2_SmallDecentral | 2227 | 0.00015064
[11 empty] | c_DK2_SmallDecentral | 2228 | 0.00015098
[11 empty] | c_DK2_SmallDecentral | 2229 | 0.00013731
[11 empty] | c_DK2_SmallDecentral | 2230 | 0.00010915
[11 empty] | c_DK2_SmallDecentral | 2231 | 8.1155e-05
[11 empty] | c_DK2_SmallDecentral | 2232 | 6.3824e-05
[11 empty] | c_DK2_SmallDecentral | 2233 | 6.9823e-05
[11 empty] | c_DK2_SmallDecentral | 2234 | 7.0156e-05
[11 empty] | c_DK2_SmallDecentral | 2235 | 7.6822e-05
[11 empty] | c_DK2_SmallDecentral | 2236 | 0.00010398
[11 empty] | c_DK2_SmallDecentral | 2237 | 0.00015748
[11 empty] | c_DK2_SmallDecentral | 2238 | 0.00018514
[11 empty] | c_DK2_SmallDecentral | 2239 | 0.00018264
[11 empty] | c_DK2_SmallDecentral | 2240 | 0.00016331
[11 empty] | c_DK2_SmallDecentral | 2241 | 0.00015398
[11 empty] | c_DK2_SmallDecentral | 2242 | 0.00014481
[11 empty] | c_DK2_SmallDecentral | 2243 | 0.00013865
[11 empty] | c_DK2_SmallDecentral | 2244 | 0.00013431
[11 empty] | c_DK2_SmallDecentral | 2245 | 0.00012498
[11 empty] | c_DK2_SmallDecentral | 2246 | 0.00012365
[11 empty] | c_DK2_SmallDecentral | 2247 | 0.00012148
[11 empty] | c_DK2_SmallDecentral | 2248 | 0.00012515
[11 empty] | c_DK2_SmallDecentral | 2249 | 0.00013348
[11 empty] | c_DK2_SmallDecentral | 2250 | 0.00013581
[11 empty] | c_DK2_SmallDecentral | 2251 | 0.00013998
[11 empty] | c_DK2_SmallDecentral | 2252 | 0.00014065
[11 empty] | c_DK2_SmallDecentral | 2253 | 0.00012765
[11 empty] | c_DK2_SmallDecentral | 2254 | 0.00010165
[11 empty] | c_DK2_SmallDecentral | 2255 | 7.5322e-05
[11 empty] | c_DK2_SmallDecentral | 2256 | 5.9658e-05
[11 empty] | c_DK2_SmallDecentral | 2257 | 6.4491e-05
[11 empty] | c_DK2_SmallDecentral | 2258 | 6.4324e-05
[11 empty] | c_DK2_SmallDecentral | 2259 | 6.999e-05
[11 empty] | c_DK2_SmallDecentral | 2260 | 9.4653e-05
[11 empty] | c_DK2_SmallDecentral | 2261 | 0.00014515
[11 empty] | c_DK2_SmallDecentral | 2262 | 0.00017197
[11 empty] | c_DK2_SmallDecentral | 2263 | 0.00017181
[11 empty] | c_DK2_SmallDecentral | 2264 | 0.00015381
[11 empty] | c_DK2_SmallDecentral | 2265 | 0.00014498
[11 empty] | c_DK2_SmallDecentral | 2266 | 0.00013565
[11 empty] | c_DK2_SmallDecentral | 2267 | 0.00012998
[11 empty] | c_DK2_SmallDecentral | 2268 | 0.00012615
[11 empty] | c_DK2_SmallDecentral | 2269 | 0.00011748
[11 empty] | c_DK2_SmallDecentral | 2270 | 0.00011515
[11 empty] | c_DK2_SmallDecentral | 2271 | 0.00011315
[11 empty] | c_DK2_SmallDecentral | 2272 | 0.00011615
[11 empty] | c_DK2_SmallDecentral | 2273 | 0.00012465
[11 empty] | c_DK2_SmallDecentral | 2274 | 0.00012765
[11 empty] | c_DK2_SmallDecentral | 2275 | 0.00013231
[11 empty] | c_DK2_SmallDecentral | 2276 | 0.00013265
[11 empty] | c_DK2_SmallDecentral | 2277 | 0.00012098
[11 empty] | c_DK2_SmallDecentral | 2278 | 9.5653e-05
[11 empty] | c_DK2_SmallDecentral | 2279 | 7.049e-05
[11 empty] | c_DK2_SmallDecentral | 2280 | 5.8658e-05
[11 empty] | c_DK2_SmallDecentral | 2281 | 6.1158e-05
[11 empty] | c_DK2_SmallDecentral | 2282 | 5.7991e-05
[11 empty] | c_DK2_SmallDecentral | 2283 | 6.5824e-05
[11 empty] | c_DK2_SmallDecentral | 2284 | 9.032e-05
[11 empty] | c_DK2_SmallDecentral | 2285 | 0.00013548
[11 empty] | c_DK2_SmallDecentral | 2286 | 0.00016681
[11 empty] | c_DK2_SmallDecentral | 2287 | 0.00016531
[11 empty] | c_DK2_SmallDecentral | 2288 | 0.00014481
[11 empty] | c_DK2_SmallDecentral | 2289 | 0.00013548
[11 empty] | c_DK2_SmallDecentral | 2290 | 0.00012981
[11 empty] | c_DK2_SmallDecentral | 2291 | 0.00012132
[11 empty] | c_DK2_SmallDecentral | 2292 | 0.00011782
[11 empty] | c_DK2_SmallDecentral | 2293 | 0.00010665
[11 empty] | c_DK2_SmallDecentral | 2294 | 0.00011032
[11 empty] | c_DK2_SmallDecentral | 2295 | 0.00010748
[11 empty] | c_DK2_SmallDecentral | 2296 | 0.00011048
[11 empty] | c_DK2_SmallDecentral | 2297 | 0.00011565
[11 empty] | c_DK2_SmallDecentral | 2298 | 0.00011982
[11 empty] | c_DK2_SmallDecentral | 2299 | 0.00012282
[11 empty] | c_DK2_SmallDecentral | 2300 | 0.00012365
[11 empty] | c_DK2_SmallDecentral | 2301 | 0.00011532
[11 empty] | c_DK2_SmallDecentral | 2302 | 9.2153e-05
[11 empty] | c_DK2_SmallDecentral | 2303 | 6.599e-05
[11 empty] | c_DK2_SmallDecentral | 2304 | 5.9991e-05
[11 empty] | c_DK2_SmallDecentral | 2305 | 6.7823e-05
[11 empty] | c_DK2_SmallDecentral | 2306 | 6.6823e-05
[11 empty] | c_DK2_SmallDecentral | 2307 | 7.8655e-05
[11 empty] | c_DK2_SmallDecentral | 2308 | 0.00010632
[11 empty] | c_DK2_SmallDecentral | 2309 | 0.00015264
[11 empty] | c_DK2_SmallDecentral | 2310 | 0.00015948
[11 empty] | c_DK2_SmallDecentral | 2311 | 0.00015881
[11 empty] | c_DK2_SmallDecentral | 2312 | 0.00013715
[11 empty] | c_DK2_SmallDecentral | 2313 | 0.00013015
[11 empty] | c_DK2_SmallDecentral | 2314 | 0.00012315
[11 empty] | c_DK2_SmallDecentral | 2315 | 0.00011848
[11 empty] | c_DK2_SmallDecentral | 2316 | 0.00011565
[11 empty] | c_DK2_SmallDecentral | 2317 | 0.00010782
[11 empty] | c_DK2_SmallDecentral | 2318 | 0.00010782
[11 empty] | c_DK2_SmallDecentral | 2319 | 0.00010565
[11 empty] | c_DK2_SmallDecentral | 2320 | 0.00011132
[11 empty] | c_DK2_SmallDecentral | 2321 | 0.00011965
[11 empty] | c_DK2_SmallDecentral | 2322 | 0.00012348
[11 empty] | c_DK2_SmallDecentral | 2323 | 0.00012715
[11 empty] | c_DK2_SmallDecentral | 2324 | 0.00012881
[11 empty] | c_DK2_SmallDecentral | 2325 | 0.00011998
[11 empty] | c_DK2_SmallDecentral | 2326 | 9.6652e-05
[11 empty] | c_DK2_SmallDecentral | 2327 | 7.1489e-05
[11 empty] | c_DK2_SmallDecentral | 2328 | 6.6157e-05
[11 empty] | c_DK2_SmallDecentral | 2329 | 7.2823e-05
[11 empty] | c_DK2_SmallDecentral | 2330 | 7.3156e-05
[11 empty] | c_DK2_SmallDecentral | 2331 | 8.0155e-05
[11 empty] | c_DK2_SmallDecentral | 2332 | 0.00010748
[11 empty] | c_DK2_SmallDecentral | 2333 | 0.00016214
[11 empty] | c_DK2_SmallDecentral | 2334 | 0.00018914
[11 empty] | c_DK2_SmallDecentral | 2335 | 0.00018681
[11 empty] | c_DK2_SmallDecentral | 2336 | 0.00016481
[11 empty] | c_DK2_SmallDecentral | 2337 | 0.00015598
[11 empty] | c_DK2_SmallDecentral | 2338 | 0.00014698
[11 empty] | c_DK2_SmallDecentral | 2339 | 0.00014015
[11 empty] | c_DK2_SmallDecentral | 2340 | 0.00013681
[11 empty] | c_DK2_SmallDecentral | 2341 | 0.00012681
[11 empty] | c_DK2_SmallDecentral | 2342 | 0.00012615
[11 empty] | c_DK2_SmallDecentral | 2343 | 0.00012448
[11 empty] | c_DK2_SmallDecentral | 2344 | 0.00012981
[11 empty] | c_DK2_SmallDecentral | 2345 | 0.00013748
[11 empty] | c_DK2_SmallDecentral | 2346 | 0.00014115
[11 empty] | c_DK2_SmallDecentral | 2347 | 0.00014548
[11 empty] | c_DK2_SmallDecentral | 2348 | 0.00014648
[11 empty] | c_DK2_SmallDecentral | 2349 | 0.00013298
[11 empty] | c_DK2_SmallDecentral | 2350 | 0.00010632
[11 empty] | c_DK2_SmallDecentral | 2351 | 7.8822e-05
[11 empty] | c_DK2_SmallDecentral | 2352 | 7.7655e-05
[11 empty] | c_DK2_SmallDecentral | 2353 | 8.4488e-05
[11 empty] | c_DK2_SmallDecentral | 2354 | 8.4987e-05
[11 empty] | c_DK2_SmallDecentral | 2355 | 9.282e-05
[11 empty] | c_DK2_SmallDecentral | 2356 | 0.00012282
[11 empty] | c_DK2_SmallDecentral | 2357 | 0.00018281
[11 empty] | c_DK2_SmallDecentral | 2358 | 0.00021397
[11 empty] | c_DK2_SmallDecentral | 2359 | 0.00021114
[11 empty] | c_DK2_SmallDecentral | 2360 | 0.00019131
[11 empty] | c_DK2_SmallDecentral | 2361 | 0.00018064
[11 empty] | c_DK2_SmallDecentral | 2362 | 0.00017014
[11 empty] | c_DK2_SmallDecentral | 2363 | 0.00016298
[11 empty] | c_DK2_SmallDecentral | 2364 | 0.00015814
[11 empty] | c_DK2_SmallDecentral | 2365 | 0.00014848
[11 empty] | c_DK2_SmallDecentral | 2366 | 0.00014698
[11 empty] | c_DK2_SmallDecentral | 2367 | 0.00014531
[11 empty] | c_DK2_SmallDecentral | 2368 | 0.00014964
[11 empty] | c_DK2_SmallDecentral | 2369 | 0.00015848
[11 empty] | c_DK2_SmallDecentral | 2370 | 0.00016081
[11 empty] | c_DK2_SmallDecentral | 2371 | 0.00016498
[11 empty] | c_DK2_SmallDecentral | 2372 | 0.00016498
[11 empty] | c_DK2_SmallDecentral | 2373 | 0.00014998
[11 empty] | c_DK2_SmallDecentral | 2374 | 0.00011965
[11 empty] | c_DK2_SmallDecentral | 2375 | 9.0153e-05
[11 empty] | c_DK2_SmallDecentral | 2376 | 8.982e-05
[11 empty] | c_DK2_SmallDecentral | 2377 | 9.6153e-05
[11 empty] | c_DK2_SmallDecentral | 2378 | 9.7652e-05
[11 empty] | c_DK2_SmallDecentral | 2379 | 0.00010465
[11 empty] | c_DK2_SmallDecentral | 2380 | 0.00013165
[11 empty] | c_DK2_SmallDecentral | 2381 | 0.0001953
[11 empty] | c_DK2_SmallDecentral | 2382 | 0.00022697
[11 empty] | c_DK2_SmallDecentral | 2383 | 0.00022363
[11 empty] | c_DK2_SmallDecentral | 2384 | 0.00020397
[11 empty] | c_DK2_SmallDecentral | 2385 | 0.00019647
[11 empty] | c_DK2_SmallDecentral | 2386 | 0.00018681
[11 empty] | c_DK2_SmallDecentral | 2387 | 0.00017964
[11 empty] | c_DK2_SmallDecentral | 2388 | 0.00017431
[11 empty] | c_DK2_SmallDecentral | 2389 | 0.00016531
[11 empty] | c_DK2_SmallDecentral | 2390 | 0.00016364
[11 empty] | c_DK2_SmallDecentral | 2391 | 0.00016198
[11 empty] | c_DK2_SmallDecentral | 2392 | 0.00016681
[11 empty] | c_DK2_SmallDecentral | 2393 | 0.00017414
[11 empty] | c_DK2_SmallDecentral | 2394 | 0.00017547
[11 empty] | c_DK2_SmallDecentral | 2395 | 0.00017731
[11 empty] | c_DK2_SmallDecentral | 2396 | 0.00017664
[11 empty] | c_DK2_SmallDecentral | 2397 | 0.00016081
[11 empty] | c_DK2_SmallDecentral | 2398 | 0.00013081
[11 empty] | c_DK2_SmallDecentral | 2399 | 0.00010082
[11 empty] | c_DK2_SmallDecentral | 2400 | 9.4153e-05
[11 empty] | c_DK2_SmallDecentral | 2401 | 0.00010082
[11 empty] | c_DK2_SmallDecentral | 2402 | 0.00010232
[11 empty] | c_DK2_SmallDecentral | 2403 | 0.00010965
[11 empty] | c_DK2_SmallDecentral | 2404 | 0.00013698
[11 empty] | c_DK2_SmallDecentral | 2405 | 0.0002028
[11 empty] | c_DK2_SmallDecentral | 2406 | 0.00023513
[11 empty] | c_DK2_SmallDecentral | 2407 | 0.0002318
[11 empty] | c_DK2_SmallDecentral | 2408 | 0.00021164
[11 empty] | c_DK2_SmallDecentral | 2409 | 0.00020447
[11 empty] | c_DK2_SmallDecentral | 2410 | 0.00019464
[11 empty] | c_DK2_SmallDecentral | 2411 | 0.00018697
[11 empty] | c_DK2_SmallDecentral | 2412 | 0.00018147
[11 empty] | c_DK2_SmallDecentral | 2413 | 0.00017231
[11 empty] | c_DK2_SmallDecentral | 2414 | 0.00017081
[11 empty] | c_DK2_SmallDecentral | 2415 | 0.00016898
[11 empty] | c_DK2_SmallDecentral | 2416 | 0.00017431
[11 empty] | c_DK2_SmallDecentral | 2417 | 0.00018147
[11 empty] | c_DK2_SmallDecentral | 2418 | 0.00018247
[11 empty] | c_DK2_SmallDecentral | 2419 | 0.00018431
[11 empty] | c_DK2_SmallDecentral | 2420 | 0.00018331
[11 empty] | c_DK2_SmallDecentral | 2421 | 0.00016714
[11 empty] | c_DK2_SmallDecentral | 2422 | 0.00013615
[11 empty] | c_DK2_SmallDecentral | 2423 | 0.00010532
[11 empty] | c_DK2_SmallDecentral | 2424 | 9.5486e-05
[11 empty] | c_DK2_SmallDecentral | 2425 | 0.00010132
[11 empty] | c_DK2_SmallDecentral | 2426 | 0.00010298
[11 empty] | c_DK2_SmallDecentral | 2427 | 0.00010915
[11 empty] | c_DK2_SmallDecentral | 2428 | 0.00013581
[11 empty] | c_DK2_SmallDecentral | 2429 | 0.0002018
[11 empty] | c_DK2_SmallDecentral | 2430 | 0.00023597
[11 empty] | c_DK2_SmallDecentral | 2431 | 0.00023463
[11 empty] | c_DK2_SmallDecentral | 2432 | 0.00021514
[11 empty] | c_DK2_SmallDecentral | 2433 | 0.00020714
[11 empty] | c_DK2_SmallDecentral | 2434 | 0.0001968
[11 empty] | c_DK2_SmallDecentral | 2435 | 0.00018897
[11 empty] | c_DK2_SmallDecentral | 2436 | 0.00018331
[11 empty] | c_DK2_SmallDecentral | 2437 | 0.00017447
[11 empty] | c_DK2_SmallDecentral | 2438 | 0.00017214
[11 empty] | c_DK2_SmallDecentral | 2439 | 0.00017047
[11 empty] | c_DK2_SmallDecentral | 2440 | 0.00017547
[11 empty] | c_DK2_SmallDecentral | 2441 | 0.00018381
[11 empty] | c_DK2_SmallDecentral | 2442 | 0.00018547
[11 empty] | c_DK2_SmallDecentral | 2443 | 0.00018814
[11 empty] | c_DK2_SmallDecentral | 2444 | 0.00018631
[11 empty] | c_DK2_SmallDecentral | 2445 | 0.00017047
[11 empty] | c_DK2_SmallDecentral | 2446 | 0.00013815
[11 empty] | c_DK2_SmallDecentral | 2447 | 0.00010648
[11 empty] | c_DK2_SmallDecentral | 2448 | 9.6652e-05
[11 empty] | c_DK2_SmallDecentral | 2449 | 9.8652e-05
[11 empty] | c_DK2_SmallDecentral | 2450 | 9.7986e-05
[11 empty] | c_DK2_SmallDecentral | 2451 | 0.00010665
[11 empty] | c_DK2_SmallDecentral | 2452 | 0.00013248
[11 empty] | c_DK2_SmallDecentral | 2453 | 0.00019214
[11 empty] | c_DK2_SmallDecentral | 2454 | 0.00023113
[11 empty] | c_DK2_SmallDecentral | 2455 | 0.0002258
[11 empty] | c_DK2_SmallDecentral | 2456 | 0.00020597
[11 empty] | c_DK2_SmallDecentral | 2457 | 0.00019664
[11 empty] | c_DK2_SmallDecentral | 2458 | 0.00019031
[11 empty] | c_DK2_SmallDecentral | 2459 | 0.00018097
[11 empty] | c_DK2_SmallDecentral | 2460 | 0.00017464
[11 empty] | c_DK2_SmallDecentral | 2461 | 0.00016481
[11 empty] | c_DK2_SmallDecentral | 2462 | 0.00016898
[11 empty] | c_DK2_SmallDecentral | 2463 | 0.00016614
[11 empty] | c_DK2_SmallDecentral | 2464 | 0.00017181
[11 empty] | c_DK2_SmallDecentral | 2465 | 0.00017797
[11 empty] | c_DK2_SmallDecentral | 2466 | 0.00018014
[11 empty] | c_DK2_SmallDecentral | 2467 | 0.00018047
[11 empty] | c_DK2_SmallDecentral | 2468 | 0.00017797
[11 empty] | c_DK2_SmallDecentral | 2469 | 0.00016648
[11 empty] | c_DK2_SmallDecentral | 2470 | 0.00013498
[11 empty] | c_DK2_SmallDecentral | 2471 | 0.00010398
[11 empty] | c_DK2_SmallDecentral | 2472 | 9.132e-05
[11 empty] | c_DK2_SmallDecentral | 2473 | 9.7319e-05
[11 empty] | c_DK2_SmallDecentral | 2474 | 9.8486e-05
[11 empty] | c_DK2_SmallDecentral | 2475 | 0.00011182
[11 empty] | c_DK2_SmallDecentral | 2476 | 0.00014315
[11 empty] | c_DK2_SmallDecentral | 2477 | 0.0002003
[11 empty] | c_DK2_SmallDecentral | 2478 | 0.00020964
[11 empty] | c_DK2_SmallDecentral | 2479 | 0.0002068
[11 empty] | c_DK2_SmallDecentral | 2480 | 0.00018747
[11 empty] | c_DK2_SmallDecentral | 2481 | 0.00018014
[11 empty] | c_DK2_SmallDecentral | 2482 | 0.00017247
[11 empty] | c_DK2_SmallDecentral | 2483 | 0.00016698
[11 empty] | c_DK2_SmallDecentral | 2484 | 0.00016298
[11 empty] | c_DK2_SmallDecentral | 2485 | 0.00015548
[11 empty] | c_DK2_SmallDecentral | 2486 | 0.00015631
[11 empty] | c_DK2_SmallDecentral | 2487 | 0.00015531
[11 empty] | c_DK2_SmallDecentral | 2488 | 0.00016031
[11 empty] | c_DK2_SmallDecentral | 2489 | 0.00017014
[11 empty] | c_DK2_SmallDecentral | 2490 | 0.00017331
[11 empty] | c_DK2_SmallDecentral | 2491 | 0.00017497
[11 empty] | c_DK2_SmallDecentral | 2492 | 0.00017431
[11 empty] | c_DK2_SmallDecentral | 2493 | 0.00016264
[11 empty] | c_DK2_SmallDecentral | 2494 | 0.00013131
[11 empty] | c_DK2_SmallDecentral | 2495 | 0.00010398
[11 empty] | c_DK2_SmallDecentral | 2496 | 8.6987e-05
[11 empty] | c_DK2_SmallDecentral | 2497 | 9.2986e-05
[11 empty] | c_DK2_SmallDecentral | 2498 | 9.4319e-05
[11 empty] | c_DK2_SmallDecentral | 2499 | 0.00010165
[11 empty] | c_DK2_SmallDecentral | 2500 | 0.00012831
[11 empty] | c_DK2_SmallDecentral | 2501 | 0.00019097
[11 empty] | c_DK2_SmallDecentral | 2502 | 0.00022113
[11 empty] | c_DK2_SmallDecentral | 2503 | 0.00021713
[11 empty] | c_DK2_SmallDecentral | 2504 | 0.00019597
[11 empty] | c_DK2_SmallDecentral | 2505 | 0.00018897
[11 empty] | c_DK2_SmallDecentral | 2506 | 0.00017997
[11 empty] | c_DK2_SmallDecentral | 2507 | 0.00017297
[11 empty] | c_DK2_SmallDecentral | 2508 | 0.00016798
[11 empty] | c_DK2_SmallDecentral | 2509 | 0.00015914
[11 empty] | c_DK2_SmallDecentral | 2510 | 0.00015831
[11 empty] | c_DK2_SmallDecentral | 2511 | 0.00015648
[11 empty] | c_DK2_SmallDecentral | 2512 | 0.00016164
[11 empty] | c_DK2_SmallDecentral | 2513 | 0.00016997
[11 empty] | c_DK2_SmallDecentral | 2514 | 0.00017164
[11 empty] | c_DK2_SmallDecentral | 2515 | 0.00017397
[11 empty] | c_DK2_SmallDecentral | 2516 | 0.00017281
[11 empty] | c_DK2_SmallDecentral | 2517 | 0.00015798
[11 empty] | c_DK2_SmallDecentral | 2518 | 0.00012848
[11 empty] | c_DK2_SmallDecentral | 2519 | 9.8652e-05
[11 empty] | c_DK2_SmallDecentral | 2520 | 8.1488e-05
[11 empty] | c_DK2_SmallDecentral | 2521 | 8.7987e-05
[11 empty] | c_DK2_SmallDecentral | 2522 | 8.882e-05
[11 empty] | c_DK2_SmallDecentral | 2523 | 9.6486e-05
[11 empty] | c_DK2_SmallDecentral | 2524 | 0.00012465
[11 empty] | c_DK2_SmallDecentral | 2525 | 0.00018547
[11 empty] | c_DK2_SmallDecentral | 2526 | 0.00021647
[11 empty] | c_DK2_SmallDecentral | 2527 | 0.00021347
[11 empty] | c_DK2_SmallDecentral | 2528 | 0.00019364
[11 empty] | c_DK2_SmallDecentral | 2529 | 0.00018464
[11 empty] | c_DK2_SmallDecentral | 2530 | 0.00017464
[11 empty] | c_DK2_SmallDecentral | 2531 | 0.00016764
[11 empty] | c_DK2_SmallDecentral | 2532 | 0.00016248
[11 empty] | c_DK2_SmallDecentral | 2533 | 0.00015298
[11 empty] | c_DK2_SmallDecentral | 2534 | 0.00015181
[11 empty] | c_DK2_SmallDecentral | 2535 | 0.00014981
[11 empty] | c_DK2_SmallDecentral | 2536 | 0.00015448
[11 empty] | c_DK2_SmallDecentral | 2537 | 0.00016264
[11 empty] | c_DK2_SmallDecentral | 2538 | 0.00016431
[11 empty] | c_DK2_SmallDecentral | 2539 | 0.00016748
[11 empty] | c_DK2_SmallDecentral | 2540 | 0.00016731
[11 empty] | c_DK2_SmallDecentral | 2541 | 0.00015214
[11 empty] | c_DK2_SmallDecentral | 2542 | 0.00012248
[11 empty] | c_DK2_SmallDecentral | 2543 | 9.3153e-05
[11 empty] | c_DK2_SmallDecentral | 2544 | 7.0656e-05
[11 empty] | c_DK2_SmallDecentral | 2545 | 7.6989e-05
[11 empty] | c_DK2_SmallDecentral | 2546 | 7.7489e-05
[11 empty] | c_DK2_SmallDecentral | 2547 | 8.4987e-05
[11 empty] | c_DK2_SmallDecentral | 2548 | 0.00011415
[11 empty] | c_DK2_SmallDecentral | 2549 | 0.00017114
[11 empty] | c_DK2_SmallDecentral | 2550 | 0.00020097
[11 empty] | c_DK2_SmallDecentral | 2551 | 0.0001983
[11 empty] | c_DK2_SmallDecentral | 2552 | 0.00017881
[11 empty] | c_DK2_SmallDecentral | 2553 | 0.00016798
[11 empty] | c_DK2_SmallDecentral | 2554 | 0.00015814
[11 empty] | c_DK2_SmallDecentral | 2555 | 0.00015098
[11 empty] | c_DK2_SmallDecentral | 2556 | 0.00014681
[11 empty] | c_DK2_SmallDecentral | 2557 | 0.00013698
[11 empty] | c_DK2_SmallDecentral | 2558 | 0.00013565
[11 empty] | c_DK2_SmallDecentral | 2559 | 0.00013381
[11 empty] | c_DK2_SmallDecentral | 2560 | 0.00013798
[11 empty] | c_DK2_SmallDecentral | 2561 | 0.00014681
[11 empty] | c_DK2_SmallDecentral | 2562 | 0.00014948
[11 empty] | c_DK2_SmallDecentral | 2563 | 0.00015364
[11 empty] | c_DK2_SmallDecentral | 2564 | 0.00015398
[11 empty] | c_DK2_SmallDecentral | 2565 | 0.00013998
[11 empty] | c_DK2_SmallDecentral | 2566 | 0.00011132
[11 empty] | c_DK2_SmallDecentral | 2567 | 8.2821e-05
[11 empty] | c_DK2_SmallDecentral | 2568 | 6.3824e-05
[11 empty] | c_DK2_SmallDecentral | 2569 | 6.9823e-05
[11 empty] | c_DK2_SmallDecentral | 2570 | 7.0156e-05
[11 empty] | c_DK2_SmallDecentral | 2571 | 7.6822e-05
[11 empty] | c_DK2_SmallDecentral | 2572 | 0.00010398
[11 empty] | c_DK2_SmallDecentral | 2573 | 0.00015748
[11 empty] | c_DK2_SmallDecentral | 2574 | 0.00018464
[11 empty] | c_DK2_SmallDecentral | 2575 | 0.00018231
[11 empty] | c_DK2_SmallDecentral | 2576 | 0.00016314
[11 empty] | c_DK2_SmallDecentral | 2577 | 0.00015364
[11 empty] | c_DK2_SmallDecentral | 2578 | 0.00014448
[11 empty] | c_DK2_SmallDecentral | 2579 | 0.00013848
[11 empty] | c_DK2_SmallDecentral | 2580 | 0.00013431
[11 empty] | c_DK2_SmallDecentral | 2581 | 0.00012481
[11 empty] | c_DK2_SmallDecentral | 2582 | 0.00012348
[11 empty] | c_DK2_SmallDecentral | 2583 | 0.00012148
[11 empty] | c_DK2_SmallDecentral | 2584 | 0.00012515
[11 empty] | c_DK2_SmallDecentral | 2585 | 0.00013348
[11 empty] | c_DK2_SmallDecentral | 2586 | 0.00013581
[11 empty] | c_DK2_SmallDecentral | 2587 | 0.00013981
[11 empty] | c_DK2_SmallDecentral | 2588 | 0.00014065
[11 empty] | c_DK2_SmallDecentral | 2589 | 0.00012765
[11 empty] | c_DK2_SmallDecentral | 2590 | 0.00010149
[11 empty] | c_DK2_SmallDecentral | 2591 | 7.5156e-05
[11 empty] | c_DK2_SmallDecentral | 2592 | 5.9825e-05
[11 empty] | c_DK2_SmallDecentral | 2593 | 6.4657e-05
[11 empty] | c_DK2_SmallDecentral | 2594 | 6.4491e-05
[11 empty] | c_DK2_SmallDecentral | 2595 | 7.0156e-05
[11 empty] | c_DK2_SmallDecentral | 2596 | 9.4986e-05
[11 empty] | c_DK2_SmallDecentral | 2597 | 0.00014615
[11 empty] | c_DK2_SmallDecentral | 2598 | 0.00017381
[11 empty] | c_DK2_SmallDecentral | 2599 | 0.00017364
[11 empty] | c_DK2_SmallDecentral | 2600 | 0.00015514
[11 empty] | c_DK2_SmallDecentral | 2601 | 0.00014615
[11 empty] | c_DK2_SmallDecentral | 2602 | 0.00013648
[11 empty] | c_DK2_SmallDecentral | 2603 | 0.00013065
[11 empty] | c_DK2_SmallDecentral | 2604 | 0.00012648
[11 empty] | c_DK2_SmallDecentral | 2605 | 0.00011765
[11 empty] | c_DK2_SmallDecentral | 2606 | 0.00011532
[11 empty] | c_DK2_SmallDecentral | 2607 | 0.00011332
[11 empty] | c_DK2_SmallDecentral | 2608 | 0.00011615
[11 empty] | c_DK2_SmallDecentral | 2609 | 0.00012465
[11 empty] | c_DK2_SmallDecentral | 2610 | 0.00012798
[11 empty] | c_DK2_SmallDecentral | 2611 | 0.00013298
[11 empty] | c_DK2_SmallDecentral | 2612 | 0.00013331
[11 empty] | c_DK2_SmallDecentral | 2613 | 0.00012198
[11 empty] | c_DK2_SmallDecentral | 2614 | 9.6319e-05
[11 empty] | c_DK2_SmallDecentral | 2615 | 7.049e-05
[11 empty] | c_DK2_SmallDecentral | 2616 | 5.8158e-05
[11 empty] | c_DK2_SmallDecentral | 2617 | 6.0158e-05
[11 empty] | c_DK2_SmallDecentral | 2618 | 5.7158e-05
[11 empty] | c_DK2_SmallDecentral | 2619 | 6.4657e-05
[11 empty] | c_DK2_SmallDecentral | 2620 | 8.932e-05
[11 empty] | c_DK2_SmallDecentral | 2621 | 0.00013448
[11 empty] | c_DK2_SmallDecentral | 2622 | 0.00016598
[11 empty] | c_DK2_SmallDecentral | 2623 | 0.00016481
[11 empty] | c_DK2_SmallDecentral | 2624 | 0.00014381
[11 empty] | c_DK2_SmallDecentral | 2625 | 0.00013465
[11 empty] | c_DK2_SmallDecentral | 2626 | 0.00012898
[11 empty] | c_DK2_SmallDecentral | 2627 | 0.00012015
[11 empty] | c_DK2_SmallDecentral | 2628 | 0.00011665
[11 empty] | c_DK2_SmallDecentral | 2629 | 0.00010548
[11 empty] | c_DK2_SmallDecentral | 2630 | 0.00010915
[11 empty] | c_DK2_SmallDecentral | 2631 | 0.00010615
[11 empty] | c_DK2_SmallDecentral | 2632 | 0.00010915
[11 empty] | c_DK2_SmallDecentral | 2633 | 0.00011398
[11 empty] | c_DK2_SmallDecentral | 2634 | 0.00011848
[11 empty] | c_DK2_SmallDecentral | 2635 | 0.00012165
[11 empty] | c_DK2_SmallDecentral | 2636 | 0.00012248
[11 empty] | c_DK2_SmallDecentral | 2637 | 0.00011465
[11 empty] | c_DK2_SmallDecentral | 2638 | 9.132e-05
[11 empty] | c_DK2_SmallDecentral | 2639 | 6.5157e-05
[11 empty] | c_DK2_SmallDecentral | 2640 | 5.3659e-05
[11 empty] | c_DK2_SmallDecentral | 2641 | 5.9991e-05
[11 empty] | c_DK2_SmallDecentral | 2642 | 6.0491e-05
[11 empty] | c_DK2_SmallDecentral | 2643 | 7.2656e-05
[11 empty] | c_DK2_SmallDecentral | 2644 | 0.00010149
[11 empty] | c_DK2_SmallDecentral | 2645 | 0.00014781
[11 empty] | c_DK2_SmallDecentral | 2646 | 0.00015448
[11 empty] | c_DK2_SmallDecentral | 2647 | 0.00015564
[11 empty] | c_DK2_SmallDecentral | 2648 | 0.00013198
[11 empty] | c_DK2_SmallDecentral | 2649 | 0.00012382
[11 empty] | c_DK2_SmallDecentral | 2650 | 0.00011698
[11 empty] | c_DK2_SmallDecentral | 2651 | 0.00011165
[11 empty] | c_DK2_SmallDecentral | 2652 | 0.00010848
[11 empty] | c_DK2_SmallDecentral | 2653 | 0.00010032
[11 empty] | c_DK2_SmallDecentral | 2654 | 9.9152e-05
[11 empty] | c_DK2_SmallDecentral | 2655 | 9.6486e-05
[11 empty] | c_DK2_SmallDecentral | 2656 | 0.00010115
[11 empty] | c_DK2_SmallDecentral | 2657 | 0.00010848
[11 empty] | c_DK2_SmallDecentral | 2658 | 0.00011348
[11 empty] | c_DK2_SmallDecentral | 2659 | 0.00011915
[11 empty] | c_DK2_SmallDecentral | 2660 | 0.00012115
[11 empty] | c_DK2_SmallDecentral | 2661 | 0.00011398
[11 empty] | c_DK2_SmallDecentral | 2662 | 9.082e-05
[11 empty] | c_DK2_SmallDecentral | 2663 | 6.5157e-05
[11 empty] | c_DK2_SmallDecentral | 2664 | 5.1159e-05
[11 empty] | c_DK2_SmallDecentral | 2665 | 5.6158e-05
[11 empty] | c_DK2_SmallDecentral | 2666 | 5.6825e-05
[11 empty] | c_DK2_SmallDecentral | 2667 | 6.2491e-05
[11 empty] | c_DK2_SmallDecentral | 2668 | 8.7987e-05
[11 empty] | c_DK2_SmallDecentral | 2669 | 0.00014081
[11 empty] | c_DK2_SmallDecentral | 2670 | 0.00016814
[11 empty] | c_DK2_SmallDecentral | 2671 | 0.00016548
[11 empty] | c_DK2_SmallDecentral | 2672 | 0.00014031
[11 empty] | c_DK2_SmallDecentral | 2673 | 0.00013281
[11 empty] | c_DK2_SmallDecentral | 2674 | 0.00012398
[11 empty] | c_DK2_SmallDecentral | 2675 | 0.00011748
[11 empty] | c_DK2_SmallDecentral | 2676 | 0.00011332
[11 empty] | c_DK2_SmallDecentral | 2677 | 0.00010348
[11 empty] | c_DK2_SmallDecentral | 2678 | 0.00010099
[11 empty] | c_DK2_SmallDecentral | 2679 | 9.8652e-05
[11 empty] | c_DK2_SmallDecentral | 2680 | 0.00010149
[11 empty] | c_DK2_SmallDecentral | 2681 | 0.00010882
[11 empty] | c_DK2_SmallDecentral | 2682 | 0.00011282
[11 empty] | c_DK2_SmallDecentral | 2683 | 0.00011998
[11 empty] | c_DK2_SmallDecentral | 2684 | 0.00012265
[11 empty] | c_DK2_SmallDecentral | 2685 | 0.00011298
[11 empty] | c_DK2_SmallDecentral | 2686 | 8.9987e-05
[11 empty] | c_DK2_SmallDecentral | 2687 | 6.2824e-05
[11 empty] | c_DK2_SmallDecentral | 2688 | 4.566e-05
[11 empty] | c_DK2_SmallDecentral | 2689 | 4.9826e-05
[11 empty] | c_DK2_SmallDecentral | 2690 | 5.0326e-05
[11 empty] | c_DK2_SmallDecentral | 2691 | 5.5159e-05
[11 empty] | c_DK2_SmallDecentral | 2692 | 8.0322e-05
[11 empty] | c_DK2_SmallDecentral | 2693 | 0.00013131
[11 empty] | c_DK2_SmallDecentral | 2694 | 0.00015931
[11 empty] | c_DK2_SmallDecentral | 2695 | 0.00015648
[11 empty] | c_DK2_SmallDecentral | 2696 | 0.00013315
[11 empty] | c_DK2_SmallDecentral | 2697 | 0.00012565
[11 empty] | c_DK2_SmallDecentral | 2698 | 0.00011682
[11 empty] | c_DK2_SmallDecentral | 2699 | 0.00011082
[11 empty] | c_DK2_SmallDecentral | 2700 | 0.00010598
[11 empty] | c_DK2_SmallDecentral | 2701 | 9.6153e-05
[11 empty] | c_DK2_SmallDecentral | 2702 | 9.2486e-05
[11 empty] | c_DK2_SmallDecentral | 2703 | 8.9487e-05
[11 empty] | c_DK2_SmallDecentral | 2704 | 9.132e-05
[11 empty] | c_DK2_SmallDecentral | 2705 | 9.8152e-05
[11 empty] | c_DK2_SmallDecentral | 2706 | 0.00010232
[11 empty] | c_DK2_SmallDecentral | 2707 | 0.00010965
[11 empty] | c_DK2_SmallDecentral | 2708 | 0.00011182
[11 empty] | c_DK2_SmallDecentral | 2709 | 0.00010365
[11 empty] | c_DK2_SmallDecentral | 2710 | 8.2155e-05
[11 empty] | c_DK2_SmallDecentral | 2711 | 5.6158e-05
[11 empty] | c_DK2_SmallDecentral | 2712 | 4.3494e-05
[11 empty] | c_DK2_SmallDecentral | 2713 | 4.7326e-05
[11 empty] | c_DK2_SmallDecentral | 2714 | 4.7993e-05
[11 empty] | c_DK2_SmallDecentral | 2715 | 5.2492e-05
[11 empty] | c_DK2_SmallDecentral | 2716 | 7.6822e-05
[11 empty] | c_DK2_SmallDecentral | 2717 | 0.00012631
[11 empty] | c_DK2_SmallDecentral | 2718 | 0.00015298
[11 empty] | c_DK2_SmallDecentral | 2719 | 0.00015014
[11 empty] | c_DK2_SmallDecentral | 2720 | 0.00012781
[11 empty] | c_DK2_SmallDecentral | 2721 | 0.00012065
[11 empty] | c_DK2_SmallDecentral | 2722 | 0.00011198
[11 empty] | c_DK2_SmallDecentral | 2723 | 0.00010632
[11 empty] | c_DK2_SmallDecentral | 2724 | 0.00010198
[11 empty] | c_DK2_SmallDecentral | 2725 | 9.2153e-05
[11 empty] | c_DK2_SmallDecentral | 2726 | 8.882e-05
[11 empty] | c_DK2_SmallDecentral | 2727 | 8.5487e-05
[11 empty] | c_DK2_SmallDecentral | 2728 | 8.732e-05
[11 empty] | c_DK2_SmallDecentral | 2729 | 9.4153e-05
[11 empty] | c_DK2_SmallDecentral | 2730 | 9.8152e-05
[11 empty] | c_DK2_SmallDecentral | 2731 | 0.00010498
[11 empty] | c_DK2_SmallDecentral | 2732 | 0.00010715
[11 empty] | c_DK2_SmallDecentral | 2733 | 9.9319e-05
[11 empty] | c_DK2_SmallDecentral | 2734 | 7.8988e-05
[11 empty] | c_DK2_SmallDecentral | 2735 | 5.3492e-05
[11 empty] | c_DK2_SmallDecentral | 2736 | 4.1161e-05
[11 empty] | c_DK2_SmallDecentral | 2737 | 4.4993e-05
[11 empty] | c_DK2_SmallDecentral | 2738 | 4.5493e-05
[11 empty] | c_DK2_SmallDecentral | 2739 | 4.9659e-05
[11 empty] | c_DK2_SmallDecentral | 2740 | 7.2989e-05
[11 empty] | c_DK2_SmallDecentral | 2741 | 0.00012048
[11 empty] | c_DK2_SmallDecentral | 2742 | 0.00014615
[11 empty] | c_DK2_SmallDecentral | 2743 | 0.00014331
[11 empty] | c_DK2_SmallDecentral | 2744 | 0.00012132
[11 empty] | c_DK2_SmallDecentral | 2745 | 0.00011482
[11 empty] | c_DK2_SmallDecentral | 2746 | 0.00010665
[11 empty] | c_DK2_SmallDecentral | 2747 | 0.00010149
[11 empty] | c_DK2_SmallDecentral | 2748 | 9.7152e-05
[11 empty] | c_DK2_SmallDecentral | 2749 | 8.7654e-05
[11 empty] | c_DK2_SmallDecentral | 2750 | 8.4321e-05
[11 empty] | c_DK2_SmallDecentral | 2751 | 8.1321e-05
[11 empty] | c_DK2_SmallDecentral | 2752 | 8.2988e-05
[11 empty] | c_DK2_SmallDecentral | 2753 | 8.9487e-05
[11 empty] | c_DK2_SmallDecentral | 2754 | 9.282e-05
[11 empty] | c_DK2_SmallDecentral | 2755 | 9.9652e-05
[11 empty] | c_DK2_SmallDecentral | 2756 | 0.00010182
[11 empty] | c_DK2_SmallDecentral | 2757 | 9.4319e-05
[11 empty] | c_DK2_SmallDecentral | 2758 | 7.4822e-05
[11 empty] | c_DK2_SmallDecentral | 2759 | 5.0826e-05
[11 empty] | c_DK2_SmallDecentral | 2760 | 4.0994e-05
[11 empty] | c_DK2_SmallDecentral | 2761 | 4.4327e-05
[11 empty] | c_DK2_SmallDecentral | 2762 | 4.3994e-05
[11 empty] | c_DK2_SmallDecentral | 2763 | 4.7826e-05
[11 empty] | c_DK2_SmallDecentral | 2764 | 6.9656e-05
[11 empty] | c_DK2_SmallDecentral | 2765 | 0.00011582
[11 empty] | c_DK2_SmallDecentral | 2766 | 0.00014081
[11 empty] | c_DK2_SmallDecentral | 2767 | 0.00014048
[11 empty] | c_DK2_SmallDecentral | 2768 | 0.00011982
[11 empty] | c_DK2_SmallDecentral | 2769 | 0.00011332
[11 empty] | c_DK2_SmallDecentral | 2770 | 0.00010448
[11 empty] | c_DK2_SmallDecentral | 2771 | 9.8985e-05
[11 empty] | c_DK2_SmallDecentral | 2772 | 9.5986e-05
[11 empty] | c_DK2_SmallDecentral | 2773 | 8.6487e-05
[11 empty] | c_DK2_SmallDecentral | 2774 | 8.2655e-05
[11 empty] | c_DK2_SmallDecentral | 2775 | 7.9155e-05
[11 empty] | c_DK2_SmallDecentral | 2776 | 8.0988e-05
[11 empty] | c_DK2_SmallDecentral | 2777 | 8.8154e-05
[11 empty] | c_DK2_SmallDecentral | 2778 | 9.1986e-05
[11 empty] | c_DK2_SmallDecentral | 2779 | 9.9152e-05
[11 empty] | c_DK2_SmallDecentral | 2780 | 0.00010082
[11 empty] | c_DK2_SmallDecentral | 2781 | 9.3986e-05
[11 empty] | c_DK2_SmallDecentral | 2782 | 7.3822e-05
[11 empty] | c_DK2_SmallDecentral | 2783 | 4.9993e-05
[11 empty] | c_DK2_SmallDecentral | 2784 | 4.8826e-05
[11 empty] | c_DK2_SmallDecentral | 2785 | 4.9159e-05
[11 empty] | c_DK2_SmallDecentral | 2786 | 4.666e-05
[11 empty] | c_DK2_SmallDecentral | 2787 | 5.2659e-05
[11 empty] | c_DK2_SmallDecentral | 2788 | 7.5989e-05
[11 empty] | c_DK2_SmallDecentral | 2789 | 0.00011865
[11 empty] | c_DK2_SmallDecentral | 2790 | 0.00014998
[11 empty] | c_DK2_SmallDecentral | 2791 | 0.00014931
[11 empty] | c_DK2_SmallDecentral | 2792 | 0.00012765
[11 empty] | c_DK2_SmallDecentral | 2793 | 0.00011898
[11 empty] | c_DK2_SmallDecentral | 2794 | 0.00011415
[11 empty] | c_DK2_SmallDecentral | 2795 | 0.00010482
[11 empty] | c_DK2_SmallDecentral | 2796 | 0.00010132
[11 empty] | c_DK2_SmallDecentral | 2797 | 9.0487e-05
[11 empty] | c_DK2_SmallDecentral | 2798 | 9.3653e-05
[11 empty] | c_DK2_SmallDecentral | 2799 | 8.9487e-05
[11 empty] | c_DK2_SmallDecentral | 2800 | 9.082e-05
[11 empty] | c_DK2_SmallDecentral | 2801 | 9.4819e-05
[11 empty] | c_DK2_SmallDecentral | 2802 | 9.9652e-05
[11 empty] | c_DK2_SmallDecentral | 2803 | 0.00010498
[11 empty] | c_DK2_SmallDecentral | 2804 | 0.00010615
[11 empty] | c_DK2_SmallDecentral | 2805 | 0.00010115
[11 empty] | c_DK2_SmallDecentral | 2806 | 7.9488e-05
[11 empty] | c_DK2_SmallDecentral | 2807 | 5.4659e-05
[11 empty] | c_DK2_SmallDecentral | 2808 | 4.8826e-05
[11 empty] | c_DK2_SmallDecentral | 2809 | 5.4159e-05
[11 empty] | c_DK2_SmallDecentral | 2810 | 5.5492e-05
[11 empty] | c_DK2_SmallDecentral | 2811 | 6.749e-05
[11 empty] | c_DK2_SmallDecentral | 2812 | 9.6652e-05
[11 empty] | c_DK2_SmallDecentral | 2813 | 0.00014181
[11 empty] | c_DK2_SmallDecentral | 2814 | 0.00014831
[11 empty] | c_DK2_SmallDecentral | 2815 | 0.00015048
[11 empty] | c_DK2_SmallDecentral | 2816 | 0.00012581
[11 empty] | c_DK2_SmallDecentral | 2817 | 0.00011732
[11 empty] | c_DK2_SmallDecentral | 2818 | 0.00011098
[11 empty] | c_DK2_SmallDecentral | 2819 | 0.00010515
[11 empty] | c_DK2_SmallDecentral | 2820 | 0.00010215
[11 empty] | c_DK2_SmallDecentral | 2821 | 9.382e-05
[11 empty] | c_DK2_SmallDecentral | 2822 | 9.1986e-05
[11 empty] | c_DK2_SmallDecentral | 2823 | 8.932e-05
[11 empty] | c_DK2_SmallDecentral | 2824 | 9.3153e-05
[11 empty] | c_DK2_SmallDecentral | 2825 | 9.9985e-05
[11 empty] | c_DK2_SmallDecentral | 2826 | 0.00010548
[11 empty] | c_DK2_SmallDecentral | 2827 | 0.00011182
[11 empty] | c_DK2_SmallDecentral | 2828 | 0.00011398
[11 empty] | c_DK2_SmallDecentral | 2829 | 0.00010832
[11 empty] | c_DK2_SmallDecentral | 2830 | 8.5321e-05
[11 empty] | c_DK2_SmallDecentral | 2831 | 6.0324e-05
[11 empty] | c_DK2_SmallDecentral | 2832 | 4.6993e-05
[11 empty] | c_DK2_SmallDecentral | 2833 | 5.1492e-05
[11 empty] | c_DK2_SmallDecentral | 2834 | 5.2326e-05
[11 empty] | c_DK2_SmallDecentral | 2835 | 5.7325e-05
[11 empty] | c_DK2_SmallDecentral | 2836 | 8.2155e-05
[11 empty] | c_DK2_SmallDecentral | 2837 | 0.00013398
[11 empty] | c_DK2_SmallDecentral | 2838 | 0.00016114
[11 empty] | c_DK2_SmallDecentral | 2839 | 0.00015848
[11 empty] | c_DK2_SmallDecentral | 2840 | 0.00013281
[11 empty] | c_DK2_SmallDecentral | 2841 | 0.00012565
[11 empty] | c_DK2_SmallDecentral | 2842 | 0.00011698
[11 empty] | c_DK2_SmallDecentral | 2843 | 0.00011082
[11 empty] | c_DK2_SmallDecentral | 2844 | 0.00010648
[11 empty] | c_DK2_SmallDecentral | 2845 | 9.6652e-05
[11 empty] | c_DK2_SmallDecentral | 2846 | 9.4153e-05
[11 empty] | c_DK2_SmallDecentral | 2847 | 9.1487e-05
[11 empty] | c_DK2_SmallDecentral | 2848 | 9.3653e-05
[11 empty] | c_DK2_SmallDecentral | 2849 | 0.00010082
[11 empty] | c_DK2_SmallDecentral | 2850 | 0.00010498
[11 empty] | c_DK2_SmallDecentral | 2851 | 0.00011248
[11 empty] | c_DK2_SmallDecentral | 2852 | 0.00011548
[11 empty] | c_DK2_SmallDecentral | 2853 | 0.00010698
[11 empty] | c_DK2_SmallDecentral | 2854 | 8.5154e-05
[11 empty] | c_DK2_SmallDecentral | 2855 | 5.8325e-05
[11 empty] | c_DK2_SmallDecentral | 2856 | 4.5993e-05
[11 empty] | c_DK2_SmallDecentral | 2857 | 4.9826e-05
[11 empty] | c_DK2_SmallDecentral | 2858 | 5.0659e-05
[11 empty] | c_DK2_SmallDecentral | 2859 | 5.5492e-05
[11 empty] | c_DK2_SmallDecentral | 2860 | 8.0655e-05
[11 empty] | c_DK2_SmallDecentral | 2861 | 0.00013181
[11 empty] | c_DK2_SmallDecentral | 2862 | 0.00015981
[11 empty] | c_DK2_SmallDecentral | 2863 | 0.00015664
[11 empty] | c_DK2_SmallDecentral | 2864 | 0.00013348
[11 empty] | c_DK2_SmallDecentral | 2865 | 0.00012598
[11 empty] | c_DK2_SmallDecentral | 2866 | 0.00011698
[11 empty] | c_DK2_SmallDecentral | 2867 | 0.00011132
[11 empty] | c_DK2_SmallDecentral | 2868 | 0.00010648
[11 empty] | c_DK2_SmallDecentral | 2869 | 9.6652e-05
[11 empty] | c_DK2_SmallDecentral | 2870 | 9.2986e-05
[11 empty] | c_DK2_SmallDecentral | 2871 | 8.9653e-05
[11 empty] | c_DK2_SmallDecentral | 2872 | 9.182e-05
[11 empty] | c_DK2_SmallDecentral | 2873 | 9.8652e-05
[11 empty] | c_DK2_SmallDecentral | 2874 | 0.00010265
[11 empty] | c_DK2_SmallDecentral | 2875 | 0.00010982
[11 empty] | c_DK2_SmallDecentral | 2876 | 0.00011198
[11 empty] | c_DK2_SmallDecentral | 2877 | 0.00010398
[11 empty] | c_DK2_SmallDecentral | 2878 | 8.2321e-05
[11 empty] | c_DK2_SmallDecentral | 2879 | 5.6158e-05
[11 empty] | c_DK2_SmallDecentral | 2880 | 4.9493e-05
[11 empty] | c_DK2_SmallDecentral | 2881 | 5.3825e-05
[11 empty] | c_DK2_SmallDecentral | 2882 | 5.4825e-05
[11 empty] | c_DK2_SmallDecentral | 2883 | 5.9991e-05
[11 empty] | c_DK2_SmallDecentral | 2884 | 8.6321e-05
[11 empty] | c_DK2_SmallDecentral | 2885 | 0.00013915
[11 empty] | c_DK2_SmallDecentral | 2886 | 0.00016798
[11 empty] | c_DK2_SmallDecentral | 2887 | 0.00016498
[11 empty] | c_DK2_SmallDecentral | 2888 | 0.00014181
[11 empty] | c_DK2_SmallDecentral | 2889 | 0.00013348
[11 empty] | c_DK2_SmallDecentral | 2890 | 0.00012415
[11 empty] | c_DK2_SmallDecentral | 2891 | 0.00011782
[11 empty] | c_DK2_SmallDecentral | 2892 | 0.00011315
[11 empty] | c_DK2_SmallDecentral | 2893 | 0.00010315
[11 empty] | c_DK2_SmallDecentral | 2894 | 9.9652e-05
[11 empty] | c_DK2_SmallDecentral | 2895 | 9.6486e-05
[11 empty] | c_DK2_SmallDecentral | 2896 | 9.8819e-05
[11 empty] | c_DK2_SmallDecentral | 2897 | 0.00010598
[11 empty] | c_DK2_SmallDecentral | 2898 | 0.00011032
[11 empty] | c_DK2_SmallDecentral | 2899 | 0.00011732
[11 empty] | c_DK2_SmallDecentral | 2900 | 0.00011932
[11 empty] | c_DK2_SmallDecentral | 2901 | 0.00011048
[11 empty] | c_DK2_SmallDecentral | 2902 | 8.7654e-05
[11 empty] | c_DK2_SmallDecentral | 2903 | 6.0491e-05
[11 empty] | c_DK2_SmallDecentral | 2904 | 5.7658e-05
[11 empty] | c_DK2_SmallDecentral | 2905 | 6.3157e-05
[11 empty] | c_DK2_SmallDecentral | 2906 | 6.3324e-05
[11 empty] | c_DK2_SmallDecentral | 2907 | 6.9156e-05
[11 empty] | c_DK2_SmallDecentral | 2908 | 9.4486e-05
[11 empty] | c_DK2_SmallDecentral | 2909 | 0.00014498
[11 empty] | c_DK2_SmallDecentral | 2910 | 0.00017047
[11 empty] | c_DK2_SmallDecentral | 2911 | 0.00016814
[11 empty] | c_DK2_SmallDecentral | 2912 | 0.00014931
[11 empty] | c_DK2_SmallDecentral | 2913 | 0.00014098
[11 empty] | c_DK2_SmallDecentral | 2914 | 0.00013265
[11 empty] | c_DK2_SmallDecentral | 2915 | 0.00012715
[11 empty] | c_DK2_SmallDecentral | 2916 | 0.00012332
[11 empty] | c_DK2_SmallDecentral | 2917 | 0.00011398
[11 empty] | c_DK2_SmallDecentral | 2918 | 0.00011265
[11 empty] | c_DK2_SmallDecentral | 2919 | 0.00011015
[11 empty] | c_DK2_SmallDecentral | 2920 | 0.00011348
[11 empty] | c_DK2_SmallDecentral | 2921 | 0.00012132
[11 empty] | c_DK2_SmallDecentral | 2922 | 0.00012348
[11 empty] | c_DK2_SmallDecentral | 2923 | 0.00012765
[11 empty] | c_DK2_SmallDecentral | 2924 | 0.00012848
[11 empty] | c_DK2_SmallDecentral | 2925 | 0.00011682
[11 empty] | c_DK2_SmallDecentral | 2926 | 9.2986e-05
[11 empty] | c_DK2_SmallDecentral | 2927 | 6.849e-05
[11 empty] | c_DK2_SmallDecentral | 2928 | 6.7823e-05
[11 empty] | c_DK2_SmallDecentral | 2929 | 7.3156e-05
[11 empty] | c_DK2_SmallDecentral | 2930 | 7.3156e-05
[11 empty] | c_DK2_SmallDecentral | 2931 | 7.9488e-05
[11 empty] | c_DK2_SmallDecentral | 2932 | 0.00010648
[11 empty] | c_DK2_SmallDecentral | 2933 | 0.00016114
[11 empty] | c_DK2_SmallDecentral | 2934 | 0.00019081
[11 empty] | c_DK2_SmallDecentral | 2935 | 0.00019064
[11 empty] | c_DK2_SmallDecentral | 2936 | 0.00017214
[11 empty] | c_DK2_SmallDecentral | 2937 | 0.00016198
[11 empty] | c_DK2_SmallDecentral | 2938 | 0.00015148
[11 empty] | c_DK2_SmallDecentral | 2939 | 0.00014515
[11 empty] | c_DK2_SmallDecentral | 2940 | 0.00014065
[11 empty] | c_DK2_SmallDecentral | 2941 | 0.00013165
[11 empty] | c_DK2_SmallDecentral | 2942 | 0.00012948
[11 empty] | c_DK2_SmallDecentral | 2943 | 0.00012765
[11 empty] | c_DK2_SmallDecentral | 2944 | 0.00013131
[11 empty] | c_DK2_SmallDecentral | 2945 | 0.00014031
[11 empty] | c_DK2_SmallDecentral | 2946 | 0.00014381
[11 empty] | c_DK2_SmallDecentral | 2947 | 0.00014848
[11 empty] | c_DK2_SmallDecentral | 2948 | 0.00014831
[11 empty] | c_DK2_SmallDecentral | 2949 | 0.00013531
[11 empty] | c_DK2_SmallDecentral | 2950 | 0.00010698
[11 empty] | c_DK2_SmallDecentral | 2951 | 7.9488e-05
[11 empty] | c_DK2_SmallDecentral | 2952 | 7.5489e-05
[11 empty] | c_DK2_SmallDecentral | 2953 | 7.9155e-05
[11 empty] | c_DK2_SmallDecentral | 2954 | 7.5822e-05
[11 empty] | c_DK2_SmallDecentral | 2955 | 8.5987e-05
[11 empty] | c_DK2_SmallDecentral | 2956 | 0.00011448
[11 empty] | c_DK2_SmallDecentral | 2957 | 0.00016714
[11 empty] | c_DK2_SmallDecentral | 2958 | 0.00020264
[11 empty] | c_DK2_SmallDecentral | 2959 | 0.0002003
[11 empty] | c_DK2_SmallDecentral | 2960 | 0.00017881
[11 empty] | c_DK2_SmallDecentral | 2961 | 0.00016764
[11 empty] | c_DK2_SmallDecentral | 2962 | 0.00015998
[11 empty] | c_DK2_SmallDecentral | 2963 | 0.00015064
[11 empty] | c_DK2_SmallDecentral | 2964 | 0.00014631
[11 empty] | c_DK2_SmallDecentral | 2965 | 0.00013398
[11 empty] | c_DK2_SmallDecentral | 2966 | 0.00013781
[11 empty] | c_DK2_SmallDecentral | 2967 | 0.00013615
[11 empty] | c_DK2_SmallDecentral | 2968 | 0.00014115
[11 empty] | c_DK2_SmallDecentral | 2969 | 0.00014798
[11 empty] | c_DK2_SmallDecentral | 2970 | 0.00015264
[11 empty] | c_DK2_SmallDecentral | 2971 | 0.00015448
[11 empty] | c_DK2_SmallDecentral | 2972 | 0.00015481
[11 empty] | c_DK2_SmallDecentral | 2973 | 0.00014315
[11 empty] | c_DK2_SmallDecentral | 2974 | 0.00011498
[11 empty] | c_DK2_SmallDecentral | 2975 | 8.4654e-05
[11 empty] | c_DK2_SmallDecentral | 2976 | 7.3822e-05
[11 empty] | c_DK2_SmallDecentral | 2977 | 8.3654e-05
[11 empty] | c_DK2_SmallDecentral | 2978 | 8.1488e-05
[11 empty] | c_DK2_SmallDecentral | 2979 | 9.5153e-05
[11 empty] | c_DK2_SmallDecentral | 2980 | 0.00012715
[11 empty] | c_DK2_SmallDecentral | 2981 | 0.00018064
[11 empty] | c_DK2_SmallDecentral | 2982 | 0.00018847
[11 empty] | c_DK2_SmallDecentral | 2983 | 0.00018631
[11 empty] | c_DK2_SmallDecentral | 2984 | 0.00016348
[11 empty] | c_DK2_SmallDecentral | 2985 | 0.00015531
[11 empty] | c_DK2_SmallDecentral | 2986 | 0.00014681
[11 empty] | c_DK2_SmallDecentral | 2987 | 0.00014148
[11 empty] | c_DK2_SmallDecentral | 2988 | 0.00013798
[11 empty] | c_DK2_SmallDecentral | 2989 | 0.00012965
[11 empty] | c_DK2_SmallDecentral | 2990 | 0.00013031
[11 empty] | c_DK2_SmallDecentral | 2991 | 0.00012831
[11 empty] | c_DK2_SmallDecentral | 2992 | 0.00013548
[11 empty] | c_DK2_SmallDecentral | 2993 | 0.00014531
[11 empty] | c_DK2_SmallDecentral | 2994 | 0.00014948
[11 empty] | c_DK2_SmallDecentral | 2995 | 0.00015314
[11 empty] | c_DK2_SmallDecentral | 2996 | 0.00015498
[11 empty] | c_DK2_SmallDecentral | 2997 | 0.00014365
[11 empty] | c_DK2_SmallDecentral | 2998 | 0.00011598
[11 empty] | c_DK2_SmallDecentral | 2999 | 8.6987e-05
[11 empty] | c_DK2_SmallDecentral | 3000 | 7.2323e-05
[11 empty] | c_DK2_SmallDecentral | 3001 | 7.9488e-05
[11 empty] | c_DK2_SmallDecentral | 3002 | 7.9822e-05
[11 empty] | c_DK2_SmallDecentral | 3003 | 8.7487e-05
[11 empty] | c_DK2_SmallDecentral | 3004 | 0.00011665
[11 empty] | c_DK2_SmallDecentral | 3005 | 0.00017431
[11 empty] | c_DK2_SmallDecentral | 3006 | 0.00020314
[11 empty] | c_DK2_SmallDecentral | 3007 | 0.0002008
[11 empty] | c_DK2_SmallDecentral | 3008 | 0.00017814
[11 empty] | c_DK2_SmallDecentral | 3009 | 0.00016848
[11 empty] | c_DK2_SmallDecentral | 3010 | 0.00015881
[11 empty] | c_DK2_SmallDecentral | 3011 | 0.00015131
[11 empty] | c_DK2_SmallDecentral | 3012 | 0.00014764
[11 empty] | c_DK2_SmallDecentral | 3013 | 0.00013748
[11 empty] | c_DK2_SmallDecentral | 3014 | 0.00013665
[11 empty] | c_DK2_SmallDecentral | 3015 | 0.00013531
[11 empty] | c_DK2_SmallDecentral | 3016 | 0.00014098
[11 empty] | c_DK2_SmallDecentral | 3017 | 0.00014948
[11 empty] | c_DK2_SmallDecentral | 3018 | 0.00015314
[11 empty] | c_DK2_SmallDecentral | 3019 | 0.00015764
[11 empty] | c_DK2_SmallDecentral | 3020 | 0.00015831
[11 empty] | c_DK2_SmallDecentral | 3021 | 0.00014381
[11 empty] | c_DK2_SmallDecentral | 3022 | 0.00011498
[11 empty] | c_DK2_SmallDecentral | 3023 | 8.5654e-05
[11 empty] | c_DK2_SmallDecentral | 3024 | 7.1656e-05
[11 empty] | c_DK2_SmallDecentral | 3025 | 7.7989e-05
[11 empty] | c_DK2_SmallDecentral | 3026 | 7.8655e-05
[11 empty] | c_DK2_SmallDecentral | 3027 | 8.6154e-05
[11 empty] | c_DK2_SmallDecentral | 3028 | 0.00011548
[11 empty] | c_DK2_SmallDecentral | 3029 | 0.00017314
[11 empty] | c_DK2_SmallDecentral | 3030 | 0.00020314
[11 empty] | c_DK2_SmallDecentral | 3031 | 0.00020047
[11 empty] | c_DK2_SmallDecentral | 3032 | 0.00018081
[11 empty] | c_DK2_SmallDecentral | 3033 | 0.00016997
[11 empty] | c_DK2_SmallDecentral | 3034 | 0.00015981
[11 empty] | c_DK2_SmallDecentral | 3035 | 0.00015314
[11 empty] | c_DK2_SmallDecentral | 3036 | 0.00014848
[11 empty] | c_DK2_SmallDecentral | 3037 | 0.00013881
[11 empty] | c_DK2_SmallDecentral | 3038 | 0.00013715
[11 empty] | c_DK2_SmallDecentral | 3039 | 0.00013531
[11 empty] | c_DK2_SmallDecentral | 3040 | 0.00013965
[11 empty] | c_DK2_SmallDecentral | 3041 | 0.00014864
[11 empty] | c_DK2_SmallDecentral | 3042 | 0.00015098
[11 empty] | c_DK2_SmallDecentral | 3043 | 0.00015548
[11 empty] | c_DK2_SmallDecentral | 3044 | 0.00015581
[11 empty] | c_DK2_SmallDecentral | 3045 | 0.00014148
[11 empty] | c_DK2_SmallDecentral | 3046 | 0.00011248
[11 empty] | c_DK2_SmallDecentral | 3047 | 8.3821e-05
[11 empty] | c_DK2_SmallDecentral | 3048 | 6.7157e-05
[11 empty] | c_DK2_SmallDecentral | 3049 | 7.3323e-05
[11 empty] | c_DK2_SmallDecentral | 3050 | 7.3656e-05
[11 empty] | c_DK2_SmallDecentral | 3051 | 8.0821e-05
[11 empty] | c_DK2_SmallDecentral | 3052 | 0.00010882
[11 empty] | c_DK2_SmallDecentral | 3053 | 0.00016398
[11 empty] | c_DK2_SmallDecentral | 3054 | 0.00019264
[11 empty] | c_DK2_SmallDecentral | 3055 | 0.00019014
[11 empty] | c_DK2_SmallDecentral | 3056 | 0.00017064
[11 empty] | c_DK2_SmallDecentral | 3057 | 0.00016064
[11 empty] | c_DK2_SmallDecentral | 3058 | 0.00015114
[11 empty] | c_DK2_SmallDecentral | 3059 | 0.00014448
[11 empty] | c_DK2_SmallDecentral | 3060 | 0.00014031
[11 empty] | c_DK2_SmallDecentral | 3061 | 0.00013065
[11 empty] | c_DK2_SmallDecentral | 3062 | 0.00012931
[11 empty] | c_DK2_SmallDecentral | 3063 | 0.00012748
[11 empty] | c_DK2_SmallDecentral | 3064 | 0.00013115
[11 empty] | c_DK2_SmallDecentral | 3065 | 0.00013998
[11 empty] | c_DK2_SmallDecentral | 3066 | 0.00014231
[11 empty] | c_DK2_SmallDecentral | 3067 | 0.00014648
[11 empty] | c_DK2_SmallDecentral | 3068 | 0.00014698
[11 empty] | c_DK2_SmallDecentral | 3069 | 0.00013365
[11 empty] | c_DK2_SmallDecentral | 3070 | 0.00010632
[11 empty] | c_DK2_SmallDecentral | 3071 | 7.8988e-05
[11 empty] | c_DK2_SmallDecentral | 3072 | 5.8825e-05
[11 empty] | c_DK2_SmallDecentral | 3073 | 6.4157e-05
[11 empty] | c_DK2_SmallDecentral | 3074 | 6.4491e-05
[11 empty] | c_DK2_SmallDecentral | 3075 | 7.049e-05
[11 empty] | c_DK2_SmallDecentral | 3076 | 9.6319e-05
[11 empty] | c_DK2_SmallDecentral | 3077 | 0.00014764
[11 empty] | c_DK2_SmallDecentral | 3078 | 0.00017347
[11 empty] | c_DK2_SmallDecentral | 3079 | 0.00017114
[11 empty] | c_DK2_SmallDecentral | 3080 | 0.00015214
[11 empty] | c_DK2_SmallDecentral | 3081 | 0.00014348
[11 empty] | c_DK2_SmallDecentral | 3082 | 0.00013465
[11 empty] | c_DK2_SmallDecentral | 3083 | 0.00012948
[11 empty] | c_DK2_SmallDecentral | 3084 | 0.00012548
[11 empty] | c_DK2_SmallDecentral | 3085 | 0.00011615
[11 empty] | c_DK2_SmallDecentral | 3086 | 0.00011448
[11 empty] | c_DK2_SmallDecentral | 3087 | 0.00011232
[11 empty] | c_DK2_SmallDecentral | 3088 | 0.00011548
[11 empty] | c_DK2_SmallDecentral | 3089 | 0.00012348
[11 empty] | c_DK2_SmallDecentral | 3090 | 0.00012548
[11 empty] | c_DK2_SmallDecentral | 3091 | 0.00012981
[11 empty] | c_DK2_SmallDecentral | 3092 | 0.00013098
[11 empty] | c_DK2_SmallDecentral | 3093 | 0.00011915
[11 empty] | c_DK2_SmallDecentral | 3094 | 9.4653e-05
[11 empty] | c_DK2_SmallDecentral | 3095 | 6.9656e-05
[11 empty] | c_DK2_SmallDecentral | 3096 | 5.7825e-05
[11 empty] | c_DK2_SmallDecentral | 3097 | 6.2824e-05
[11 empty] | c_DK2_SmallDecentral | 3098 | 6.2491e-05
[11 empty] | c_DK2_SmallDecentral | 3099 | 6.799e-05
[11 empty] | c_DK2_SmallDecentral | 3100 | 9.2153e-05
[11 empty] | c_DK2_SmallDecentral | 3101 | 0.00014231
[11 empty] | c_DK2_SmallDecentral | 3102 | 0.00016864
[11 empty] | c_DK2_SmallDecentral | 3103 | 0.00016864
[11 empty] | c_DK2_SmallDecentral | 3104 | 0.00015048
[11 empty] | c_DK2_SmallDecentral | 3105 | 0.00014181
[11 empty] | c_DK2_SmallDecentral | 3106 | 0.00013265
[11 empty] | c_DK2_SmallDecentral | 3107 | 0.00012698
[11 empty] | c_DK2_SmallDecentral | 3108 | 0.00012315
[11 empty] | c_DK2_SmallDecentral | 3109 | 0.00011432
[11 empty] | c_DK2_SmallDecentral | 3110 | 0.00011215
[11 empty] | c_DK2_SmallDecentral | 3111 | 0.00010982
[11 empty] | c_DK2_SmallDecentral | 3112 | 0.00011282
[11 empty] | c_DK2_SmallDecentral | 3113 | 0.00012115
[11 empty] | c_DK2_SmallDecentral | 3114 | 0.00012432
[11 empty] | c_DK2_SmallDecentral | 3115 | 0.00012881
[11 empty] | c_DK2_SmallDecentral | 3116 | 0.00012931
[11 empty] | c_DK2_SmallDecentral | 3117 | 0.00011832
[11 empty] | c_DK2_SmallDecentral | 3118 | 9.3486e-05
[11 empty] | c_DK2_SmallDecentral | 3119 | 6.8323e-05
[11 empty] | c_DK2_SmallDecentral | 3120 | 6.1658e-05
[11 empty] | c_DK2_SmallDecentral | 3121 | 6.4657e-05
[11 empty] | c_DK2_SmallDecentral | 3122 | 6.1324e-05
[11 empty] | c_DK2_SmallDecentral | 3123 | 6.9656e-05
[11 empty] | c_DK2_SmallDecentral | 3124 | 9.3986e-05
[11 empty] | c_DK2_SmallDecentral | 3125 | 0.00013931
[11 empty] | c_DK2_SmallDecentral | 3126 | 0.00017031
[11 empty] | c_DK2_SmallDecentral | 3127 | 0.00016814
[11 empty] | c_DK2_SmallDecentral | 3128 | 0.00014864
[11 empty] | c_DK2_SmallDecentral | 3129 | 0.00013931
[11 empty] | c_DK2_SmallDecentral | 3130 | 0.00013348
[11 empty] | c_DK2_SmallDecentral | 3131 | 0.00012548
[11 empty] | c_DK2_SmallDecentral | 3132 | 0.00012198
[11 empty] | c_DK2_SmallDecentral | 3133 | 0.00011082
[11 empty] | c_DK2_SmallDecentral | 3134 | 0.00011482
[11 empty] | c_DK2_SmallDecentral | 3135 | 0.00011248
[11 empty] | c_DK2_SmallDecentral | 3136 | 0.00011615
[11 empty] | c_DK2_SmallDecentral | 3137 | 0.00012165
[11 empty] | c_DK2_SmallDecentral | 3138 | 0.00012548
[11 empty] | c_DK2_SmallDecentral | 3139 | 0.00012731
[11 empty] | c_DK2_SmallDecentral | 3140 | 0.00012815
[11 empty] | c_DK2_SmallDecentral | 3141 | 0.00011865
[11 empty] | c_DK2_SmallDecentral | 3142 | 9.5153e-05
[11 empty] | c_DK2_SmallDecentral | 3143 | 6.9156e-05
[11 empty] | c_DK2_SmallDecentral | 3144 | 6.2158e-05
[11 empty] | c_DK2_SmallDecentral | 3145 | 7.049e-05
[11 empty] | c_DK2_SmallDecentral | 3146 | 6.899e-05
[11 empty] | c_DK2_SmallDecentral | 3147 | 8.0988e-05
[11 empty] | c_DK2_SmallDecentral | 3148 | 0.00010882
[11 empty] | c_DK2_SmallDecentral | 3149 | 0.00015581
[11 empty] | c_DK2_SmallDecentral | 3150 | 0.00016281
[11 empty] | c_DK2_SmallDecentral | 3151 | 0.00016181
[11 empty] | c_DK2_SmallDecentral | 3152 | 0.00014048
[11 empty] | c_DK2_SmallDecentral | 3153 | 0.00013331
[11 empty] | c_DK2_SmallDecentral | 3154 | 0.00012631
[11 empty] | c_DK2_SmallDecentral | 3155 | 0.00012148
[11 empty] | c_DK2_SmallDecentral | 3156 | 0.00011865
[11 empty] | c_DK2_SmallDecentral | 3157 | 0.00011082
[11 empty] | c_DK2_SmallDecentral | 3158 | 0.00011115
[11 empty] | c_DK2_SmallDecentral | 3159 | 0.00010882
[11 empty] | c_DK2_SmallDecentral | 3160 | 0.00011498
[11 empty] | c_DK2_SmallDecentral | 3161 | 0.00012348
[11 empty] | c_DK2_SmallDecentral | 3162 | 0.00012715
[11 empty] | c_DK2_SmallDecentral | 3163 | 0.00013081
[11 empty] | c_DK2_SmallDecentral | 3164 | 0.00013248
[11 empty] | c_DK2_SmallDecentral | 3165 | 0.00012315
[11 empty] | c_DK2_SmallDecentral | 3166 | 9.9152e-05
[11 empty] | c_DK2_SmallDecentral | 3167 | 7.3656e-05
[11 empty] | c_DK2_SmallDecentral | 3168 | 6.1991e-05
[11 empty] | c_DK2_SmallDecentral | 3169 | 6.849e-05
[11 empty] | c_DK2_SmallDecentral | 3170 | 6.849e-05
[11 empty] | c_DK2_SmallDecentral | 3171 | 7.4989e-05
[11 empty] | c_DK2_SmallDecentral | 3172 | 0.00010115
[11 empty] | c_DK2_SmallDecentral | 3173 | 0.00015348
[11 empty] | c_DK2_SmallDecentral | 3174 | 0.00017931
[11 empty] | c_DK2_SmallDecentral | 3175 | 0.00017714
[11 empty] | c_DK2_SmallDecentral | 3176 | 0.00015548
[11 empty] | c_DK2_SmallDecentral | 3177 | 0.00014731
[11 empty] | c_DK2_SmallDecentral | 3178 | 0.00013898
[11 empty] | c_DK2_SmallDecentral | 3179 | 0.00013265
[11 empty] | c_DK2_SmallDecentral | 3180 | 0.00012948
[11 empty] | c_DK2_SmallDecentral | 3181 | 0.00011982
[11 empty] | c_DK2_SmallDecentral | 3182 | 0.00011865
[11 empty] | c_DK2_SmallDecentral | 3183 | 0.00011698
[11 empty] | c_DK2_SmallDecentral | 3184 | 0.00012198
[11 empty] | c_DK2_SmallDecentral | 3185 | 0.00012948
[11 empty] | c_DK2_SmallDecentral | 3186 | 0.00013298
[11 empty] | c_DK2_SmallDecentral | 3187 | 0.00013681
[11 empty] | c_DK2_SmallDecentral | 3188 | 0.00013815
[11 empty] | c_DK2_SmallDecentral | 3189 | 0.00012548
[11 empty] | c_DK2_SmallDecentral | 3190 | 0.00010032
[11 empty] | c_DK2_SmallDecentral | 3191 | 7.3989e-05
[11 empty] | c_DK2_SmallDecentral | 3192 | 6.1324e-05
[11 empty] | c_DK2_SmallDecentral | 3193 | 6.699e-05
[11 empty] | c_DK2_SmallDecentral | 3194 | 6.7157e-05
[11 empty] | c_DK2_SmallDecentral | 3195 | 7.3656e-05
[11 empty] | c_DK2_SmallDecentral | 3196 | 9.9985e-05
[11 empty] | c_DK2_SmallDecentral | 3197 | 0.00015214
[11 empty] | c_DK2_SmallDecentral | 3198 | 0.00017864
[11 empty] | c_DK2_SmallDecentral | 3199 | 0.00017631
[11 empty] | c_DK2_SmallDecentral | 3200 | 0.00015731
[11 empty] | c_DK2_SmallDecentral | 3201 | 0.00014831
[11 empty] | c_DK2_SmallDecentral | 3202 | 0.00013948
[11 empty] | c_DK2_SmallDecentral | 3203 | 0.00013365
[11 empty] | c_DK2_SmallDecentral | 3204 | 0.00012965
[11 empty] | c_DK2_SmallDecentral | 3205 | 0.00012032
[11 empty] | c_DK2_SmallDecentral | 3206 | 0.00011898
[11 empty] | c_DK2_SmallDecentral | 3207 | 0.00011682
[11 empty] | c_DK2_SmallDecentral | 3208 | 0.00012015
[11 empty] | c_DK2_SmallDecentral | 3209 | 0.00012831
[11 empty] | c_DK2_SmallDecentral | 3210 | 0.00013048
[11 empty] | c_DK2_SmallDecentral | 3211 | 0.00013481
[11 empty] | c_DK2_SmallDecentral | 3212 | 0.00013548
[11 empty] | c_DK2_SmallDecentral | 3213 | 0.00012298
[11 empty] | c_DK2_SmallDecentral | 3214 | 9.7986e-05
[11 empty] | c_DK2_SmallDecentral | 3215 | 7.2489e-05
[11 empty] | c_DK2_SmallDecentral | 3216 | 5.7658e-05
[11 empty] | c_DK2_SmallDecentral | 3217 | 6.3157e-05
[11 empty] | c_DK2_SmallDecentral | 3218 | 6.3491e-05
[11 empty] | c_DK2_SmallDecentral | 3219 | 6.949e-05
[11 empty] | c_DK2_SmallDecentral | 3220 | 9.4653e-05
[11 empty] | c_DK2_SmallDecentral | 3221 | 0.00014515
[11 empty] | c_DK2_SmallDecentral | 3222 | 0.00017081
[11 empty] | c_DK2_SmallDecentral | 3223 | 0.00016864
[11 empty] | c_DK2_SmallDecentral | 3224 | 0.00014981
[11 empty] | c_DK2_SmallDecentral | 3225 | 0.00014131
[11 empty] | c_DK2_SmallDecentral | 3226 | 0.00013281
[11 empty] | c_DK2_SmallDecentral | 3227 | 0.00012731
[11 empty] | c_DK2_SmallDecentral | 3228 | 0.00012348
[11 empty] | c_DK2_SmallDecentral | 3229 | 0.00011432
[11 empty] | c_DK2_SmallDecentral | 3230 | 0.00011282
[11 empty] | c_DK2_SmallDecentral | 3231 | 0.00011065
[11 empty] | c_DK2_SmallDecentral | 3232 | 0.00011398
[11 empty] | c_DK2_SmallDecentral | 3233 | 0.00012182
[11 empty] | c_DK2_SmallDecentral | 3234 | 0.00012415
[11 empty] | c_DK2_SmallDecentral | 3235 | 0.00012798
[11 empty] | c_DK2_SmallDecentral | 3236 | 0.00012898
[11 empty] | c_DK2_SmallDecentral | 3237 | 0.00011715
[11 empty] | c_DK2_SmallDecentral | 3238 | 9.332e-05
[11 empty] | c_DK2_SmallDecentral | 3239 | 6.849e-05
[11 empty] | c_DK2_SmallDecentral | 3240 | 4.7326e-05
[11 empty] | c_DK2_SmallDecentral | 3241 | 5.1492e-05
[11 empty] | c_DK2_SmallDecentral | 3242 | 5.2326e-05
[11 empty] | c_DK2_SmallDecentral | 3243 | 5.7158e-05
[11 empty] | c_DK2_SmallDecentral | 3244 | 8.2988e-05
[11 empty] | c_DK2_SmallDecentral | 3245 | 0.00013531
[11 empty] | c_DK2_SmallDecentral | 3246 | 0.00016414
[11 empty] | c_DK2_SmallDecentral | 3247 | 0.00016131
[11 empty] | c_DK2_SmallDecentral | 3248 | 0.00013731
[11 empty] | c_DK2_SmallDecentral | 3249 | 0.00012981
[11 empty] | c_DK2_SmallDecentral | 3250 | 0.00012048
[11 empty] | c_DK2_SmallDecentral | 3251 | 0.00011432
[11 empty] | c_DK2_SmallDecentral | 3252 | 0.00010932
[11 empty] | c_DK2_SmallDecentral | 3253 | 9.9319e-05
[11 empty] | c_DK2_SmallDecentral | 3254 | 9.5653e-05
[11 empty] | c_DK2_SmallDecentral | 3255 | 9.232e-05
[11 empty] | c_DK2_SmallDecentral | 3256 | 9.4486e-05
[11 empty] | c_DK2_SmallDecentral | 3257 | 0.00010132
[11 empty] | c_DK2_SmallDecentral | 3258 | 0.00010565
[11 empty] | c_DK2_SmallDecentral | 3259 | 0.00011315
[11 empty] | c_DK2_SmallDecentral | 3260 | 0.00011548
[11 empty] | c_DK2_SmallDecentral | 3261 | 0.00010715
[11 empty] | c_DK2_SmallDecentral | 3262 | 8.4821e-05
[11 empty] | c_DK2_SmallDecentral | 3263 | 5.7991e-05
[11 empty] | c_DK2_SmallDecentral | 3264 | 4.8493e-05
[11 empty] | c_DK2_SmallDecentral | 3265 | 5.2159e-05
[11 empty] | c_DK2_SmallDecentral | 3266 | 5.2159e-05
[11 empty] | c_DK2_SmallDecentral | 3267 | 5.6825e-05
[11 empty] | c_DK2_SmallDecentral | 3268 | 8.1488e-05
[11 empty] | c_DK2_SmallDecentral | 3269 | 0.00013315
[11 empty] | c_DK2_SmallDecentral | 3270 | 0.00016248
[11 empty] | c_DK2_SmallDecentral | 3271 | 0.00016181
[11 empty] | c_DK2_SmallDecentral | 3272 | 0.00013931
[11 empty] | c_DK2_SmallDecentral | 3273 | 0.00013115
[11 empty] | c_DK2_SmallDecentral | 3274 | 0.00012098
[11 empty] | c_DK2_SmallDecentral | 3275 | 0.00011415
[11 empty] | c_DK2_SmallDecentral | 3276 | 0.00011065
[11 empty] | c_DK2_SmallDecentral | 3277 | 0.00010049
[11 empty] | c_DK2_SmallDecentral | 3278 | 9.5819e-05
[11 empty] | c_DK2_SmallDecentral | 3279 | 9.282e-05
[11 empty] | c_DK2_SmallDecentral | 3280 | 9.4653e-05
[11 empty] | c_DK2_SmallDecentral | 3281 | 0.00010282
[11 empty] | c_DK2_SmallDecentral | 3282 | 0.00010732
[11 empty] | c_DK2_SmallDecentral | 3283 | 0.00011565
[11 empty] | c_DK2_SmallDecentral | 3284 | 0.00011715
[11 empty] | c_DK2_SmallDecentral | 3285 | 0.00010932
[11 empty] | c_DK2_SmallDecentral | 3286 | 8.5821e-05
[11 empty] | c_DK2_SmallDecentral | 3287 | 5.8325e-05
[11 empty] | c_DK2_SmallDecentral | 3288 | 4.7326e-05
[11 empty] | c_DK2_SmallDecentral | 3289 | 4.7493e-05
[11 empty] | c_DK2_SmallDecentral | 3290 | 4.516e-05
[11 empty] | c_DK2_SmallDecentral | 3291 | 5.0992e-05
[11 empty] | c_DK2_SmallDecentral | 3292 | 7.3822e-05
[11 empty] | c_DK2_SmallDecentral | 3293 | 0.00011582
[11 empty] | c_DK2_SmallDecentral | 3294 | 0.00014631
[11 empty] | c_DK2_SmallDecentral | 3295 | 0.00014565
[11 empty] | c_DK2_SmallDecentral | 3296 | 0.00012432
[11 empty] | c_DK2_SmallDecentral | 3297 | 0.00011582
[11 empty] | c_DK2_SmallDecentral | 3298 | 0.00011115
[11 empty] | c_DK2_SmallDecentral | 3299 | 0.00010198
[11 empty] | c_DK2_SmallDecentral | 3300 | 9.8652e-05
[11 empty] | c_DK2_SmallDecentral | 3301 | 8.7987e-05
[11 empty] | c_DK2_SmallDecentral | 3302 | 9.132e-05
[11 empty] | c_DK2_SmallDecentral | 3303 | 8.6821e-05
[11 empty] | c_DK2_SmallDecentral | 3304 | 8.8154e-05
[11 empty] | c_DK2_SmallDecentral | 3305 | 9.2153e-05
[11 empty] | c_DK2_SmallDecentral | 3306 | 9.6819e-05
[11 empty] | c_DK2_SmallDecentral | 3307 | 0.00010182
[11 empty] | c_DK2_SmallDecentral | 3308 | 0.00010315
[11 empty] | c_DK2_SmallDecentral | 3309 | 9.8319e-05
[11 empty] | c_DK2_SmallDecentral | 3310 | 7.7322e-05
[11 empty] | c_DK2_SmallDecentral | 3311 | 5.3159e-05
[11 empty] | c_DK2_SmallDecentral | 3312 | 4.0327e-05
[11 empty] | c_DK2_SmallDecentral | 3313 | 4.4827e-05
[11 empty] | c_DK2_SmallDecentral | 3314 | 4.616e-05
[11 empty] | c_DK2_SmallDecentral | 3315 | 5.6492e-05
[11 empty] | c_DK2_SmallDecentral | 3316 | 8.1321e-05
[11 empty] | c_DK2_SmallDecentral | 3317 | 0.00012032
[11 empty] | c_DK2_SmallDecentral | 3318 | 0.00012615
[11 empty] | c_DK2_SmallDecentral | 3319 | 0.00012848
[11 empty] | c_DK2_SmallDecentral | 3320 | 0.00010632
[11 empty] | c_DK2_SmallDecentral | 3321 | 9.9485e-05
[11 empty] | c_DK2_SmallDecentral | 3322 | 9.3986e-05
[11 empty] | c_DK2_SmallDecentral | 3323 | 8.932e-05
[11 empty] | c_DK2_SmallDecentral | 3324 | 8.6987e-05
[11 empty] | c_DK2_SmallDecentral | 3325 | 7.8988e-05
[11 empty] | c_DK2_SmallDecentral | 3326 | 7.7322e-05
[11 empty] | c_DK2_SmallDecentral | 3327 | 7.4489e-05
[11 empty] | c_DK2_SmallDecentral | 3328 | 7.7489e-05
[11 empty] | c_DK2_SmallDecentral | 3329 | 8.3654e-05
[11 empty] | c_DK2_SmallDecentral | 3330 | 8.832e-05
[11 empty] | c_DK2_SmallDecentral | 3331 | 9.382e-05
[11 empty] | c_DK2_SmallDecentral | 3332 | 9.5819e-05
[11 empty] | c_DK2_SmallDecentral | 3333 | 9.132e-05
[11 empty] | c_DK2_SmallDecentral | 3334 | 7.1656e-05
[11 empty] | c_DK2_SmallDecentral | 3335 | 5.0159e-05
[11 empty] | c_DK2_SmallDecentral | 3336 | 3.5661e-05
[11 empty] | c_DK2_SmallDecentral | 3337 | 3.9494e-05
[11 empty] | c_DK2_SmallDecentral | 3338 | 3.9661e-05
[11 empty] | c_DK2_SmallDecentral | 3339 | 4.3494e-05
[11 empty] | c_DK2_SmallDecentral | 3340 | 6.4324e-05
[11 empty] | c_DK2_SmallDecentral | 3341 | 0.00010798
[11 empty] | c_DK2_SmallDecentral | 3342 | 0.00012965
[11 empty] | c_DK2_SmallDecentral | 3343 | 0.00012748
[11 empty] | c_DK2_SmallDecentral | 3344 | 0.00010448
[11 empty] | c_DK2_SmallDecentral | 3345 | 9.9652e-05
[11 empty] | c_DK2_SmallDecentral | 3346 | 9.282e-05
[11 empty] | c_DK2_SmallDecentral | 3347 | 8.8487e-05
[11 empty] | c_DK2_SmallDecentral | 3348 | 8.5321e-05
[11 empty] | c_DK2_SmallDecentral | 3349 | 7.5822e-05
[11 empty] | c_DK2_SmallDecentral | 3350 | 7.3822e-05
[11 empty] | c_DK2_SmallDecentral | 3351 | 7.0323e-05
[11 empty] | c_DK2_SmallDecentral | 3352 | 7.2323e-05
[11 empty] | c_DK2_SmallDecentral | 3353 | 7.8155e-05
[11 empty] | c_DK2_SmallDecentral | 3354 | 8.0988e-05
[11 empty] | c_DK2_SmallDecentral | 3355 | 8.7154e-05
[11 empty] | c_DK2_SmallDecentral | 3356 | 9.0487e-05
[11 empty] | c_DK2_SmallDecentral | 3357 | 8.3654e-05
[11 empty] | c_DK2_SmallDecentral | 3358 | 6.699e-05
[11 empty] | c_DK2_SmallDecentral | 3359 | 4.5327e-05
[11 empty] | c_DK2_SmallDecentral | 3360 | 3.3328e-05
[11 empty] | c_DK2_SmallDecentral | 3361 | 3.7161e-05
[11 empty] | c_DK2_SmallDecentral | 3362 | 3.6995e-05
[11 empty] | c_DK2_SmallDecentral | 3363 | 4.0494e-05
[11 empty] | c_DK2_SmallDecentral | 3364 | 6.1324e-05
[11 empty] | c_DK2_SmallDecentral | 3365 | 0.00010398
[11 empty] | c_DK2_SmallDecentral | 3366 | 0.00012548
[11 empty] | c_DK2_SmallDecentral | 3367 | 0.00012332
[11 empty] | c_DK2_SmallDecentral | 3368 | 0.00010198
[11 empty] | c_DK2_SmallDecentral | 3369 | 9.7486e-05
[11 empty] | c_DK2_SmallDecentral | 3370 | 9.0653e-05
[11 empty] | c_DK2_SmallDecentral | 3371 | 8.6821e-05
[11 empty] | c_DK2_SmallDecentral | 3372 | 8.3654e-05
[11 empty] | c_DK2_SmallDecentral | 3373 | 7.3656e-05
[11 empty] | c_DK2_SmallDecentral | 3374 | 7.0823e-05
[11 empty] | c_DK2_SmallDecentral | 3375 | 6.6657e-05
[11 empty] | c_DK2_SmallDecentral | 3376 | 6.8157e-05
[11 empty] | c_DK2_SmallDecentral | 3377 | 7.4156e-05
[11 empty] | c_DK2_SmallDecentral | 3378 | 7.6655e-05
[11 empty] | c_DK2_SmallDecentral | 3379 | 8.2488e-05
[11 empty] | c_DK2_SmallDecentral | 3380 | 8.5487e-05
[11 empty] | c_DK2_SmallDecentral | 3381 | 7.8655e-05
[11 empty] | c_DK2_SmallDecentral | 3382 | 6.3157e-05
[11 empty] | c_DK2_SmallDecentral | 3383 | 4.266e-05
[11 empty] | c_DK2_SmallDecentral | 3384 | 3.9161e-05
[11 empty] | c_DK2_SmallDecentral | 3385 | 4.266e-05
[11 empty] | c_DK2_SmallDecentral | 3386 | 4.316e-05
[11 empty] | c_DK2_SmallDecentral | 3387 | 4.6993e-05
[11 empty] | c_DK2_SmallDecentral | 3388 | 6.949e-05
[11 empty] | c_DK2_SmallDecentral | 3389 | 0.00011548
[11 empty] | c_DK2_SmallDecentral | 3390 | 0.00013998
[11 empty] | c_DK2_SmallDecentral | 3391 | 0.00013731
[11 empty] | c_DK2_SmallDecentral | 3392 | 0.00011582
[11 empty] | c_DK2_SmallDecentral | 3393 | 0.00010948
[11 empty] | c_DK2_SmallDecentral | 3394 | 0.00010215
[11 empty] | c_DK2_SmallDecentral | 3395 | 9.6986e-05
[11 empty] | c_DK2_SmallDecentral | 3396 | 9.3153e-05
[11 empty] | c_DK2_SmallDecentral | 3397 | 8.3654e-05
[11 empty] | c_DK2_SmallDecentral | 3398 | 8.0655e-05
[11 empty] | c_DK2_SmallDecentral | 3399 | 7.7322e-05
[11 empty] | c_DK2_SmallDecentral | 3400 | 7.8988e-05
[11 empty] | c_DK2_SmallDecentral | 3401 | 8.5154e-05
[11 empty] | c_DK2_SmallDecentral | 3402 | 8.8654e-05
[11 empty] | c_DK2_SmallDecentral | 3403 | 9.4986e-05
[11 empty] | c_DK2_SmallDecentral | 3404 | 9.7319e-05
[11 empty] | c_DK2_SmallDecentral | 3405 | 9.0153e-05
[11 empty] | c_DK2_SmallDecentral | 3406 | 7.1656e-05
[11 empty] | c_DK2_SmallDecentral | 3407 | 4.8493e-05
[11 empty] | c_DK2_SmallDecentral | 3408 | 3.9994e-05
[11 empty] | c_DK2_SmallDecentral | 3409 | 4.366e-05
[11 empty] | c_DK2_SmallDecentral | 3410 | 4.4327e-05
[11 empty] | c_DK2_SmallDecentral | 3411 | 4.8326e-05
[11 empty] | c_DK2_SmallDecentral | 3412 | 7.099e-05
[11 empty] | c_DK2_SmallDecentral | 3413 | 0.00011782
[11 empty] | c_DK2_SmallDecentral | 3414 | 0.00014281
[11 empty] | c_DK2_SmallDecentral | 3415 | 0.00014015
[11 empty] | c_DK2_SmallDecentral | 3416 | 0.00011832
[11 empty] | c_DK2_SmallDecentral | 3417 | 0.00011198
[11 empty] | c_DK2_SmallDecentral | 3418 | 0.00010432
[11 empty] | c_DK2_SmallDecentral | 3419 | 9.9152e-05
[11 empty] | c_DK2_SmallDecentral | 3420 | 9.4986e-05
[11 empty] | c_DK2_SmallDecentral | 3421 | 8.5487e-05
[11 empty] | c_DK2_SmallDecentral | 3422 | 8.2321e-05
[11 empty] | c_DK2_SmallDecentral | 3423 | 7.9155e-05
[11 empty] | c_DK2_SmallDecentral | 3424 | 8.0988e-05
[11 empty] | c_DK2_SmallDecentral | 3425 | 8.732e-05
[11 empty] | c_DK2_SmallDecentral | 3426 | 9.0653e-05
[11 empty] | c_DK2_SmallDecentral | 3427 | 9.7152e-05
[11 empty] | c_DK2_SmallDecentral | 3428 | 9.9485e-05
[11 empty] | c_DK2_SmallDecentral | 3429 | 9.2153e-05
[11 empty] | c_DK2_SmallDecentral | 3430 | 7.2823e-05
[11 empty] | c_DK2_SmallDecentral | 3431 | 4.9493e-05
[11 empty] | c_DK2_SmallDecentral | 3432 | 4.2827e-05
[11 empty] | c_DK2_SmallDecentral | 3433 | 4.5993e-05
[11 empty] | c_DK2_SmallDecentral | 3434 | 4.5827e-05
[11 empty] | c_DK2_SmallDecentral | 3435 | 4.9826e-05
[11 empty] | c_DK2_SmallDecentral | 3436 | 7.2156e-05
[11 empty] | c_DK2_SmallDecentral | 3437 | 0.00011965
[11 empty] | c_DK2_SmallDecentral | 3438 | 0.00014565
[11 empty] | c_DK2_SmallDecentral | 3439 | 0.00014531
[11 empty] | c_DK2_SmallDecentral | 3440 | 0.00012415
[11 empty] | c_DK2_SmallDecentral | 3441 | 0.00011732
[11 empty] | c_DK2_SmallDecentral | 3442 | 0.00010815
[11 empty] | c_DK2_SmallDecentral | 3443 | 0.00010215
[11 empty] | c_DK2_SmallDecentral | 3444 | 9.9152e-05
[11 empty] | c_DK2_SmallDecentral | 3445 | 8.9653e-05
[11 empty] | c_DK2_SmallDecentral | 3446 | 8.5487e-05
[11 empty] | c_DK2_SmallDecentral | 3447 | 8.2321e-05
[11 empty] | c_DK2_SmallDecentral | 3448 | 8.3821e-05
[11 empty] | c_DK2_SmallDecentral | 3449 | 9.132e-05
[11 empty] | c_DK2_SmallDecentral | 3450 | 9.5319e-05
[11 empty] | c_DK2_SmallDecentral | 3451 | 0.00010282
[11 empty] | c_DK2_SmallDecentral | 3452 | 0.00010465
[11 empty] | c_DK2_SmallDecentral | 3453 | 9.7486e-05
[11 empty] | c_DK2_SmallDecentral | 3454 | 7.6489e-05
[11 empty] | c_DK2_SmallDecentral | 3455 | 5.1826e-05
[11 empty] | c_DK2_SmallDecentral | 3456 | 4.6993e-05
[11 empty] | c_DK2_SmallDecentral | 3457 | 4.7326e-05
[11 empty] | c_DK2_SmallDecentral | 3458 | 4.466e-05
[11 empty] | c_DK2_SmallDecentral | 3459 | 5.0659e-05
[11 empty] | c_DK2_SmallDecentral | 3460 | 7.3323e-05
[11 empty] | c_DK2_SmallDecentral | 3461 | 0.00011515
[11 empty] | c_DK2_SmallDecentral | 3462 | 0.00014548
[11 empty] | c_DK2_SmallDecentral | 3463 | 0.00014498
[11 empty] | c_DK2_SmallDecentral | 3464 | 0.00012348
[11 empty] | c_DK2_SmallDecentral | 3465 | 0.00011498
[11 empty] | c_DK2_SmallDecentral | 3466 | 0.00011065
[11 empty] | c_DK2_SmallDecentral | 3467 | 0.00010132
[11 empty] | c_DK2_SmallDecentral | 3468 | 9.8152e-05
[11 empty] | c_DK2_SmallDecentral | 3469 | 8.732e-05
[11 empty] | c_DK2_SmallDecentral | 3470 | 9.082e-05
[11 empty] | c_DK2_SmallDecentral | 3471 | 8.6321e-05
[11 empty] | c_DK2_SmallDecentral | 3472 | 8.7487e-05
[11 empty] | c_DK2_SmallDecentral | 3473 | 9.132e-05
[11 empty] | c_DK2_SmallDecentral | 3474 | 9.6319e-05
[11 empty] | c_DK2_SmallDecentral | 3475 | 0.00010132
[11 empty] | c_DK2_SmallDecentral | 3476 | 0.00010265
[11 empty] | c_DK2_SmallDecentral | 3477 | 9.7819e-05
[11 empty] | c_DK2_SmallDecentral | 3478 | 7.6989e-05
[11 empty] | c_DK2_SmallDecentral | 3479 | 5.2659e-05
[11 empty] | c_DK2_SmallDecentral | 3480 | 4.516e-05
[11 empty] | c_DK2_SmallDecentral | 3481 | 5.0159e-05
[11 empty] | c_DK2_SmallDecentral | 3482 | 5.1659e-05
[11 empty] | c_DK2_SmallDecentral | 3483 | 6.2991e-05
[11 empty] | c_DK2_SmallDecentral | 3484 | 9.0653e-05
[11 empty] | c_DK2_SmallDecentral | 3485 | 0.00013381
[11 empty] | c_DK2_SmallDecentral | 3486 | 0.00013998
[11 empty] | c_DK2_SmallDecentral | 3487 | 0.00014231
[11 empty] | c_DK2_SmallDecentral | 3488 | 0.00011832
[11 empty] | c_DK2_SmallDecentral | 3489 | 0.00011048
[11 empty] | c_DK2_SmallDecentral | 3490 | 0.00010432
[11 empty] | c_DK2_SmallDecentral | 3491 | 9.8985e-05
[11 empty] | c_DK2_SmallDecentral | 3492 | 9.6319e-05
[11 empty] | c_DK2_SmallDecentral | 3493 | 8.782e-05
[11 empty] | c_DK2_SmallDecentral | 3494 | 8.6154e-05
[11 empty] | c_DK2_SmallDecentral | 3495 | 8.3321e-05
[11 empty] | c_DK2_SmallDecentral | 3496 | 8.6654e-05
[11 empty] | c_DK2_SmallDecentral | 3497 | 9.3153e-05
[11 empty] | c_DK2_SmallDecentral | 3498 | 9.8486e-05
[11 empty] | c_DK2_SmallDecentral | 3499 | 0.00010465
[11 empty] | c_DK2_SmallDecentral | 3500 | 0.00010698
[11 empty] | c_DK2_SmallDecentral | 3501 | 0.00010165
[11 empty] | c_DK2_SmallDecentral | 3502 | 7.9988e-05
[11 empty] | c_DK2_SmallDecentral | 3503 | 5.6158e-05
[11 empty] | c_DK2_SmallDecentral | 3504 | 4.3994e-05
[11 empty] | c_DK2_SmallDecentral | 3505 | 4.8326e-05
[11 empty] | c_DK2_SmallDecentral | 3506 | 4.8993e-05
[11 empty] | c_DK2_SmallDecentral | 3507 | 5.3825e-05
[11 empty] | c_DK2_SmallDecentral | 3508 | 7.7489e-05
[11 empty] | c_DK2_SmallDecentral | 3509 | 0.00012715
[11 empty] | c_DK2_SmallDecentral | 3510 | 0.00015331
[11 empty] | c_DK2_SmallDecentral | 3511 | 0.00015064
[11 empty] | c_DK2_SmallDecentral | 3512 | 0.00012565
[11 empty] | c_DK2_SmallDecentral | 3513 | 0.00011898
[11 empty] | c_DK2_SmallDecentral | 3514 | 0.00011065
[11 empty] | c_DK2_SmallDecentral | 3515 | 0.00010515
[11 empty] | c_DK2_SmallDecentral | 3516 | 0.00010099
[11 empty] | c_DK2_SmallDecentral | 3517 | 9.132e-05
[11 empty] | c_DK2_SmallDecentral | 3518 | 8.8654e-05
[11 empty] | c_DK2_SmallDecentral | 3519 | 8.5987e-05
[11 empty] | c_DK2_SmallDecentral | 3520 | 8.7987e-05
[11 empty] | c_DK2_SmallDecentral | 3521 | 9.4986e-05
[11 empty] | c_DK2_SmallDecentral | 3522 | 9.8819e-05
[11 empty] | c_DK2_SmallDecentral | 3523 | 0.00010598
[11 empty] | c_DK2_SmallDecentral | 3524 | 0.00010915
[11 empty] | c_DK2_SmallDecentral | 3525 | 0.00010099
[11 empty] | c_DK2_SmallDecentral | 3526 | 8.0488e-05
[11 empty] | c_DK2_SmallDecentral | 3527 | 5.4825e-05
[11 empty] | c_DK2_SmallDecentral | 3528 | 4.816e-05
[11 empty] | c_DK2_SmallDecentral | 3529 | 5.2492e-05
[11 empty] | c_DK2_SmallDecentral | 3530 | 5.3159e-05
[11 empty] | c_DK2_SmallDecentral | 3531 | 5.8158e-05
[11 empty] | c_DK2_SmallDecentral | 3532 | 8.3154e-05
[11 empty] | c_DK2_SmallDecentral | 3533 | 0.00013431
[11 empty] | c_DK2_SmallDecentral | 3534 | 0.00016148
[11 empty] | c_DK2_SmallDecentral | 3535 | 0.00015864
[11 empty] | c_DK2_SmallDecentral | 3536 | 0.00013631
[11 empty] | c_DK2_SmallDecentral | 3537 | 0.00012881
[11 empty] | c_DK2_SmallDecentral | 3538 | 0.00011982
[11 empty] | c_DK2_SmallDecentral | 3539 | 0.00011415
[11 empty] | c_DK2_SmallDecentral | 3540 | 0.00010965
[11 empty] | c_DK2_SmallDecentral | 3541 | 9.9652e-05
[11 empty] | c_DK2_SmallDecentral | 3542 | 9.6486e-05
[11 empty] | c_DK2_SmallDecentral | 3543 | 9.3653e-05
[11 empty] | c_DK2_SmallDecentral | 3544 | 9.5986e-05
[11 empty] | c_DK2_SmallDecentral | 3545 | 0.00010315
[11 empty] | c_DK2_SmallDecentral | 3546 | 0.00010648
[11 empty] | c_DK2_SmallDecentral | 3547 | 0.00011315
[11 empty] | c_DK2_SmallDecentral | 3548 | 0.00011532
[11 empty] | c_DK2_SmallDecentral | 3549 | 0.00010615
[11 empty] | c_DK2_SmallDecentral | 3550 | 8.4321e-05
[11 empty] | c_DK2_SmallDecentral | 3551 | 5.8658e-05
[11 empty] | c_DK2_SmallDecentral | 3552 | 5.1159e-05
[11 empty] | c_DK2_SmallDecentral | 3553 | 5.5825e-05
[11 empty] | c_DK2_SmallDecentral | 3554 | 5.6325e-05
[11 empty] | c_DK2_SmallDecentral | 3555 | 6.1991e-05
[11 empty] | c_DK2_SmallDecentral | 3556 | 8.7654e-05
[11 empty] | c_DK2_SmallDecentral | 3557 | 0.00013965
[11 empty] | c_DK2_SmallDecentral | 3558 | 0.00016781
[11 empty] | c_DK2_SmallDecentral | 3559 | 0.00016498
[11 empty] | c_DK2_SmallDecentral | 3560 | 0.00014281
[11 empty] | c_DK2_SmallDecentral | 3561 | 0.00013448
[11 empty] | c_DK2_SmallDecentral | 3562 | 0.00012548
[11 empty] | c_DK2_SmallDecentral | 3563 | 0.00011948
[11 empty] | c_DK2_SmallDecentral | 3564 | 0.00011498
[11 empty] | c_DK2_SmallDecentral | 3565 | 0.00010515
[11 empty] | c_DK2_SmallDecentral | 3566 | 0.00010232
[11 empty] | c_DK2_SmallDecentral | 3567 | 9.9485e-05
[11 empty] | c_DK2_SmallDecentral | 3568 | 0.00010182
[11 empty] | c_DK2_SmallDecentral | 3569 | 0.00010915
[11 empty] | c_DK2_SmallDecentral | 3570 | 0.00011298
[11 empty] | c_DK2_SmallDecentral | 3571 | 0.00011915
[11 empty] | c_DK2_SmallDecentral | 3572 | 0.00012098
[11 empty] | c_DK2_SmallDecentral | 3573 | 0.00011132
[11 empty] | c_DK2_SmallDecentral | 3574 | 8.8487e-05
[11 empty] | c_DK2_SmallDecentral | 3575 | 6.1824e-05
[11 empty] | c_DK2_SmallDecentral | 3576 | 4.6327e-05
[11 empty] | c_DK2_SmallDecentral | 3577 | 5.0493e-05
[11 empty] | c_DK2_SmallDecentral | 3578 | 5.1159e-05
[11 empty] | c_DK2_SmallDecentral | 3579 | 5.5992e-05
[11 empty] | c_DK2_SmallDecentral | 3580 | 8.1321e-05
[11 empty] | c_DK2_SmallDecentral | 3581 | 0.00013315
[11 empty] | c_DK2_SmallDecentral | 3582 | 0.00016131
[11 empty] | c_DK2_SmallDecentral | 3583 | 0.00015831
[11 empty] | c_DK2_SmallDecentral | 3584 | 0.00013481
[11 empty] | c_DK2_SmallDecentral | 3585 | 0.00012731
[11 empty] | c_DK2_SmallDecentral | 3586 | 0.00011832
[11 empty] | c_DK2_SmallDecentral | 3587 | 0.00011232
[11 empty] | c_DK2_SmallDecentral | 3588 | 0.00010748
[11 empty] | c_DK2_SmallDecentral | 3589 | 9.7319e-05
[11 empty] | c_DK2_SmallDecentral | 3590 | 9.382e-05
[11 empty] | c_DK2_SmallDecentral | 3591 | 9.0653e-05
[11 empty] | c_DK2_SmallDecentral | 3592 | 9.2653e-05
[11 empty] | c_DK2_SmallDecentral | 3593 | 9.9652e-05
[11 empty] | c_DK2_SmallDecentral | 3594 | 0.00010365
[11 empty] | c_DK2_SmallDecentral | 3595 | 0.00011098
[11 empty] | c_DK2_SmallDecentral | 3596 | 0.00011315
[11 empty] | c_DK2_SmallDecentral | 3597 | 0.00010498
[11 empty] | c_DK2_SmallDecentral | 3598 | 8.3154e-05
[11 empty] | c_DK2_SmallDecentral | 3599 | 5.6825e-05
[11 empty] | c_DK2_SmallDecentral | 3600 | 4.216e-05
[11 empty] | c_DK2_SmallDecentral | 3601 | 4.5327e-05
[11 empty] | c_DK2_SmallDecentral | 3602 | 4.516e-05
[11 empty] | c_DK2_SmallDecentral | 3603 | 4.9159e-05
[11 empty] | c_DK2_SmallDecentral | 3604 | 7.1323e-05
[11 empty] | c_DK2_SmallDecentral | 3605 | 0.00011815
[11 empty] | c_DK2_SmallDecentral | 3606 | 0.00014381
[11 empty] | c_DK2_SmallDecentral | 3607 | 0.00014348
[11 empty] | c_DK2_SmallDecentral | 3608 | 0.00012248
[11 empty] | c_DK2_SmallDecentral | 3609 | 0.00011548
[11 empty] | c_DK2_SmallDecentral | 3610 | 0.00010665
[11 empty] | c_DK2_SmallDecentral | 3611 | 0.00010099
[11 empty] | c_DK2_SmallDecentral | 3612 | 9.8152e-05
[11 empty] | c_DK2_SmallDecentral | 3613 | 8.8487e-05
[11 empty] | c_DK2_SmallDecentral | 3614 | 8.4321e-05
[11 empty] | c_DK2_SmallDecentral | 3615 | 8.1155e-05
[11 empty] | c_DK2_SmallDecentral | 3616 | 8.2821e-05
[11 empty] | c_DK2_SmallDecentral | 3617 | 9.0153e-05
[11 empty] | c_DK2_SmallDecentral | 3618 | 9.3986e-05
[11 empty] | c_DK2_SmallDecentral | 3619 | 0.00010132
[11 empty] | c_DK2_SmallDecentral | 3620 | 0.00010315
[11 empty] | c_DK2_SmallDecentral | 3621 | 9.5986e-05
[11 empty] | c_DK2_SmallDecentral | 3622 | 7.5489e-05
[11 empty] | c_DK2_SmallDecentral | 3623 | 5.1159e-05
[11 empty] | c_DK2_SmallDecentral | 3624 | 4.0994e-05
[11 empty] | c_DK2_SmallDecentral | 3625 | 4.1494e-05
[11 empty] | c_DK2_SmallDecentral | 3626 | 3.8661e-05
[11 empty] | c_DK2_SmallDecentral | 3627 | 4.3994e-05
[11 empty] | c_DK2_SmallDecentral | 3628 | 6.4491e-05
[11 empty] | c_DK2_SmallDecentral | 3629 | 0.00010198
[11 empty] | c_DK2_SmallDecentral | 3630 | 0.00012931
[11 empty] | c_DK2_SmallDecentral | 3631 | 0.00012915
[11 empty] | c_DK2_SmallDecentral | 3632 | 0.00010882
[11 empty] | c_DK2_SmallDecentral | 3633 | 0.00010182
[11 empty] | c_DK2_SmallDecentral | 3634 | 9.8152e-05
[11 empty] | c_DK2_SmallDecentral | 3635 | 8.9987e-05
[11 empty] | c_DK2_SmallDecentral | 3636 | 8.6987e-05
[11 empty] | c_DK2_SmallDecentral | 3637 | 7.7322e-05
[11 empty] | c_DK2_SmallDecentral | 3638 | 8.0488e-05
[11 empty] | c_DK2_SmallDecentral | 3639 | 7.6155e-05
[11 empty] | c_DK2_SmallDecentral | 3640 | 7.7322e-05
[11 empty] | c_DK2_SmallDecentral | 3641 | 8.0655e-05
[11 empty] | c_DK2_SmallDecentral | 3642 | 8.4488e-05
[11 empty] | c_DK2_SmallDecentral | 3643 | 8.8987e-05
[11 empty] | c_DK2_SmallDecentral | 3644 | 9.0487e-05
[11 empty] | c_DK2_SmallDecentral | 3645 | 8.6154e-05
[11 empty] | c_DK2_SmallDecentral | 3646 | 6.7657e-05
[11 empty] | c_DK2_SmallDecentral | 3647 | 4.616e-05
[11 empty] | c_DK2_SmallDecentral | 3648 | 3.5161e-05
[11 empty] | c_DK2_SmallDecentral | 3649 | 3.9328e-05
[11 empty] | c_DK2_SmallDecentral | 3650 | 4.0661e-05
[11 empty] | c_DK2_SmallDecentral | 3651 | 4.9659e-05
[11 empty] | c_DK2_SmallDecentral | 3652 | 7.2323e-05
[11 empty] | c_DK2_SmallDecentral | 3653 | 0.00010765
[11 empty] | c_DK2_SmallDecentral | 3654 | 0.00011315
[11 empty] | c_DK2_SmallDecentral | 3655 | 0.00011548
[11 empty] | c_DK2_SmallDecentral | 3656 | 9.4153e-05
[11 empty] | c_DK2_SmallDecentral | 3657 | 8.8654e-05
[11 empty] | c_DK2_SmallDecentral | 3658 | 8.3988e-05
[11 empty] | c_DK2_SmallDecentral | 3659 | 7.9822e-05
[11 empty] | c_DK2_SmallDecentral | 3660 | 7.7989e-05
[11 empty] | c_DK2_SmallDecentral | 3661 | 7.0156e-05
[11 empty] | c_DK2_SmallDecentral | 3662 | 6.849e-05
[11 empty] | c_DK2_SmallDecentral | 3663 | 6.5324e-05
[11 empty] | c_DK2_SmallDecentral | 3664 | 6.8157e-05
[11 empty] | c_DK2_SmallDecentral | 3665 | 7.3656e-05
[11 empty] | c_DK2_SmallDecentral | 3666 | 7.7489e-05
[11 empty] | c_DK2_SmallDecentral | 3667 | 8.2321e-05
[11 empty] | c_DK2_SmallDecentral | 3668 | 8.4654e-05
[11 empty] | c_DK2_SmallDecentral | 3669 | 8.0988e-05
[11 empty] | c_DK2_SmallDecentral | 3670 | 6.3657e-05
[11 empty] | c_DK2_SmallDecentral | 3671 | 4.4327e-05
[11 empty] | c_DK2_SmallDecentral | 3672 | 3.0329e-05
[11 empty] | c_DK2_SmallDecentral | 3673 | 3.4162e-05
[11 empty] | c_DK2_SmallDecentral | 3674 | 3.3828e-05
[11 empty] | c_DK2_SmallDecentral | 3675 | 3.6661e-05
[11 empty] | c_DK2_SmallDecentral | 3676 | 5.6158e-05
[11 empty] | c_DK2_SmallDecentral | 3677 | 9.7486e-05
[11 empty] | c_DK2_SmallDecentral | 3678 | 0.00011665
[11 empty] | c_DK2_SmallDecentral | 3679 | 0.00011482
[11 empty] | c_DK2_SmallDecentral | 3680 | 9.1653e-05
[11 empty] | c_DK2_SmallDecentral | 3681 | 8.8154e-05
[11 empty] | c_DK2_SmallDecentral | 3682 | 8.2155e-05
[11 empty] | c_DK2_SmallDecentral | 3683 | 7.8822e-05
[11 empty] | c_DK2_SmallDecentral | 3684 | 7.6489e-05
[11 empty] | c_DK2_SmallDecentral | 3685 | 6.6157e-05
[11 empty] | c_DK2_SmallDecentral | 3686 | 6.4324e-05
[11 empty] | c_DK2_SmallDecentral | 3687 | 5.9991e-05
[11 empty] | c_DK2_SmallDecentral | 3688 | 6.1824e-05
[11 empty] | c_DK2_SmallDecentral | 3689 | 6.7323e-05
[11 empty] | c_DK2_SmallDecentral | 3690 | 6.9323e-05
[11 empty] | c_DK2_SmallDecentral | 3691 | 7.4822e-05
[11 empty] | c_DK2_SmallDecentral | 3692 | 7.8822e-05
[11 empty] | c_DK2_SmallDecentral | 3693 | 7.2489e-05
[11 empty] | c_DK2_SmallDecentral | 3694 | 5.8491e-05
[11 empty] | c_DK2_SmallDecentral | 3695 | 3.9494e-05
[11 empty] | c_DK2_SmallDecentral | 3696 | 3.1495e-05
[11 empty] | c_DK2_SmallDecentral | 3697 | 3.4995e-05
[11 empty] | c_DK2_SmallDecentral | 3698 | 3.4995e-05
[11 empty] | c_DK2_SmallDecentral | 3699 | 3.7994e-05
[11 empty] | c_DK2_SmallDecentral | 3700 | 5.8158e-05
[11 empty] | c_DK2_SmallDecentral | 3701 | 9.9819e-05
[11 empty] | c_DK2_SmallDecentral | 3702 | 0.00012048
[11 empty] | c_DK2_SmallDecentral | 3703 | 0.00011815
[11 empty] | c_DK2_SmallDecentral | 3704 | 9.7319e-05
[11 empty] | c_DK2_SmallDecentral | 3705 | 9.282e-05
[11 empty] | c_DK2_SmallDecentral | 3706 | 8.6821e-05
[11 empty] | c_DK2_SmallDecentral | 3707 | 8.2988e-05
[11 empty] | c_DK2_SmallDecentral | 3708 | 8.0155e-05
[11 empty] | c_DK2_SmallDecentral | 3709 | 6.9823e-05
[11 empty] | c_DK2_SmallDecentral | 3710 | 6.749e-05
[11 empty] | c_DK2_SmallDecentral | 3711 | 6.3157e-05
[11 empty] | c_DK2_SmallDecentral | 3712 | 6.4491e-05
[11 empty] | c_DK2_SmallDecentral | 3713 | 6.999e-05
[11 empty] | c_DK2_SmallDecentral | 3714 | 7.2323e-05
[11 empty] | c_DK2_SmallDecentral | 3715 | 7.7989e-05
[11 empty] | c_DK2_SmallDecentral | 3716 | 8.1155e-05
[11 empty] | c_DK2_SmallDecentral | 3717 | 7.4822e-05
[11 empty] | c_DK2_SmallDecentral | 3718 | 5.9991e-05
[11 empty] | c_DK2_SmallDecentral | 3719 | 4.0494e-05
[11 empty] | c_DK2_SmallDecentral | 3720 | 2.7663e-05
[11 empty] | c_DK2_SmallDecentral | 3721 | 3.1162e-05
[11 empty] | c_DK2_SmallDecentral | 3722 | 3.0662e-05
[11 empty] | c_DK2_SmallDecentral | 3723 | 3.3495e-05
[11 empty] | c_DK2_SmallDecentral | 3724 | 5.1992e-05
[11 empty] | c_DK2_SmallDecentral | 3725 | 9.1487e-05
[11 empty] | c_DK2_SmallDecentral | 3726 | 0.00010948
[11 empty] | c_DK2_SmallDecentral | 3727 | 0.00010765
[11 empty] | c_DK2_SmallDecentral | 3728 | 8.732e-05
[11 empty] | c_DK2_SmallDecentral | 3729 | 8.3821e-05
[11 empty] | c_DK2_SmallDecentral | 3730 | 7.8155e-05
[11 empty] | c_DK2_SmallDecentral | 3731 | 7.5156e-05
[11 empty] | c_DK2_SmallDecentral | 3732 | 7.2656e-05
[11 empty] | c_DK2_SmallDecentral | 3733 | 6.2491e-05
[11 empty] | c_DK2_SmallDecentral | 3734 | 5.9825e-05
[11 empty] | c_DK2_SmallDecentral | 3735 | 5.5492e-05
[11 empty] | c_DK2_SmallDecentral | 3736 | 5.6492e-05
[11 empty] | c_DK2_SmallDecentral | 3737 | 6.1991e-05
[11 empty] | c_DK2_SmallDecentral | 3738 | 6.3824e-05
[11 empty] | c_DK2_SmallDecentral | 3739 | 6.849e-05
[11 empty] | c_DK2_SmallDecentral | 3740 | 7.1989e-05
[11 empty] | c_DK2_SmallDecentral | 3741 | 6.6324e-05
[11 empty] | c_DK2_SmallDecentral | 3742 | 5.3492e-05
[11 empty] | c_DK2_SmallDecentral | 3743 | 3.5828e-05
[11 empty] | c_DK2_SmallDecentral | 3744 | 2.6996e-05
[11 empty] | c_DK2_SmallDecentral | 3745 | 3.0496e-05
[11 empty] | c_DK2_SmallDecentral | 3746 | 2.9996e-05
[11 empty] | c_DK2_SmallDecentral | 3747 | 3.2662e-05
[11 empty] | c_DK2_SmallDecentral | 3748 | 5.0659e-05
[11 empty] | c_DK2_SmallDecentral | 3749 | 8.932e-05
[11 empty] | c_DK2_SmallDecentral | 3750 | 0.00010698
[11 empty] | c_DK2_SmallDecentral | 3751 | 0.00010532
[11 empty] | c_DK2_SmallDecentral | 3752 | 8.5321e-05
[11 empty] | c_DK2_SmallDecentral | 3753 | 8.1988e-05
[11 empty] | c_DK2_SmallDecentral | 3754 | 7.6822e-05
[11 empty] | c_DK2_SmallDecentral | 3755 | 7.3656e-05
[11 empty] | c_DK2_SmallDecentral | 3756 | 7.1489e-05
[11 empty] | c_DK2_SmallDecentral | 3757 | 6.0991e-05
[11 empty] | c_DK2_SmallDecentral | 3758 | 5.8491e-05
[11 empty] | c_DK2_SmallDecentral | 3759 | 5.4325e-05
[11 empty] | c_DK2_SmallDecentral | 3760 | 5.5159e-05
[11 empty] | c_DK2_SmallDecentral | 3761 | 6.0324e-05
[11 empty] | c_DK2_SmallDecentral | 3762 | 6.1991e-05
[11 empty] | c_DK2_SmallDecentral | 3763 | 6.6657e-05
[11 empty] | c_DK2_SmallDecentral | 3764 | 7.0156e-05
[11 empty] | c_DK2_SmallDecentral | 3765 | 6.4491e-05
[11 empty] | c_DK2_SmallDecentral | 3766 | 5.2159e-05
[11 empty] | c_DK2_SmallDecentral | 3767 | 3.4828e-05
[11 empty] | c_DK2_SmallDecentral | 3768 | 2.9662e-05
[11 empty] | c_DK2_SmallDecentral | 3769 | 3.2495e-05
[11 empty] | c_DK2_SmallDecentral | 3770 | 3.1829e-05
[11 empty] | c_DK2_SmallDecentral | 3771 | 3.4495e-05
[11 empty] | c_DK2_SmallDecentral | 3772 | 5.2992e-05
[11 empty] | c_DK2_SmallDecentral | 3773 | 9.2986e-05
[11 empty] | c_DK2_SmallDecentral | 3774 | 0.00011132
[11 empty] | c_DK2_SmallDecentral | 3775 | 0.00011165
[11 empty] | c_DK2_SmallDecentral | 3776 | 9.182e-05
[11 empty] | c_DK2_SmallDecentral | 3777 | 8.832e-05
[11 empty] | c_DK2_SmallDecentral | 3778 | 8.1155e-05
[11 empty] | c_DK2_SmallDecentral | 3779 | 7.7322e-05
[11 empty] | c_DK2_SmallDecentral | 3780 | 7.5489e-05
[11 empty] | c_DK2_SmallDecentral | 3781 | 6.5657e-05
[11 empty] | c_DK2_SmallDecentral | 3782 | 6.2158e-05
[11 empty] | c_DK2_SmallDecentral | 3783 | 5.7825e-05
[11 empty] | c_DK2_SmallDecentral | 3784 | 5.8658e-05
[11 empty] | c_DK2_SmallDecentral | 3785 | 6.499e-05
[11 empty] | c_DK2_SmallDecentral | 3786 | 6.749e-05
[11 empty] | c_DK2_SmallDecentral | 3787 | 7.3489e-05
[11 empty] | c_DK2_SmallDecentral | 3788 | 7.5989e-05
[11 empty] | c_DK2_SmallDecentral | 3789 | 7.0656e-05
[11 empty] | c_DK2_SmallDecentral | 3790 | 5.6492e-05
[11 empty] | c_DK2_SmallDecentral | 3791 | 3.7494e-05
[11 empty] | c_DK2_SmallDecentral | 3792 | 3.3162e-05
[11 empty] | c_DK2_SmallDecentral | 3793 | 3.3995e-05
[11 empty] | c_DK2_SmallDecentral | 3794 | 3.0662e-05
[11 empty] | c_DK2_SmallDecentral | 3795 | 3.5495e-05
[11 empty] | c_DK2_SmallDecentral | 3796 | 5.3825e-05
[11 empty] | c_DK2_SmallDecentral | 3797 | 8.7987e-05
[11 empty] | c_DK2_SmallDecentral | 3798 | 0.00011248
[11 empty] | c_DK2_SmallDecentral | 3799 | 0.00011198
[11 empty] | c_DK2_SmallDecentral | 3800 | 9.1986e-05
[11 empty] | c_DK2_SmallDecentral | 3801 | 8.732e-05
[11 empty] | c_DK2_SmallDecentral | 3802 | 8.4321e-05
[11 empty] | c_DK2_SmallDecentral | 3803 | 7.6822e-05
[11 empty] | c_DK2_SmallDecentral | 3804 | 7.4656e-05
[11 empty] | c_DK2_SmallDecentral | 3805 | 6.499e-05
[11 empty] | c_DK2_SmallDecentral | 3806 | 6.8657e-05
[11 empty] | c_DK2_SmallDecentral | 3807 | 6.3157e-05
[11 empty] | c_DK2_SmallDecentral | 3808 | 6.4157e-05
[11 empty] | c_DK2_SmallDecentral | 3809 | 6.6324e-05
[11 empty] | c_DK2_SmallDecentral | 3810 | 6.8823e-05
[11 empty] | c_DK2_SmallDecentral | 3811 | 7.2656e-05
[11 empty] | c_DK2_SmallDecentral | 3812 | 7.4822e-05
[11 empty] | c_DK2_SmallDecentral | 3813 | 7.1489e-05
[11 empty] | c_DK2_SmallDecentral | 3814 | 5.6658e-05
[11 empty] | c_DK2_SmallDecentral | 3815 | 3.7994e-05
[11 empty] | c_DK2_SmallDecentral | 3816 | 3.3828e-05
[11 empty] | c_DK2_SmallDecentral | 3817 | 3.7994e-05
[11 empty] | c_DK2_SmallDecentral | 3818 | 3.9494e-05
[11 empty] | c_DK2_SmallDecentral | 3819 | 4.8326e-05
[11 empty] | c_DK2_SmallDecentral | 3820 | 7.0656e-05
[11 empty] | c_DK2_SmallDecentral | 3821 | 0.00010598
[11 empty] | c_DK2_SmallDecentral | 3822 | 0.00011115
[11 empty] | c_DK2_SmallDecentral | 3823 | 0.00011315
[11 empty] | c_DK2_SmallDecentral | 3824 | 9.132e-05
[11 empty] | c_DK2_SmallDecentral | 3825 | 8.6821e-05
[11 empty] | c_DK2_SmallDecentral | 3826 | 8.1988e-05
[11 empty] | c_DK2_SmallDecentral | 3827 | 7.7822e-05
[11 empty] | c_DK2_SmallDecentral | 3828 | 7.5989e-05
[11 empty] | c_DK2_SmallDecentral | 3829 | 6.799e-05
[11 empty] | c_DK2_SmallDecentral | 3830 | 6.6324e-05
[11 empty] | c_DK2_SmallDecentral | 3831 | 6.2657e-05
[11 empty] | c_DK2_SmallDecentral | 3832 | 6.5324e-05
[11 empty] | c_DK2_SmallDecentral | 3833 | 7.099e-05
[11 empty] | c_DK2_SmallDecentral | 3834 | 7.4489e-05
[11 empty] | c_DK2_SmallDecentral | 3835 | 7.8988e-05
[11 empty] | c_DK2_SmallDecentral | 3836 | 8.1988e-05
[11 empty] | c_DK2_SmallDecentral | 3837 | 7.8488e-05
[11 empty] | c_DK2_SmallDecentral | 3838 | 6.1824e-05
[11 empty] | c_DK2_SmallDecentral | 3839 | 4.2994e-05
[11 empty] | c_DK2_SmallDecentral | 3840 | 3.4662e-05
[11 empty] | c_DK2_SmallDecentral | 3841 | 3.8161e-05
[11 empty] | c_DK2_SmallDecentral | 3842 | 3.8328e-05
[11 empty] | c_DK2_SmallDecentral | 3843 | 4.1994e-05
[11 empty] | c_DK2_SmallDecentral | 3844 | 6.2324e-05
[11 empty] | c_DK2_SmallDecentral | 3845 | 0.00010515
[11 empty] | c_DK2_SmallDecentral | 3846 | 0.00012648
[11 empty] | c_DK2_SmallDecentral | 3847 | 0.00012432
[11 empty] | c_DK2_SmallDecentral | 3848 | 0.00010165
[11 empty] | c_DK2_SmallDecentral | 3849 | 9.6986e-05
[11 empty] | c_DK2_SmallDecentral | 3850 | 9.032e-05
[11 empty] | c_DK2_SmallDecentral | 3851 | 8.6321e-05
[11 empty] | c_DK2_SmallDecentral | 3852 | 8.3154e-05
[11 empty] | c_DK2_SmallDecentral | 3853 | 7.3822e-05
[11 empty] | c_DK2_SmallDecentral | 3854 | 7.1656e-05
[11 empty] | c_DK2_SmallDecentral | 3855 | 6.8657e-05
[11 empty] | c_DK2_SmallDecentral | 3856 | 7.0323e-05
[11 empty] | c_DK2_SmallDecentral | 3857 | 7.6155e-05
[11 empty] | c_DK2_SmallDecentral | 3858 | 7.8822e-05
[11 empty] | c_DK2_SmallDecentral | 3859 | 8.4654e-05
[11 empty] | c_DK2_SmallDecentral | 3860 | 8.8154e-05
[11 empty] | c_DK2_SmallDecentral | 3861 | 8.1155e-05
[11 empty] | c_DK2_SmallDecentral | 3862 | 6.499e-05
[11 empty] | c_DK2_SmallDecentral | 3863 | 4.3994e-05
[11 empty] | c_DK2_SmallDecentral | 3864 | 3.0995e-05
[11 empty] | c_DK2_SmallDecentral | 3865 | 3.4495e-05
[11 empty] | c_DK2_SmallDecentral | 3866 | 3.4495e-05
[11 empty] | c_DK2_SmallDecentral | 3867 | 3.7494e-05
[11 empty] | c_DK2_SmallDecentral | 3868 | 5.7492e-05
[11 empty] | c_DK2_SmallDecentral | 3869 | 9.8652e-05
[11 empty] | c_DK2_SmallDecentral | 3870 | 0.00011898
[11 empty] | c_DK2_SmallDecentral | 3871 | 0.00011698
[11 empty] | c_DK2_SmallDecentral | 3872 | 9.5986e-05
[11 empty] | c_DK2_SmallDecentral | 3873 | 9.182e-05
[11 empty] | c_DK2_SmallDecentral | 3874 | 8.5654e-05
[11 empty] | c_DK2_SmallDecentral | 3875 | 8.2155e-05
[11 empty] | c_DK2_SmallDecentral | 3876 | 7.9322e-05
[11 empty] | c_DK2_SmallDecentral | 3877 | 6.9323e-05
[11 empty] | c_DK2_SmallDecentral | 3878 | 6.6657e-05
[11 empty] | c_DK2_SmallDecentral | 3879 | 6.2324e-05
[11 empty] | c_DK2_SmallDecentral | 3880 | 6.3491e-05
[11 empty] | c_DK2_SmallDecentral | 3881 | 6.9156e-05
[11 empty] | c_DK2_SmallDecentral | 3882 | 7.1656e-05
[11 empty] | c_DK2_SmallDecentral | 3883 | 7.6822e-05
[11 empty] | c_DK2_SmallDecentral | 3884 | 8.0155e-05
[11 empty] | c_DK2_SmallDecentral | 3885 | 7.3822e-05
[11 empty] | c_DK2_SmallDecentral | 3886 | 5.9158e-05
[11 empty] | c_DK2_SmallDecentral | 3887 | 3.9994e-05
[11 empty] | c_DK2_SmallDecentral | 3888 | 2.9329e-05
[11 empty] | c_DK2_SmallDecentral | 3889 | 3.3162e-05
[11 empty] | c_DK2_SmallDecentral | 3890 | 3.2829e-05
[11 empty] | c_DK2_SmallDecentral | 3891 | 3.5828e-05
[11 empty] | c_DK2_SmallDecentral | 3892 | 5.5492e-05
[11 empty] | c_DK2_SmallDecentral | 3893 | 9.6153e-05
[11 empty] | c_DK2_SmallDecentral | 3894 | 0.00011598
[11 empty] | c_DK2_SmallDecentral | 3895 | 0.00011382
[11 empty] | c_DK2_SmallDecentral | 3896 | 9.282e-05
[11 empty] | c_DK2_SmallDecentral | 3897 | 8.8987e-05
[11 empty] | c_DK2_SmallDecentral | 3898 | 8.3154e-05
[11 empty] | c_DK2_SmallDecentral | 3899 | 7.9655e-05
[11 empty] | c_DK2_SmallDecentral | 3900 | 7.7322e-05
[11 empty] | c_DK2_SmallDecentral | 3901 | 6.6657e-05
[11 empty] | c_DK2_SmallDecentral | 3902 | 6.3991e-05
[11 empty] | c_DK2_SmallDecentral | 3903 | 5.9825e-05
[11 empty] | c_DK2_SmallDecentral | 3904 | 6.0658e-05
[11 empty] | c_DK2_SmallDecentral | 3905 | 6.649e-05
[11 empty] | c_DK2_SmallDecentral | 3906 | 6.849e-05
[11 empty] | c_DK2_SmallDecentral | 3907 | 7.3822e-05
[11 empty] | c_DK2_SmallDecentral | 3908 | 7.7155e-05
[11 empty] | c_DK2_SmallDecentral | 3909 | 7.099e-05
[11 empty] | c_DK2_SmallDecentral | 3910 | 5.7325e-05
[11 empty] | c_DK2_SmallDecentral | 3911 | 3.8328e-05
[11 empty] | c_DK2_SmallDecentral | 3912 | 2.8662e-05
[11 empty] | c_DK2_SmallDecentral | 3913 | 3.2329e-05
[11 empty] | c_DK2_SmallDecentral | 3914 | 3.1995e-05
[11 empty] | c_DK2_SmallDecentral | 3915 | 3.4828e-05
[11 empty] | c_DK2_SmallDecentral | 3916 | 5.4159e-05
[11 empty] | c_DK2_SmallDecentral | 3917 | 9.4486e-05
[11 empty] | c_DK2_SmallDecentral | 3918 | 0.00011365
[11 empty] | c_DK2_SmallDecentral | 3919 | 0.00011165
[11 empty] | c_DK2_SmallDecentral | 3920 | 9.082e-05
[11 empty] | c_DK2_SmallDecentral | 3921 | 8.7154e-05
[11 empty] | c_DK2_SmallDecentral | 3922 | 8.1321e-05
[11 empty] | c_DK2_SmallDecentral | 3923 | 7.7989e-05
[11 empty] | c_DK2_SmallDecentral | 3924 | 7.5489e-05
[11 empty] | c_DK2_SmallDecentral | 3925 | 6.4824e-05
[11 empty] | c_DK2_SmallDecentral | 3926 | 6.2324e-05
[11 empty] | c_DK2_SmallDecentral | 3927 | 5.7658e-05
[11 empty] | c_DK2_SmallDecentral | 3928 | 5.8991e-05
[11 empty] | c_DK2_SmallDecentral | 3929 | 6.4324e-05
[11 empty] | c_DK2_SmallDecentral | 3930 | 6.6157e-05
[11 empty] | c_DK2_SmallDecentral | 3931 | 7.1323e-05
[11 empty] | c_DK2_SmallDecentral | 3932 | 7.4989e-05
[11 empty] | c_DK2_SmallDecentral | 3933 | 6.899e-05
[11 empty] | c_DK2_SmallDecentral | 3934 | 5.5825e-05
[11 empty] | c_DK2_SmallDecentral | 3935 | 3.7328e-05
[11 empty] | c_DK2_SmallDecentral | 3936 | 2.8496e-05
[11 empty] | c_DK2_SmallDecentral | 3937 | 3.1162e-05
[11 empty] | c_DK2_SmallDecentral | 3938 | 3.0496e-05
[11 empty] | c_DK2_SmallDecentral | 3939 | 3.3328e-05
[11 empty] | c_DK2_SmallDecentral | 3940 | 5.0826e-05
[11 empty] | c_DK2_SmallDecentral | 3941 | 8.9487e-05
[11 empty] | c_DK2_SmallDecentral | 3942 | 0.00010682
[11 empty] | c_DK2_SmallDecentral | 3943 | 0.00010765
[11 empty] | c_DK2_SmallDecentral | 3944 | 8.8487e-05
[11 empty] | c_DK2_SmallDecentral | 3945 | 8.4987e-05
[11 empty] | c_DK2_SmallDecentral | 3946 | 7.8155e-05
[11 empty] | c_DK2_SmallDecentral | 3947 | 7.4489e-05
[11 empty] | c_DK2_SmallDecentral | 3948 | 7.2656e-05
[11 empty] | c_DK2_SmallDecentral | 3949 | 6.3324e-05
[11 empty] | c_DK2_SmallDecentral | 3950 | 5.9658e-05
[11 empty] | c_DK2_SmallDecentral | 3951 | 5.5325e-05
[11 empty] | c_DK2_SmallDecentral | 3952 | 5.6158e-05
[11 empty] | c_DK2_SmallDecentral | 3953 | 6.2158e-05
[11 empty] | c_DK2_SmallDecentral | 3954 | 6.4657e-05
[11 empty] | c_DK2_SmallDecentral | 3955 | 7.049e-05
[11 empty] | c_DK2_SmallDecentral | 3956 | 7.2989e-05
[11 empty] | c_DK2_SmallDecentral | 3957 | 6.7823e-05
[11 empty] | c_DK2_SmallDecentral | 3958 | 5.3992e-05
[11 empty] | c_DK2_SmallDecentral | 3959 | 3.5995e-05
[11 empty] | c_DK2_SmallDecentral | 3960 | 3.0662e-05
[11 empty] | c_DK2_SmallDecentral | 3961 | 3.1162e-05
[11 empty] | c_DK2_SmallDecentral | 3962 | 2.7996e-05
[11 empty] | c_DK2_SmallDecentral | 3963 | 3.2662e-05
[11 empty] | c_DK2_SmallDecentral | 3964 | 4.9659e-05
[11 empty] | c_DK2_SmallDecentral | 3965 | 8.1488e-05
[11 empty] | c_DK2_SmallDecentral | 3966 | 0.00010465
[11 empty] | c_DK2_SmallDecentral | 3967 | 0.00010448
[11 empty] | c_DK2_SmallDecentral | 3968 | 8.5321e-05
[11 empty] | c_DK2_SmallDecentral | 3969 | 8.0988e-05
[11 empty] | c_DK2_SmallDecentral | 3970 | 7.8322e-05
[11 empty] | c_DK2_SmallDecentral | 3971 | 7.1323e-05
[11 empty] | c_DK2_SmallDecentral | 3972 | 6.9656e-05
[11 empty] | c_DK2_SmallDecentral | 3973 | 5.9991e-05
[11 empty] | c_DK2_SmallDecentral | 3974 | 6.3657e-05
[11 empty] | c_DK2_SmallDecentral | 3975 | 5.8158e-05
[11 empty] | c_DK2_SmallDecentral | 3976 | 5.8991e-05
[11 empty] | c_DK2_SmallDecentral | 3977 | 6.0991e-05
[11 empty] | c_DK2_SmallDecentral | 3978 | 6.2657e-05
[11 empty] | c_DK2_SmallDecentral | 3979 | 6.6324e-05
[11 empty] | c_DK2_SmallDecentral | 3980 | 6.8657e-05
[11 empty] | c_DK2_SmallDecentral | 3981 | 6.5657e-05
[11 empty] | c_DK2_SmallDecentral | 3982 | 5.2159e-05
[11 empty] | c_DK2_SmallDecentral | 3983 | 3.4662e-05
[11 empty] | c_DK2_SmallDecentral | 3984 | 2.9496e-05
[11 empty] | c_DK2_SmallDecentral | 3985 | 3.3495e-05
[11 empty] | c_DK2_SmallDecentral | 3986 | 3.4828e-05
[11 empty] | c_DK2_SmallDecentral | 3987 | 4.3327e-05
[11 empty] | c_DK2_SmallDecentral | 3988 | 6.3157e-05
[11 empty] | c_DK2_SmallDecentral | 3989 | 9.5486e-05
[11 empty] | c_DK2_SmallDecentral | 3990 | 9.9319e-05
[11 empty] | c_DK2_SmallDecentral | 3991 | 0.00010149
[11 empty] | c_DK2_SmallDecentral | 3992 | 8.0322e-05
[11 empty] | c_DK2_SmallDecentral | 3993 | 7.6989e-05
[11 empty] | c_DK2_SmallDecentral | 3994 | 7.2656e-05
[11 empty] | c_DK2_SmallDecentral | 3995 | 6.9156e-05
[11 empty] | c_DK2_SmallDecentral | 3996 | 6.749e-05
[11 empty] | c_DK2_SmallDecentral | 3997 | 5.9825e-05
[11 empty] | c_DK2_SmallDecentral | 3998 | 5.8158e-05
[11 empty] | c_DK2_SmallDecentral | 3999 | 5.3992e-05
[11 empty] | c_DK2_SmallDecentral | 4000 | 5.6158e-05
[11 empty] | c_DK2_SmallDecentral | 4001 | 6.1824e-05
[11 empty] | c_DK2_SmallDecentral | 4002 | 6.4324e-05
[11 empty] | c_DK2_SmallDecentral | 4003 | 6.8157e-05
[11 empty] | c_DK2_SmallDecentral | 4004 | 7.1656e-05
[11 empty] | c_DK2_SmallDecentral | 4005 | 6.899e-05
[11 empty] | c_DK2_SmallDecentral | 4006 | 5.4492e-05
[11 empty] | c_DK2_SmallDecentral | 4007 | 3.7828e-05
[11 empty] | c_DK2_SmallDecentral | 4008 | 2.8496e-05
[11 empty] | c_DK2_SmallDecentral | 4009 | 3.2162e-05
[11 empty] | c_DK2_SmallDecentral | 4010 | 3.1495e-05
[11 empty] | c_DK2_SmallDecentral | 4011 | 3.4495e-05
[11 empty] | c_DK2_SmallDecentral | 4012 | 5.2992e-05
[11 empty] | c_DK2_SmallDecentral | 4013 | 9.282e-05
[11 empty] | c_DK2_SmallDecentral | 4014 | 0.00011032
[11 empty] | c_DK2_SmallDecentral | 4015 | 0.00010848
[11 empty] | c_DK2_SmallDecentral | 4016 | 8.6321e-05
[11 empty] | c_DK2_SmallDecentral | 4017 | 8.2821e-05
[11 empty] | c_DK2_SmallDecentral | 4018 | 7.7322e-05
[11 empty] | c_DK2_SmallDecentral | 4019 | 7.4489e-05
[11 empty] | c_DK2_SmallDecentral | 4020 | 7.2323e-05
[11 empty] | c_DK2_SmallDecentral | 4021 | 6.1991e-05
[11 empty] | c_DK2_SmallDecentral | 4022 | 6.0658e-05
[11 empty] | c_DK2_SmallDecentral | 4023 | 5.6158e-05
[11 empty] | c_DK2_SmallDecentral | 4024 | 5.7658e-05
[11 empty] | c_DK2_SmallDecentral | 4025 | 6.3157e-05
[11 empty] | c_DK2_SmallDecentral | 4026 | 6.4657e-05
[11 empty] | c_DK2_SmallDecentral | 4027 | 6.9823e-05
[11 empty] | c_DK2_SmallDecentral | 4028 | 7.3822e-05
[11 empty] | c_DK2_SmallDecentral | 4029 | 6.799e-05
[11 empty] | c_DK2_SmallDecentral | 4030 | 5.4992e-05
[11 empty] | c_DK2_SmallDecentral | 4031 | 3.6995e-05
[11 empty] | c_DK2_SmallDecentral | 4032 | 2.6329e-05
[11 empty] | c_DK2_SmallDecentral | 4033 | 2.9829e-05
[11 empty] | c_DK2_SmallDecentral | 4034 | 2.9829e-05
[11 empty] | c_DK2_SmallDecentral | 4035 | 3.2662e-05
[11 empty] | c_DK2_SmallDecentral | 4036 | 4.9993e-05
[11 empty] | c_DK2_SmallDecentral | 4037 | 8.932e-05
[11 empty] | c_DK2_SmallDecentral | 4038 | 0.00010582
[11 empty] | c_DK2_SmallDecentral | 4039 | 0.00010432
[11 empty] | c_DK2_SmallDecentral | 4040 | 8.4154e-05
[11 empty] | c_DK2_SmallDecentral | 4041 | 8.1155e-05
[11 empty] | c_DK2_SmallDecentral | 4042 | 7.5822e-05
[11 empty] | c_DK2_SmallDecentral | 4043 | 7.2656e-05
[11 empty] | c_DK2_SmallDecentral | 4044 | 7.049e-05
[11 empty] | c_DK2_SmallDecentral | 4045 | 6.0324e-05
[11 empty] | c_DK2_SmallDecentral | 4046 | 5.7825e-05
[11 empty] | c_DK2_SmallDecentral | 4047 | 5.3659e-05
[11 empty] | c_DK2_SmallDecentral | 4048 | 5.4492e-05
[11 empty] | c_DK2_SmallDecentral | 4049 | 5.9658e-05
[11 empty] | c_DK2_SmallDecentral | 4050 | 6.1324e-05
[11 empty] | c_DK2_SmallDecentral | 4051 | 6.5824e-05
[11 empty] | c_DK2_SmallDecentral | 4052 | 6.9156e-05
[11 empty] | c_DK2_SmallDecentral | 4053 | 6.3824e-05
[11 empty] | c_DK2_SmallDecentral | 4054 | 5.1659e-05
[11 empty] | c_DK2_SmallDecentral | 4055 | 3.4328e-05
[11 empty] | c_DK2_SmallDecentral | 4056 | 2.583e-05
[11 empty] | c_DK2_SmallDecentral | 4057 | 2.9162e-05
[11 empty] | c_DK2_SmallDecentral | 4058 | 2.9162e-05
[11 empty] | c_DK2_SmallDecentral | 4059 | 3.1329e-05
[11 empty] | c_DK2_SmallDecentral | 4060 | 4.9159e-05
[11 empty] | c_DK2_SmallDecentral | 4061 | 8.732e-05
[11 empty] | c_DK2_SmallDecentral | 4062 | 0.00010348
[11 empty] | c_DK2_SmallDecentral | 4063 | 0.00010198
[11 empty] | c_DK2_SmallDecentral | 4064 | 8.2155e-05
[11 empty] | c_DK2_SmallDecentral | 4065 | 7.9155e-05
[11 empty] | c_DK2_SmallDecentral | 4066 | 7.3822e-05
[11 empty] | c_DK2_SmallDecentral | 4067 | 7.1156e-05
[11 empty] | c_DK2_SmallDecentral | 4068 | 6.899e-05
[11 empty] | c_DK2_SmallDecentral | 4069 | 5.8825e-05
[11 empty] | c_DK2_SmallDecentral | 4070 | 5.6658e-05
[11 empty] | c_DK2_SmallDecentral | 4071 | 5.2159e-05
[11 empty] | c_DK2_SmallDecentral | 4072 | 5.2826e-05
[11 empty] | c_DK2_SmallDecentral | 4073 | 5.8158e-05
[11 empty] | c_DK2_SmallDecentral | 4074 | 5.9825e-05
[11 empty] | c_DK2_SmallDecentral | 4075 | 6.4491e-05
[11 empty] | c_DK2_SmallDecentral | 4076 | 6.7657e-05
[11 empty] | c_DK2_SmallDecentral | 4077 | 6.2158e-05
[11 empty] | c_DK2_SmallDecentral | 4078 | 5.0326e-05
[11 empty] | c_DK2_SmallDecentral | 4079 | 3.3495e-05
[11 empty] | c_DK2_SmallDecentral | 4080 | 2.6496e-05
[11 empty] | c_DK2_SmallDecentral | 4081 | 2.9996e-05
[11 empty] | c_DK2_SmallDecentral | 4082 | 2.9829e-05
[11 empty] | c_DK2_SmallDecentral | 4083 | 3.2662e-05
[11 empty] | c_DK2_SmallDecentral | 4084 | 5.0326e-05
[11 empty] | c_DK2_SmallDecentral | 4085 | 8.9487e-05
[11 empty] | c_DK2_SmallDecentral | 4086 | 0.00010632
[11 empty] | c_DK2_SmallDecentral | 4087 | 0.00010465
[11 empty] | c_DK2_SmallDecentral | 4088 | 8.4488e-05
[11 empty] | c_DK2_SmallDecentral | 4089 | 8.1155e-05
[11 empty] | c_DK2_SmallDecentral | 4090 | 7.5822e-05
[11 empty] | c_DK2_SmallDecentral | 4091 | 7.2823e-05
[11 empty] | c_DK2_SmallDecentral | 4092 | 7.0656e-05
[11 empty] | c_DK2_SmallDecentral | 4093 | 6.0491e-05
[11 empty] | c_DK2_SmallDecentral | 4094 | 5.7991e-05
[11 empty] | c_DK2_SmallDecentral | 4095 | 5.3492e-05
[11 empty] | c_DK2_SmallDecentral | 4096 | 5.4492e-05
[11 empty] | c_DK2_SmallDecentral | 4097 | 5.9658e-05
[11 empty] | c_DK2_SmallDecentral | 4098 | 6.1658e-05
[11 empty] | c_DK2_SmallDecentral | 4099 | 6.6157e-05
[11 empty] | c_DK2_SmallDecentral | 4100 | 6.9656e-05
[11 empty] | c_DK2_SmallDecentral | 4101 | 6.4157e-05
[11 empty] | c_DK2_SmallDecentral | 4102 | 5.1826e-05
[11 empty] | c_DK2_SmallDecentral | 4103 | 3.4662e-05
[11 empty] | c_DK2_SmallDecentral | 4104 | 2.9496e-05
[11 empty] | c_DK2_SmallDecentral | 4105 | 3.2495e-05
[11 empty] | c_DK2_SmallDecentral | 4106 | 3.1662e-05
[11 empty] | c_DK2_SmallDecentral | 4107 | 3.4495e-05
[11 empty] | c_DK2_SmallDecentral | 4108 | 5.2492e-05
[11 empty] | c_DK2_SmallDecentral | 4109 | 9.2153e-05
[11 empty] | c_DK2_SmallDecentral | 4110 | 0.00011015
[11 empty] | c_DK2_SmallDecentral | 4111 | 0.00011065
[11 empty] | c_DK2_SmallDecentral | 4112 | 9.1153e-05
[11 empty] | c_DK2_SmallDecentral | 4113 | 8.7654e-05
[11 empty] | c_DK2_SmallDecentral | 4114 | 8.0322e-05
[11 empty] | c_DK2_SmallDecentral | 4115 | 7.6989e-05
[11 empty] | c_DK2_SmallDecentral | 4116 | 7.4489e-05
[11 empty] | c_DK2_SmallDecentral | 4117 | 6.549e-05
[11 empty] | c_DK2_SmallDecentral | 4118 | 6.1824e-05
[11 empty] | c_DK2_SmallDecentral | 4119 | 5.7492e-05
[11 empty] | c_DK2_SmallDecentral | 4120 | 5.8325e-05
[11 empty] | c_DK2_SmallDecentral | 4121 | 6.4657e-05
[11 empty] | c_DK2_SmallDecentral | 4122 | 6.7157e-05
[11 empty] | c_DK2_SmallDecentral | 4123 | 7.2989e-05
[11 empty] | c_DK2_SmallDecentral | 4124 | 7.5322e-05
[11 empty] | c_DK2_SmallDecentral | 4125 | 7.0323e-05
[11 empty] | c_DK2_SmallDecentral | 4126 | 5.5658e-05
[11 empty] | c_DK2_SmallDecentral | 4127 | 3.7161e-05
[11 empty] | c_DK2_SmallDecentral | 4128 | 3.4328e-05
[11 empty] | c_DK2_SmallDecentral | 4129 | 3.5161e-05
[11 empty] | c_DK2_SmallDecentral | 4130 | 3.1995e-05
[11 empty] | c_DK2_SmallDecentral | 4131 | 3.6661e-05
[11 empty] | c_DK2_SmallDecentral | 4132 | 5.5159e-05
[11 empty] | c_DK2_SmallDecentral | 4133 | 8.982e-05
[11 empty] | c_DK2_SmallDecentral | 4134 | 0.00011465
[11 empty] | c_DK2_SmallDecentral | 4135 | 0.00011415
[11 empty] | c_DK2_SmallDecentral | 4136 | 9.4486e-05
[11 empty] | c_DK2_SmallDecentral | 4137 | 8.932e-05
[11 empty] | c_DK2_SmallDecentral | 4138 | 8.5987e-05
[11 empty] | c_DK2_SmallDecentral | 4139 | 7.8655e-05
[11 empty] | c_DK2_SmallDecentral | 4140 | 7.6489e-05
[11 empty] | c_DK2_SmallDecentral | 4141 | 6.6657e-05
[11 empty] | c_DK2_SmallDecentral | 4142 | 7.0323e-05
[11 empty] | c_DK2_SmallDecentral | 4143 | 6.499e-05
[11 empty] | c_DK2_SmallDecentral | 4144 | 6.599e-05
[11 empty] | c_DK2_SmallDecentral | 4145 | 6.8323e-05
[11 empty] | c_DK2_SmallDecentral | 4146 | 7.1156e-05
[11 empty] | c_DK2_SmallDecentral | 4147 | 7.4989e-05
[11 empty] | c_DK2_SmallDecentral | 4148 | 7.7155e-05
[11 empty] | c_DK2_SmallDecentral | 4149 | 7.3489e-05
[11 empty] | c_DK2_SmallDecentral | 4150 | 5.8158e-05
[11 empty] | c_DK2_SmallDecentral | 4151 | 3.9161e-05
[11 empty] | c_DK2_SmallDecentral | 4152 | 3.2162e-05
[11 empty] | c_DK2_SmallDecentral | 4153 | 3.6328e-05
[11 empty] | c_DK2_SmallDecentral | 4154 | 3.7661e-05
[11 empty] | c_DK2_SmallDecentral | 4155 | 4.6327e-05
[11 empty] | c_DK2_SmallDecentral | 4156 | 6.7823e-05
[11 empty] | c_DK2_SmallDecentral | 4157 | 0.00010215
[11 empty] | c_DK2_SmallDecentral | 4158 | 0.00010698
[11 empty] | c_DK2_SmallDecentral | 4159 | 0.00010915
[11 empty] | c_DK2_SmallDecentral | 4160 | 8.7654e-05
[11 empty] | c_DK2_SmallDecentral | 4161 | 8.3154e-05
[11 empty] | c_DK2_SmallDecentral | 4162 | 7.8655e-05
[11 empty] | c_DK2_SmallDecentral | 4163 | 7.4822e-05
[11 empty] | c_DK2_SmallDecentral | 4164 | 7.2989e-05
[11 empty] | c_DK2_SmallDecentral | 4165 | 6.5157e-05
[11 empty] | c_DK2_SmallDecentral | 4166 | 6.3324e-05
[11 empty] | c_DK2_SmallDecentral | 4167 | 5.9491e-05
[11 empty] | c_DK2_SmallDecentral | 4168 | 6.2158e-05
[11 empty] | c_DK2_SmallDecentral | 4169 | 6.749e-05
[11 empty] | c_DK2_SmallDecentral | 4170 | 7.0823e-05
[11 empty] | c_DK2_SmallDecentral | 4171 | 7.5156e-05
[11 empty] | c_DK2_SmallDecentral | 4172 | 7.8322e-05
[11 empty] | c_DK2_SmallDecentral | 4173 | 7.5156e-05
[11 empty] | c_DK2_SmallDecentral | 4174 | 5.9325e-05
[11 empty] | c_DK2_SmallDecentral | 4175 | 4.1161e-05
[11 empty] | c_DK2_SmallDecentral | 4176 | 2.8996e-05
[11 empty] | c_DK2_SmallDecentral | 4177 | 3.2662e-05
[11 empty] | c_DK2_SmallDecentral | 4178 | 3.2162e-05
[11 empty] | c_DK2_SmallDecentral | 4179 | 3.5161e-05
[11 empty] | c_DK2_SmallDecentral | 4180 | 5.3825e-05
[11 empty] | c_DK2_SmallDecentral | 4181 | 9.4319e-05
[11 empty] | c_DK2_SmallDecentral | 4182 | 0.00011232
[11 empty] | c_DK2_SmallDecentral | 4183 | 0.00011065
[11 empty] | c_DK2_SmallDecentral | 4184 | 8.8154e-05
[11 empty] | c_DK2_SmallDecentral | 4185 | 8.4987e-05
[11 empty] | c_DK2_SmallDecentral | 4186 | 7.8988e-05
[11 empty] | c_DK2_SmallDecentral | 4187 | 7.5989e-05
[11 empty] | c_DK2_SmallDecentral | 4188 | 7.3822e-05
[11 empty] | c_DK2_SmallDecentral | 4189 | 6.3491e-05
[11 empty] | c_DK2_SmallDecentral | 4190 | 6.1824e-05
[11 empty] | c_DK2_SmallDecentral | 4191 | 5.7325e-05
[11 empty] | c_DK2_SmallDecentral | 4192 | 5.8991e-05
[11 empty] | c_DK2_SmallDecentral | 4193 | 6.4157e-05
[11 empty] | c_DK2_SmallDecentral | 4194 | 6.599e-05
[11 empty] | c_DK2_SmallDecentral | 4195 | 7.1323e-05
[11 empty] | c_DK2_SmallDecentral | 4196 | 7.5489e-05
[11 empty] | c_DK2_SmallDecentral | 4197 | 6.949e-05
[11 empty] | c_DK2_SmallDecentral | 4198 | 5.6325e-05
[11 empty] | c_DK2_SmallDecentral | 4199 | 3.7661e-05
[11 empty] | c_DK2_SmallDecentral | 4200 | 2.583e-05
[11 empty] | c_DK2_SmallDecentral | 4201 | 2.9162e-05
[11 empty] | c_DK2_SmallDecentral | 4202 | 2.8829e-05
[11 empty] | c_DK2_SmallDecentral | 4203 | 3.1162e-05
[11 empty] | c_DK2_SmallDecentral | 4204 | 4.8993e-05
[11 empty] | c_DK2_SmallDecentral | 4205 | 8.6987e-05
[11 empty] | c_DK2_SmallDecentral | 4206 | 0.00010348
[11 empty] | c_DK2_SmallDecentral | 4207 | 0.00010182
[11 empty] | c_DK2_SmallDecentral | 4208 | 8.1988e-05
[11 empty] | c_DK2_SmallDecentral | 4209 | 7.8988e-05
[11 empty] | c_DK2_SmallDecentral | 4210 | 7.3822e-05
[11 empty] | c_DK2_SmallDecentral | 4211 | 7.099e-05
[11 empty] | c_DK2_SmallDecentral | 4212 | 6.8657e-05
[11 empty] | c_DK2_SmallDecentral | 4213 | 5.8658e-05
[11 empty] | c_DK2_SmallDecentral | 4214 | 5.6492e-05
[11 empty] | c_DK2_SmallDecentral | 4215 | 5.1992e-05
[11 empty] | c_DK2_SmallDecentral | 4216 | 5.2992e-05
[11 empty] | c_DK2_SmallDecentral | 4217 | 5.7991e-05
[11 empty] | c_DK2_SmallDecentral | 4218 | 5.9825e-05
[11 empty] | c_DK2_SmallDecentral | 4219 | 6.4324e-05
[11 empty] | c_DK2_SmallDecentral | 4220 | 6.749e-05
[11 empty] | c_DK2_SmallDecentral | 4221 | 6.1824e-05
[11 empty] | c_DK2_SmallDecentral | 4222 | 5.0159e-05
[11 empty] | c_DK2_SmallDecentral | 4223 | 3.3495e-05
[11 empty] | c_DK2_SmallDecentral | 4224 | 2.5496e-05
[11 empty] | c_DK2_SmallDecentral | 4225 | 2.8829e-05
[11 empty] | c_DK2_SmallDecentral | 4226 | 2.8329e-05
[11 empty] | c_DK2_SmallDecentral | 4227 | 3.0662e-05
[11 empty] | c_DK2_SmallDecentral | 4228 | 4.7993e-05
[11 empty] | c_DK2_SmallDecentral | 4229 | 8.5821e-05
[11 empty] | c_DK2_SmallDecentral | 4230 | 0.00010198
[11 empty] | c_DK2_SmallDecentral | 4231 | 0.00010065
[11 empty] | c_DK2_SmallDecentral | 4232 | 8.0655e-05
[11 empty] | c_DK2_SmallDecentral | 4233 | 7.7989e-05
[11 empty] | c_DK2_SmallDecentral | 4234 | 7.2989e-05
[11 empty] | c_DK2_SmallDecentral | 4235 | 7.0323e-05
[11 empty] | c_DK2_SmallDecentral | 4236 | 6.8323e-05
[11 empty] | c_DK2_SmallDecentral | 4237 | 5.7991e-05
[11 empty] | c_DK2_SmallDecentral | 4238 | 5.5658e-05
[11 empty] | c_DK2_SmallDecentral | 4239 | 5.1326e-05
[11 empty] | c_DK2_SmallDecentral | 4240 | 5.1992e-05
[11 empty] | c_DK2_SmallDecentral | 4241 | 5.7325e-05
[11 empty] | c_DK2_SmallDecentral | 4242 | 5.8658e-05
[11 empty] | c_DK2_SmallDecentral | 4243 | 6.3157e-05
[11 empty] | c_DK2_SmallDecentral | 4244 | 6.6324e-05
[11 empty] | c_DK2_SmallDecentral | 4245 | 6.0824e-05
[11 empty] | c_DK2_SmallDecentral | 4246 | 4.9493e-05
[11 empty] | c_DK2_SmallDecentral | 4247 | 3.2829e-05
[11 empty] | c_DK2_SmallDecentral | 4248 | 2.6996e-05
[11 empty] | c_DK2_SmallDecentral | 4249 | 3.0662e-05
[11 empty] | c_DK2_SmallDecentral | 4250 | 3.0162e-05
[11 empty] | c_DK2_SmallDecentral | 4251 | 3.2829e-05
[11 empty] | c_DK2_SmallDecentral | 4252 | 5.1159e-05
[11 empty] | c_DK2_SmallDecentral | 4253 | 9.0653e-05
[11 empty] | c_DK2_SmallDecentral | 4254 | 0.00010748
[11 empty] | c_DK2_SmallDecentral | 4255 | 0.00010582
[11 empty] | c_DK2_SmallDecentral | 4256 | 8.5487e-05
[11 empty] | c_DK2_SmallDecentral | 4257 | 8.2321e-05
[11 empty] | c_DK2_SmallDecentral | 4258 | 7.6989e-05
[11 empty] | c_DK2_SmallDecentral | 4259 | 7.3656e-05
[11 empty] | c_DK2_SmallDecentral | 4260 | 7.1489e-05
[11 empty] | c_DK2_SmallDecentral | 4261 | 6.1324e-05
[11 empty] | c_DK2_SmallDecentral | 4262 | 5.8991e-05
[11 empty] | c_DK2_SmallDecentral | 4263 | 5.4492e-05
[11 empty] | c_DK2_SmallDecentral | 4264 | 5.5325e-05
[11 empty] | c_DK2_SmallDecentral | 4265 | 6.0324e-05
[11 empty] | c_DK2_SmallDecentral | 4266 | 6.2158e-05
[11 empty] | c_DK2_SmallDecentral | 4267 | 6.7157e-05
[11 empty] | c_DK2_SmallDecentral | 4268 | 7.0656e-05
[11 empty] | c_DK2_SmallDecentral | 4269 | 6.4824e-05
[11 empty] | c_DK2_SmallDecentral | 4270 | 5.2326e-05
[11 empty] | c_DK2_SmallDecentral | 4271 | 3.4995e-05
[11 empty] | c_DK2_SmallDecentral | 4272 | 2.8163e-05
[11 empty] | c_DK2_SmallDecentral | 4273 | 3.0995e-05
[11 empty] | c_DK2_SmallDecentral | 4274 | 3.0496e-05
[11 empty] | c_DK2_SmallDecentral | 4275 | 3.2662e-05
[11 empty] | c_DK2_SmallDecentral | 4276 | 5.0493e-05
[11 empty] | c_DK2_SmallDecentral | 4277 | 8.8987e-05
[11 empty] | c_DK2_SmallDecentral | 4278 | 0.00010582
[11 empty] | c_DK2_SmallDecentral | 4279 | 0.00010665
[11 empty] | c_DK2_SmallDecentral | 4280 | 8.7487e-05
[11 empty] | c_DK2_SmallDecentral | 4281 | 8.3988e-05
[11 empty] | c_DK2_SmallDecentral | 4282 | 7.7322e-05
[11 empty] | c_DK2_SmallDecentral | 4283 | 7.3822e-05
[11 empty] | c_DK2_SmallDecentral | 4284 | 7.1823e-05
[11 empty] | c_DK2_SmallDecentral | 4285 | 6.2657e-05
[11 empty] | c_DK2_SmallDecentral | 4286 | 5.9158e-05
[11 empty] | c_DK2_SmallDecentral | 4287 | 5.4659e-05
[11 empty] | c_DK2_SmallDecentral | 4288 | 5.5492e-05
[11 empty] | c_DK2_SmallDecentral | 4289 | 6.1658e-05
[11 empty] | c_DK2_SmallDecentral | 4290 | 6.3991e-05
[11 empty] | c_DK2_SmallDecentral | 4291 | 6.949e-05
[11 empty] | c_DK2_SmallDecentral | 4292 | 7.1989e-05
[11 empty] | c_DK2_SmallDecentral | 4293 | 6.699e-05
[11 empty] | c_DK2_SmallDecentral | 4294 | 5.3325e-05
[11 empty] | c_DK2_SmallDecentral | 4295 | 3.5328e-05
[11 empty] | c_DK2_SmallDecentral | 4296 | 3.0162e-05
[11 empty] | c_DK2_SmallDecentral | 4297 | 3.0995e-05
[11 empty] | c_DK2_SmallDecentral | 4298 | 2.7663e-05
[11 empty] | c_DK2_SmallDecentral | 4299 | 3.2162e-05
[11 empty] | c_DK2_SmallDecentral | 4300 | 4.8826e-05
[11 empty] | c_DK2_SmallDecentral | 4301 | 8.0155e-05
[11 empty] | c_DK2_SmallDecentral | 4302 | 0.00010298
[11 empty] | c_DK2_SmallDecentral | 4303 | 0.00010282
[11 empty] | c_DK2_SmallDecentral | 4304 | 8.3821e-05
[11 empty] | c_DK2_SmallDecentral | 4305 | 7.9322e-05
[11 empty] | c_DK2_SmallDecentral | 4306 | 7.6989e-05
[11 empty] | c_DK2_SmallDecentral | 4307 | 7.0156e-05
[11 empty] | c_DK2_SmallDecentral | 4308 | 6.8657e-05
[11 empty] | c_DK2_SmallDecentral | 4309 | 5.8991e-05
[11 empty] | c_DK2_SmallDecentral | 4310 | 6.2824e-05
[11 empty] | c_DK2_SmallDecentral | 4311 | 5.7325e-05
[11 empty] | c_DK2_SmallDecentral | 4312 | 5.7991e-05
[11 empty] | c_DK2_SmallDecentral | 4313 | 6.0158e-05
[11 empty] | c_DK2_SmallDecentral | 4314 | 6.1824e-05
[11 empty] | c_DK2_SmallDecentral | 4315 | 6.5324e-05
[11 empty] | c_DK2_SmallDecentral | 4316 | 6.749e-05
[11 empty] | c_DK2_SmallDecentral | 4317 | 6.4324e-05
[11 empty] | c_DK2_SmallDecentral | 4318 | 5.1326e-05
[11 empty] | c_DK2_SmallDecentral | 4319 | 3.4162e-05
[11 empty] | c_DK2_SmallDecentral | 4320 | 2.7163e-05
[11 empty] | c_DK2_SmallDecentral | 4321 | 3.1162e-05
[11 empty] | c_DK2_SmallDecentral | 4322 | 3.2829e-05
[11 empty] | c_DK2_SmallDecentral | 4323 | 4.0827e-05
[11 empty] | c_DK2_SmallDecentral | 4324 | 5.8991e-05
[11 empty] | c_DK2_SmallDecentral | 4325 | 8.8154e-05
[11 empty] | c_DK2_SmallDecentral | 4326 | 9.1653e-05
[11 empty] | c_DK2_SmallDecentral | 4327 | 9.4486e-05
[11 empty] | c_DK2_SmallDecentral | 4328 | 7.4322e-05
[11 empty] | c_DK2_SmallDecentral | 4329 | 7.0823e-05
[11 empty] | c_DK2_SmallDecentral | 4330 | 6.7157e-05
[11 empty] | c_DK2_SmallDecentral | 4331 | 6.3824e-05
[11 empty] | c_DK2_SmallDecentral | 4332 | 6.3157e-05
[11 empty] | c_DK2_SmallDecentral | 4333 | 5.5159e-05
[11 empty] | c_DK2_SmallDecentral | 4334 | 5.3825e-05
[11 empty] | c_DK2_SmallDecentral | 4335 | 4.9826e-05
[11 empty] | c_DK2_SmallDecentral | 4336 | 5.1659e-05
[11 empty] | c_DK2_SmallDecentral | 4337 | 5.6992e-05
[11 empty] | c_DK2_SmallDecentral | 4338 | 5.9491e-05
[11 empty] | c_DK2_SmallDecentral | 4339 | 6.2991e-05
[11 empty] | c_DK2_SmallDecentral | 4340 | 6.5824e-05
[11 empty] | c_DK2_SmallDecentral | 4341 | 6.3657e-05
[11 empty] | c_DK2_SmallDecentral | 4342 | 5.0159e-05
[11 empty] | c_DK2_SmallDecentral | 4343 | 3.4995e-05
[11 empty] | c_DK2_SmallDecentral | 4344 | 2.7496e-05
[11 empty] | c_DK2_SmallDecentral | 4345 | 3.1329e-05
[11 empty] | c_DK2_SmallDecentral | 4346 | 3.0662e-05
[11 empty] | c_DK2_SmallDecentral | 4347 | 3.3162e-05
[11 empty] | c_DK2_SmallDecentral | 4348 | 5.1159e-05
[11 empty] | c_DK2_SmallDecentral | 4349 | 9.082e-05
[11 empty] | c_DK2_SmallDecentral | 4350 | 0.00010665
[11 empty] | c_DK2_SmallDecentral | 4351 | 0.00010498
[11 empty] | c_DK2_SmallDecentral | 4352 | 8.3488e-05
[11 empty] | c_DK2_SmallDecentral | 4353 | 8.0322e-05
[11 empty] | c_DK2_SmallDecentral | 4354 | 7.4822e-05
[11 empty] | c_DK2_SmallDecentral | 4355 | 7.1989e-05
[11 empty] | c_DK2_SmallDecentral | 4356 | 6.999e-05
[11 empty] | c_DK2_SmallDecentral | 4357 | 5.9825e-05
[11 empty] | c_DK2_SmallDecentral | 4358 | 5.8491e-05
[11 empty] | c_DK2_SmallDecentral | 4359 | 5.4159e-05
[11 empty] | c_DK2_SmallDecentral | 4360 | 5.5658e-05
[11 empty] | c_DK2_SmallDecentral | 4361 | 6.0658e-05
[11 empty] | c_DK2_SmallDecentral | 4362 | 6.2491e-05
[11 empty] | c_DK2_SmallDecentral | 4363 | 6.7657e-05
[11 empty] | c_DK2_SmallDecentral | 4364 | 7.1323e-05
[11 empty] | c_DK2_SmallDecentral | 4365 | 6.549e-05
[11 empty] | c_DK2_SmallDecentral | 4366 | 5.3159e-05
[11 empty] | c_DK2_SmallDecentral | 4367 | 3.5828e-05
[11 empty] | c_DK2_SmallDecentral | 4368 | 3.0662e-05
[11 empty] | c_DK2_SmallDecentral | 4369 | 3.4328e-05
[11 empty] | c_DK2_SmallDecentral | 4370 | 3.3995e-05
[11 empty] | c_DK2_SmallDecentral | 4371 | 3.7161e-05
[11 empty] | c_DK2_SmallDecentral | 4372 | 5.6825e-05
[11 empty] | c_DK2_SmallDecentral | 4373 | 9.7819e-05
[11 empty] | c_DK2_SmallDecentral | 4374 | 0.00011815
[11 empty] | c_DK2_SmallDecentral | 4375 | 0.00011582
[11 empty] | c_DK2_SmallDecentral | 4376 | 9.4986e-05
[11 empty] | c_DK2_SmallDecentral | 4377 | 9.082e-05
[11 empty] | c_DK2_SmallDecentral | 4378 | 8.4654e-05
[11 empty] | c_DK2_SmallDecentral | 4379 | 8.1321e-05
[11 empty] | c_DK2_SmallDecentral | 4380 | 7.8488e-05
[11 empty] | c_DK2_SmallDecentral | 4381 | 6.8157e-05
[11 empty] | c_DK2_SmallDecentral | 4382 | 6.5657e-05
[11 empty] | c_DK2_SmallDecentral | 4383 | 6.1491e-05
[11 empty] | c_DK2_SmallDecentral | 4384 | 6.2824e-05
[11 empty] | c_DK2_SmallDecentral | 4385 | 6.8323e-05
[11 empty] | c_DK2_SmallDecentral | 4386 | 7.049e-05
[11 empty] | c_DK2_SmallDecentral | 4387 | 7.5822e-05
[11 empty] | c_DK2_SmallDecentral | 4388 | 7.8988e-05
[11 empty] | c_DK2_SmallDecentral | 4389 | 7.2823e-05
[11 empty] | c_DK2_SmallDecentral | 4390 | 5.8491e-05
[11 empty] | c_DK2_SmallDecentral | 4391 | 3.9328e-05
[11 empty] | c_DK2_SmallDecentral | 4392 | 3.4495e-05
[11 empty] | c_DK2_SmallDecentral | 4393 | 3.7994e-05
[11 empty] | c_DK2_SmallDecentral | 4394 | 3.8161e-05
[11 empty] | c_DK2_SmallDecentral | 4395 | 4.1827e-05
[11 empty] | c_DK2_SmallDecentral | 4396 | 6.2657e-05
[11 empty] | c_DK2_SmallDecentral | 4397 | 0.00010582
[11 empty] | c_DK2_SmallDecentral | 4398 | 0.00012831
[11 empty] | c_DK2_SmallDecentral | 4399 | 0.00012565
[11 empty] | c_DK2_SmallDecentral | 4400 | 0.00010482
[11 empty] | c_DK2_SmallDecentral | 4401 | 9.9652e-05
[11 empty] | c_DK2_SmallDecentral | 4402 | 9.282e-05
[11 empty] | c_DK2_SmallDecentral | 4403 | 8.8654e-05
[11 empty] | c_DK2_SmallDecentral | 4404 | 8.5487e-05
[11 empty] | c_DK2_SmallDecentral | 4405 | 7.5489e-05
[11 empty] | c_DK2_SmallDecentral | 4406 | 7.2656e-05
[11 empty] | c_DK2_SmallDecentral | 4407 | 6.899e-05
[11 empty] | c_DK2_SmallDecentral | 4408 | 7.0323e-05
[11 empty] | c_DK2_SmallDecentral | 4409 | 7.6322e-05
[11 empty] | c_DK2_SmallDecentral | 4410 | 7.9322e-05
[11 empty] | c_DK2_SmallDecentral | 4411 | 8.5154e-05
[11 empty] | c_DK2_SmallDecentral | 4412 | 8.782e-05
[11 empty] | c_DK2_SmallDecentral | 4413 | 8.0988e-05
[11 empty] | c_DK2_SmallDecentral | 4414 | 6.4657e-05
[11 empty] | c_DK2_SmallDecentral | 4415 | 4.3494e-05
[11 empty] | c_DK2_SmallDecentral | 4416 | 3.7161e-05
[11 empty] | c_DK2_SmallDecentral | 4417 | 4.0827e-05
[11 empty] | c_DK2_SmallDecentral | 4418 | 4.1161e-05
[11 empty] | c_DK2_SmallDecentral | 4419 | 4.4827e-05
[11 empty] | c_DK2_SmallDecentral | 4420 | 6.649e-05
[11 empty] | c_DK2_SmallDecentral | 4421 | 0.00011115
[11 empty] | c_DK2_SmallDecentral | 4422 | 0.00013465
[11 empty] | c_DK2_SmallDecentral | 4423 | 0.00013215
[11 empty] | c_DK2_SmallDecentral | 4424 | 0.00011082
[11 empty] | c_DK2_SmallDecentral | 4425 | 0.00010515
[11 empty] | c_DK2_SmallDecentral | 4426 | 9.7986e-05
[11 empty] | c_DK2_SmallDecentral | 4427 | 9.332e-05
[11 empty] | c_DK2_SmallDecentral | 4428 | 8.9653e-05
[11 empty] | c_DK2_SmallDecentral | 4429 | 8.0322e-05
[11 empty] | c_DK2_SmallDecentral | 4430 | 7.7155e-05
[11 empty] | c_DK2_SmallDecentral | 4431 | 7.3822e-05
[11 empty] | c_DK2_SmallDecentral | 4432 | 7.5489e-05
[11 empty] | c_DK2_SmallDecentral | 4433 | 8.1655e-05
[11 empty] | c_DK2_SmallDecentral | 4434 | 8.4654e-05
[11 empty] | c_DK2_SmallDecentral | 4435 | 9.082e-05
[11 empty] | c_DK2_SmallDecentral | 4436 | 9.3153e-05
[11 empty] | c_DK2_SmallDecentral | 4437 | 8.5987e-05
[11 empty] | c_DK2_SmallDecentral | 4438 | 6.8323e-05
[11 empty] | c_DK2_SmallDecentral | 4439 | 4.6327e-05
[11 empty] | c_DK2_SmallDecentral | 4440 | 3.6161e-05
[11 empty] | c_DK2_SmallDecentral | 4441 | 3.8994e-05
[11 empty] | c_DK2_SmallDecentral | 4442 | 3.8661e-05
[11 empty] | c_DK2_SmallDecentral | 4443 | 4.1827e-05
[11 empty] | c_DK2_SmallDecentral | 4444 | 6.1824e-05
[11 empty] | c_DK2_SmallDecentral | 4445 | 0.00010465
[11 empty] | c_DK2_SmallDecentral | 4446 | 0.00012681
[11 empty] | c_DK2_SmallDecentral | 4447 | 0.00012681
[11 empty] | c_DK2_SmallDecentral | 4448 | 0.00010698
[11 empty] | c_DK2_SmallDecentral | 4449 | 0.00010149
[11 empty] | c_DK2_SmallDecentral | 4450 | 9.382e-05
[11 empty] | c_DK2_SmallDecentral | 4451 | 8.8987e-05
[11 empty] | c_DK2_SmallDecentral | 4452 | 8.6321e-05
[11 empty] | c_DK2_SmallDecentral | 4453 | 7.7322e-05
[11 empty] | c_DK2_SmallDecentral | 4454 | 7.3489e-05
[11 empty] | c_DK2_SmallDecentral | 4455 | 6.999e-05
[11 empty] | c_DK2_SmallDecentral | 4456 | 7.1489e-05
[11 empty] | c_DK2_SmallDecentral | 4457 | 7.8322e-05
[11 empty] | c_DK2_SmallDecentral | 4458 | 8.1488e-05
[11 empty] | c_DK2_SmallDecentral | 4459 | 8.7987e-05
[11 empty] | c_DK2_SmallDecentral | 4460 | 8.9987e-05
[11 empty] | c_DK2_SmallDecentral | 4461 | 8.3821e-05
[11 empty] | c_DK2_SmallDecentral | 4462 | 6.5824e-05
[11 empty] | c_DK2_SmallDecentral | 4463 | 4.4493e-05
[11 empty] | c_DK2_SmallDecentral | 4464 | 3.9161e-05
[11 empty] | c_DK2_SmallDecentral | 4465 | 3.9494e-05
[11 empty] | c_DK2_SmallDecentral | 4466 | 3.6661e-05
[11 empty] | c_DK2_SmallDecentral | 4467 | 4.1661e-05
[11 empty] | c_DK2_SmallDecentral | 4468 | 6.1491e-05
[11 empty] | c_DK2_SmallDecentral | 4469 | 9.7986e-05
[11 empty] | c_DK2_SmallDecentral | 4470 | 0.00012448
[11 empty] | c_DK2_SmallDecentral | 4471 | 0.00012415
[11 empty] | c_DK2_SmallDecentral | 4472 | 0.00010432
[11 empty] | c_DK2_SmallDecentral | 4473 | 9.7652e-05
[11 empty] | c_DK2_SmallDecentral | 4474 | 9.4153e-05
[11 empty] | c_DK2_SmallDecentral | 4475 | 8.6321e-05
[11 empty] | c_DK2_SmallDecentral | 4476 | 8.3654e-05
[11 empty] | c_DK2_SmallDecentral | 4477 | 7.3989e-05
[11 empty] | c_DK2_SmallDecentral | 4478 | 7.7322e-05
[11 empty] | c_DK2_SmallDecentral | 4479 | 7.2823e-05
[11 empty] | c_DK2_SmallDecentral | 4480 | 7.3822e-05
[11 empty] | c_DK2_SmallDecentral | 4481 | 7.6822e-05
[11 empty] | c_DK2_SmallDecentral | 4482 | 8.0488e-05
[11 empty] | c_DK2_SmallDecentral | 4483 | 8.4654e-05
[11 empty] | c_DK2_SmallDecentral | 4484 | 8.6321e-05
[11 empty] | c_DK2_SmallDecentral | 4485 | 8.2321e-05
[11 empty] | c_DK2_SmallDecentral | 4486 | 6.4824e-05
[11 empty] | c_DK2_SmallDecentral | 4487 | 4.3994e-05
[11 empty] | c_DK2_SmallDecentral | 4488 | 3.6995e-05
[11 empty] | c_DK2_SmallDecentral | 4489 | 4.1327e-05
[11 empty] | c_DK2_SmallDecentral | 4490 | 4.2494e-05
[11 empty] | c_DK2_SmallDecentral | 4491 | 5.2159e-05
[11 empty] | c_DK2_SmallDecentral | 4492 | 7.5489e-05
[11 empty] | c_DK2_SmallDecentral | 4493 | 0.00011215
[11 empty] | c_DK2_SmallDecentral | 4494 | 0.00011798
[11 empty] | c_DK2_SmallDecentral | 4495 | 0.00012015
[11 empty] | c_DK2_SmallDecentral | 4496 | 9.8486e-05
[11 empty] | c_DK2_SmallDecentral | 4497 | 9.2486e-05
[11 empty] | c_DK2_SmallDecentral | 4498 | 8.7654e-05
[11 empty] | c_DK2_SmallDecentral | 4499 | 8.3154e-05
[11 empty] | c_DK2_SmallDecentral | 4500 | 8.1155e-05
[11 empty] | c_DK2_SmallDecentral | 4501 | 7.3323e-05
[11 empty] | c_DK2_SmallDecentral | 4502 | 7.1656e-05
[11 empty] | c_DK2_SmallDecentral | 4503 | 6.8657e-05
[11 empty] | c_DK2_SmallDecentral | 4504 | 7.1489e-05
[11 empty] | c_DK2_SmallDecentral | 4505 | 7.7489e-05
[11 empty] | c_DK2_SmallDecentral | 4506 | 8.1488e-05
[11 empty] | c_DK2_SmallDecentral | 4507 | 8.6654e-05
[11 empty] | c_DK2_SmallDecentral | 4508 | 8.882e-05
[11 empty] | c_DK2_SmallDecentral | 4509 | 8.4654e-05
[11 empty] | c_DK2_SmallDecentral | 4510 | 6.649e-05
[11 empty] | c_DK2_SmallDecentral | 4511 | 4.6493e-05
[11 empty] | c_DK2_SmallDecentral | 4512 | 3.5495e-05
[11 empty] | c_DK2_SmallDecentral | 4513 | 3.9161e-05
[11 empty] | c_DK2_SmallDecentral | 4514 | 3.9494e-05
[11 empty] | c_DK2_SmallDecentral | 4515 | 4.2994e-05
[11 empty] | c_DK2_SmallDecentral | 4516 | 6.3491e-05
[11 empty] | c_DK2_SmallDecentral | 4517 | 0.00010698
[11 empty] | c_DK2_SmallDecentral | 4518 | 0.00012848
[11 empty] | c_DK2_SmallDecentral | 4519 | 0.00012631
[11 empty] | c_DK2_SmallDecentral | 4520 | 0.00010382
[11 empty] | c_DK2_SmallDecentral | 4521 | 9.8652e-05
[11 empty] | c_DK2_SmallDecentral | 4522 | 9.1986e-05
[11 empty] | c_DK2_SmallDecentral | 4523 | 8.7987e-05
[11 empty] | c_DK2_SmallDecentral | 4524 | 8.4654e-05
[11 empty] | c_DK2_SmallDecentral | 4525 | 7.5489e-05
[11 empty] | c_DK2_SmallDecentral | 4526 | 7.3323e-05
[11 empty] | c_DK2_SmallDecentral | 4527 | 7.0323e-05
[11 empty] | c_DK2_SmallDecentral | 4528 | 7.1989e-05
[11 empty] | c_DK2_SmallDecentral | 4529 | 7.8155e-05
[11 empty] | c_DK2_SmallDecentral | 4530 | 8.0821e-05
[11 empty] | c_DK2_SmallDecentral | 4531 | 8.6821e-05
[11 empty] | c_DK2_SmallDecentral | 4532 | 9.0153e-05
[11 empty] | c_DK2_SmallDecentral | 4533 | 8.3321e-05
[11 empty] | c_DK2_SmallDecentral | 4534 | 6.649e-05
[11 empty] | c_DK2_SmallDecentral | 4535 | 4.516e-05
[11 empty] | c_DK2_SmallDecentral | 4536 | 3.3162e-05
[11 empty] | c_DK2_SmallDecentral | 4537 | 3.6661e-05
[11 empty] | c_DK2_SmallDecentral | 4538 | 3.6661e-05
[11 empty] | c_DK2_SmallDecentral | 4539 | 3.9994e-05
[11 empty] | c_DK2_SmallDecentral | 4540 | 6.0824e-05
[11 empty] | c_DK2_SmallDecentral | 4541 | 0.00010348
[11 empty] | c_DK2_SmallDecentral | 4542 | 0.00012498
[11 empty] | c_DK2_SmallDecentral | 4543 | 0.00012248
[11 empty] | c_DK2_SmallDecentral | 4544 | 0.00010149
[11 empty] | c_DK2_SmallDecentral | 4545 | 9.6986e-05
[11 empty] | c_DK2_SmallDecentral | 4546 | 9.032e-05
[11 empty] | c_DK2_SmallDecentral | 4547 | 8.6321e-05
[11 empty] | c_DK2_SmallDecentral | 4548 | 8.3321e-05
[11 empty] | c_DK2_SmallDecentral | 4549 | 7.3156e-05
[11 empty] | c_DK2_SmallDecentral | 4550 | 7.0323e-05
[11 empty] | c_DK2_SmallDecentral | 4551 | 6.649e-05
[11 empty] | c_DK2_SmallDecentral | 4552 | 6.7823e-05
[11 empty] | c_DK2_SmallDecentral | 4553 | 7.3822e-05
[11 empty] | c_DK2_SmallDecentral | 4554 | 7.6322e-05
[11 empty] | c_DK2_SmallDecentral | 4555 | 8.1988e-05
[11 empty] | c_DK2_SmallDecentral | 4556 | 8.4821e-05
[11 empty] | c_DK2_SmallDecentral | 4557 | 7.8322e-05
[11 empty] | c_DK2_SmallDecentral | 4558 | 6.2491e-05
[11 empty] | c_DK2_SmallDecentral | 4559 | 4.2327e-05
[11 empty] | c_DK2_SmallDecentral | 4560 | 3.1662e-05
[11 empty] | c_DK2_SmallDecentral | 4561 | 3.5161e-05
[11 empty] | c_DK2_SmallDecentral | 4562 | 3.4995e-05
[11 empty] | c_DK2_SmallDecentral | 4563 | 3.8161e-05
[11 empty] | c_DK2_SmallDecentral | 4564 | 5.8658e-05
[11 empty] | c_DK2_SmallDecentral | 4565 | 0.00010032
[11 empty] | c_DK2_SmallDecentral | 4566 | 0.00012115
[11 empty] | c_DK2_SmallDecentral | 4567 | 0.00011882
[11 empty] | c_DK2_SmallDecentral | 4568 | 9.7986e-05
[11 empty] | c_DK2_SmallDecentral | 4569 | 9.382e-05
[11 empty] | c_DK2_SmallDecentral | 4570 | 8.732e-05
[11 empty] | c_DK2_SmallDecentral | 4571 | 8.3488e-05
[11 empty] | c_DK2_SmallDecentral | 4572 | 8.0655e-05
[11 empty] | c_DK2_SmallDecentral | 4573 | 7.0323e-05
[11 empty] | c_DK2_SmallDecentral | 4574 | 6.7823e-05
[11 empty] | c_DK2_SmallDecentral | 4575 | 6.3491e-05
[11 empty] | c_DK2_SmallDecentral | 4576 | 6.4824e-05
[11 empty] | c_DK2_SmallDecentral | 4577 | 7.049e-05
[11 empty] | c_DK2_SmallDecentral | 4578 | 7.3323e-05
[11 empty] | c_DK2_SmallDecentral | 4579 | 7.8488e-05
[11 empty] | c_DK2_SmallDecentral | 4580 | 8.1488e-05
[11 empty] | c_DK2_SmallDecentral | 4581 | 7.5322e-05
[11 empty] | c_DK2_SmallDecentral | 4582 | 6.0491e-05
[11 empty] | c_DK2_SmallDecentral | 4583 | 4.0661e-05
[11 empty] | c_DK2_SmallDecentral | 4584 | 3.1162e-05
[11 empty] | c_DK2_SmallDecentral | 4585 | 3.4495e-05
[11 empty] | c_DK2_SmallDecentral | 4586 | 3.4495e-05
[11 empty] | c_DK2_SmallDecentral | 4587 | 3.7494e-05
[11 empty] | c_DK2_SmallDecentral | 4588 | 5.7492e-05
[11 empty] | c_DK2_SmallDecentral | 4589 | 9.8652e-05
[11 empty] | c_DK2_SmallDecentral | 4590 | 0.00011932
[11 empty] | c_DK2_SmallDecentral | 4591 | 0.00011682
[11 empty] | c_DK2_SmallDecentral | 4592 | 9.6319e-05
[11 empty] | c_DK2_SmallDecentral | 4593 | 9.182e-05
[11 empty] | c_DK2_SmallDecentral | 4594 | 8.5654e-05
[11 empty] | c_DK2_SmallDecentral | 4595 | 8.1988e-05
[11 empty] | c_DK2_SmallDecentral | 4596 | 7.9322e-05
[11 empty] | c_DK2_SmallDecentral | 4597 | 6.9323e-05
[11 empty] | c_DK2_SmallDecentral | 4598 | 6.6657e-05
[11 empty] | c_DK2_SmallDecentral | 4599 | 6.2324e-05
[11 empty] | c_DK2_SmallDecentral | 4600 | 6.3657e-05
[11 empty] | c_DK2_SmallDecentral | 4601 | 6.9323e-05
[11 empty] | c_DK2_SmallDecentral | 4602 | 7.1323e-05
[11 empty] | c_DK2_SmallDecentral | 4603 | 7.6989e-05
[11 empty] | c_DK2_SmallDecentral | 4604 | 7.9988e-05
[11 empty] | c_DK2_SmallDecentral | 4605 | 7.3656e-05
[11 empty] | c_DK2_SmallDecentral | 4606 | 5.9325e-05
[11 empty] | c_DK2_SmallDecentral | 4607 | 3.9994e-05
[11 empty] | c_DK2_SmallDecentral | 4608 | 2.8996e-05
[11 empty] | c_DK2_SmallDecentral | 4609 | 3.1829e-05
[11 empty] | c_DK2_SmallDecentral | 4610 | 3.1329e-05
[11 empty] | c_DK2_SmallDecentral | 4611 | 3.3995e-05
[11 empty] | c_DK2_SmallDecentral | 4612 | 5.2159e-05
[11 empty] | c_DK2_SmallDecentral | 4613 | 9.1653e-05
[11 empty] | c_DK2_SmallDecentral | 4614 | 0.00010948
[11 empty] | c_DK2_SmallDecentral | 4615 | 0.00011015
[11 empty] | c_DK2_SmallDecentral | 4616 | 9.0487e-05
[11 empty] | c_DK2_SmallDecentral | 4617 | 8.6987e-05
[11 empty] | c_DK2_SmallDecentral | 4618 | 8.0155e-05
[11 empty] | c_DK2_SmallDecentral | 4619 | 7.6322e-05
[11 empty] | c_DK2_SmallDecentral | 4620 | 7.3989e-05
[11 empty] | c_DK2_SmallDecentral | 4621 | 6.4657e-05
[11 empty] | c_DK2_SmallDecentral | 4622 | 6.1158e-05
[11 empty] | c_DK2_SmallDecentral | 4623 | 5.6658e-05
[11 empty] | c_DK2_SmallDecentral | 4624 | 5.7492e-05
[11 empty] | c_DK2_SmallDecentral | 4625 | 6.3824e-05
[11 empty] | c_DK2_SmallDecentral | 4626 | 6.6324e-05
[11 empty] | c_DK2_SmallDecentral | 4627 | 7.1989e-05
[11 empty] | c_DK2_SmallDecentral | 4628 | 7.4822e-05
[11 empty] | c_DK2_SmallDecentral | 4629 | 6.9656e-05
[11 empty] | c_DK2_SmallDecentral | 4630 | 5.5492e-05
[11 empty] | c_DK2_SmallDecentral | 4631 | 3.6828e-05
[11 empty] | c_DK2_SmallDecentral | 4632 | 3.0829e-05
[11 empty] | c_DK2_SmallDecentral | 4633 | 3.1662e-05
[11 empty] | c_DK2_SmallDecentral | 4634 | 2.8329e-05
[11 empty] | c_DK2_SmallDecentral | 4635 | 3.3162e-05
[11 empty] | c_DK2_SmallDecentral | 4636 | 5.0326e-05
[11 empty] | c_DK2_SmallDecentral | 4637 | 8.2988e-05
[11 empty] | c_DK2_SmallDecentral | 4638 | 0.00010615
[11 empty] | c_DK2_SmallDecentral | 4639 | 0.00010582
[11 empty] | c_DK2_SmallDecentral | 4640 | 8.6487e-05
[11 empty] | c_DK2_SmallDecentral | 4641 | 8.2155e-05
[11 empty] | c_DK2_SmallDecentral | 4642 | 7.9322e-05
[11 empty] | c_DK2_SmallDecentral | 4643 | 7.2323e-05
[11 empty] | c_DK2_SmallDecentral | 4644 | 7.0656e-05
[11 empty] | c_DK2_SmallDecentral | 4645 | 6.0658e-05
[11 empty] | c_DK2_SmallDecentral | 4646 | 6.4491e-05
[11 empty] | c_DK2_SmallDecentral | 4647 | 5.9325e-05
[11 empty] | c_DK2_SmallDecentral | 4648 | 5.9991e-05
[11 empty] | c_DK2_SmallDecentral | 4649 | 6.1991e-05
[11 empty] | c_DK2_SmallDecentral | 4650 | 6.3824e-05
[11 empty] | c_DK2_SmallDecentral | 4651 | 6.7323e-05
[11 empty] | c_DK2_SmallDecentral | 4652 | 6.9656e-05
[11 empty] | c_DK2_SmallDecentral | 4653 | 6.6657e-05
[11 empty] | c_DK2_SmallDecentral | 4654 | 5.2992e-05
[11 empty] | c_DK2_SmallDecentral | 4655 | 3.5161e-05
[11 empty] | c_DK2_SmallDecentral | 4656 | 3.0329e-05
[11 empty] | c_DK2_SmallDecentral | 4657 | 3.4662e-05
[11 empty] | c_DK2_SmallDecentral | 4658 | 3.5995e-05
[11 empty] | c_DK2_SmallDecentral | 4659 | 4.4327e-05
[11 empty] | c_DK2_SmallDecentral | 4660 | 6.4824e-05
[11 empty] | c_DK2_SmallDecentral | 4661 | 9.7652e-05
[11 empty] | c_DK2_SmallDecentral | 4662 | 0.00010198
[11 empty] | c_DK2_SmallDecentral | 4663 | 0.00010415
[11 empty] | c_DK2_SmallDecentral | 4664 | 8.2988e-05
[11 empty] | c_DK2_SmallDecentral | 4665 | 7.9155e-05
[11 empty] | c_DK2_SmallDecentral | 4666 | 7.4656e-05
[11 empty] | c_DK2_SmallDecentral | 4667 | 7.0823e-05
[11 empty] | c_DK2_SmallDecentral | 4668 | 6.9656e-05
[11 empty] | c_DK2_SmallDecentral | 4669 | 6.1658e-05
[11 empty] | c_DK2_SmallDecentral | 4670 | 5.9825e-05
[11 empty] | c_DK2_SmallDecentral | 4671 | 5.5992e-05
[11 empty] | c_DK2_SmallDecentral | 4672 | 5.8325e-05
[11 empty] | c_DK2_SmallDecentral | 4673 | 6.3824e-05
[11 empty] | c_DK2_SmallDecentral | 4674 | 6.6657e-05
[11 empty] | c_DK2_SmallDecentral | 4675 | 7.0656e-05
[11 empty] | c_DK2_SmallDecentral | 4676 | 7.3989e-05
[11 empty] | c_DK2_SmallDecentral | 4677 | 7.1323e-05
[11 empty] | c_DK2_SmallDecentral | 4678 | 5.6158e-05
[11 empty] | c_DK2_SmallDecentral | 4679 | 3.8994e-05
[11 empty] | c_DK2_SmallDecentral | 4680 | 3.0662e-05
[11 empty] | c_DK2_SmallDecentral | 4681 | 3.4328e-05
[11 empty] | c_DK2_SmallDecentral | 4682 | 3.3995e-05
[11 empty] | c_DK2_SmallDecentral | 4683 | 3.6995e-05
[11 empty] | c_DK2_SmallDecentral | 4684 | 5.6325e-05
[11 empty] | c_DK2_SmallDecentral | 4685 | 9.7652e-05
[11 empty] | c_DK2_SmallDecentral | 4686 | 0.00011698
[11 empty] | c_DK2_SmallDecentral | 4687 | 0.00011482
[11 empty] | c_DK2_SmallDecentral | 4688 | 9.232e-05
[11 empty] | c_DK2_SmallDecentral | 4689 | 8.8487e-05
[11 empty] | c_DK2_SmallDecentral | 4690 | 8.2321e-05
[11 empty] | c_DK2_SmallDecentral | 4691 | 7.8988e-05
[11 empty] | c_DK2_SmallDecentral | 4692 | 7.6822e-05
[11 empty] | c_DK2_SmallDecentral | 4693 | 6.6657e-05
[11 empty] | c_DK2_SmallDecentral | 4694 | 6.4824e-05
[11 empty] | c_DK2_SmallDecentral | 4695 | 6.0491e-05
[11 empty] | c_DK2_SmallDecentral | 4696 | 6.2324e-05
[11 empty] | c_DK2_SmallDecentral | 4697 | 6.7657e-05
[11 empty] | c_DK2_SmallDecentral | 4698 | 6.9823e-05
[11 empty] | c_DK2_SmallDecentral | 4699 | 7.5322e-05
[11 empty] | c_DK2_SmallDecentral | 4700 | 7.9655e-05
[11 empty] | c_DK2_SmallDecentral | 4701 | 7.3156e-05
[11 empty] | c_DK2_SmallDecentral | 4702 | 5.8991e-05
[11 empty] | c_DK2_SmallDecentral | 4703 | 3.9661e-05
[11 empty] | c_DK2_SmallDecentral | 4704 | 2.9329e-05
[11 empty] | c_DK2_SmallDecentral | 4705 | 3.3162e-05
[11 empty] | c_DK2_SmallDecentral | 4706 | 3.2662e-05
[11 empty] | c_DK2_SmallDecentral | 4707 | 3.5828e-05
[11 empty] | c_DK2_SmallDecentral | 4708 | 5.5492e-05
[11 empty] | c_DK2_SmallDecentral | 4709 | 9.6153e-05
[11 empty] | c_DK2_SmallDecentral | 4710 | 0.00011615
[11 empty] | c_DK2_SmallDecentral | 4711 | 0.00011398
[11 empty] | c_DK2_SmallDecentral | 4712 | 9.282e-05
[11 empty] | c_DK2_SmallDecentral | 4713 | 8.9154e-05
[11 empty] | c_DK2_SmallDecentral | 4714 | 8.3154e-05
[11 empty] | c_DK2_SmallDecentral | 4715 | 7.9822e-05
[11 empty] | c_DK2_SmallDecentral | 4716 | 7.7155e-05
[11 empty] | c_DK2_SmallDecentral | 4717 | 6.6657e-05
[11 empty] | c_DK2_SmallDecentral | 4718 | 6.4157e-05
[11 empty] | c_DK2_SmallDecentral | 4719 | 5.9325e-05
[11 empty] | c_DK2_SmallDecentral | 4720 | 6.0491e-05
[11 empty] | c_DK2_SmallDecentral | 4721 | 6.599e-05
[11 empty] | c_DK2_SmallDecentral | 4722 | 6.8157e-05
[11 empty] | c_DK2_SmallDecentral | 4723 | 7.3489e-05
[11 empty] | c_DK2_SmallDecentral | 4724 | 7.6822e-05
[11 empty] | c_DK2_SmallDecentral | 4725 | 7.0823e-05
[11 empty] | c_DK2_SmallDecentral | 4726 | 5.7158e-05
[11 empty] | c_DK2_SmallDecentral | 4727 | 3.8328e-05
[11 empty] | c_DK2_SmallDecentral | 4728 | 2.8496e-05
[11 empty] | c_DK2_SmallDecentral | 4729 | 3.2495e-05
[11 empty] | c_DK2_SmallDecentral | 4730 | 3.1995e-05
[11 empty] | c_DK2_SmallDecentral | 4731 | 3.4995e-05
[11 empty] | c_DK2_SmallDecentral | 4732 | 5.4325e-05
[11 empty] | c_DK2_SmallDecentral | 4733 | 9.4653e-05
[11 empty] | c_DK2_SmallDecentral | 4734 | 0.00011415
[11 empty] | c_DK2_SmallDecentral | 4735 | 0.00011198
[11 empty] | c_DK2_SmallDecentral | 4736 | 9.0987e-05
[11 empty] | c_DK2_SmallDecentral | 4737 | 8.7487e-05
[11 empty] | c_DK2_SmallDecentral | 4738 | 8.1488e-05
[11 empty] | c_DK2_SmallDecentral | 4739 | 7.7989e-05
[11 empty] | c_DK2_SmallDecentral | 4740 | 7.5989e-05
[11 empty] | c_DK2_SmallDecentral | 4741 | 6.5324e-05
[11 empty] | c_DK2_SmallDecentral | 4742 | 6.2657e-05
[11 empty] | c_DK2_SmallDecentral | 4743 | 5.8158e-05
[11 empty] | c_DK2_SmallDecentral | 4744 | 5.9158e-05
[11 empty] | c_DK2_SmallDecentral | 4745 | 6.4657e-05
[11 empty] | c_DK2_SmallDecentral | 4746 | 6.649e-05
[11 empty] | c_DK2_SmallDecentral | 4747 | 7.1823e-05
[11 empty] | c_DK2_SmallDecentral | 4748 | 7.5322e-05
[11 empty] | c_DK2_SmallDecentral | 4749 | 6.9156e-05
[11 empty] | c_DK2_SmallDecentral | 4750 | 5.6158e-05
[11 empty] | c_DK2_SmallDecentral | 4751 | 3.7494e-05
[11 empty] | c_DK2_SmallDecentral | 4752 | 2.7663e-05
[11 empty] | c_DK2_SmallDecentral | 4753 | 3.1329e-05
[11 empty] | c_DK2_SmallDecentral | 4754 | 3.0829e-05
[11 empty] | c_DK2_SmallDecentral | 4755 | 3.3828e-05
[11 empty] | c_DK2_SmallDecentral | 4756 | 5.2492e-05
[11 empty] | c_DK2_SmallDecentral | 4757 | 9.1986e-05
[11 empty] | c_DK2_SmallDecentral | 4758 | 0.00011015
[11 empty] | c_DK2_SmallDecentral | 4759 | 0.00010832
[11 empty] | c_DK2_SmallDecentral | 4760 | 8.782e-05
[11 empty] | c_DK2_SmallDecentral | 4761 | 8.4488e-05
[11 empty] | c_DK2_SmallDecentral | 4762 | 7.8655e-05
[11 empty] | c_DK2_SmallDecentral | 4763 | 7.5489e-05
[11 empty] | c_DK2_SmallDecentral | 4764 | 7.3323e-05
[11 empty] | c_DK2_SmallDecentral | 4765 | 6.2491e-05
[11 empty] | c_DK2_SmallDecentral | 4766 | 6.0324e-05
[11 empty] | c_DK2_SmallDecentral | 4767 | 5.5658e-05
[11 empty] | c_DK2_SmallDecentral | 4768 | 5.6992e-05
[11 empty] | c_DK2_SmallDecentral | 4769 | 6.1991e-05
[11 empty] | c_DK2_SmallDecentral | 4770 | 6.3824e-05
[11 empty] | c_DK2_SmallDecentral | 4771 | 6.899e-05
[11 empty] | c_DK2_SmallDecentral | 4772 | 7.2323e-05
[11 empty] | c_DK2_SmallDecentral | 4773 | 6.6657e-05
[11 empty] | c_DK2_SmallDecentral | 4774 | 5.3825e-05
[11 empty] | c_DK2_SmallDecentral | 4775 | 3.5995e-05
[11 empty] | c_DK2_SmallDecentral | 4776 | 2.7829e-05
[11 empty] | c_DK2_SmallDecentral | 4777 | 3.0496e-05
[11 empty] | c_DK2_SmallDecentral | 4778 | 2.9829e-05
[11 empty] | c_DK2_SmallDecentral | 4779 | 3.2162e-05
[11 empty] | c_DK2_SmallDecentral | 4780 | 4.9659e-05
[11 empty] | c_DK2_SmallDecentral | 4781 | 8.7654e-05
[11 empty] | c_DK2_SmallDecentral | 4782 | 0.00010432
[11 empty] | c_DK2_SmallDecentral | 4783 | 0.00010515
[11 empty] | c_DK2_SmallDecentral | 4784 | 8.6321e-05
[11 empty] | c_DK2_SmallDecentral | 4785 | 8.2821e-05
[11 empty] | c_DK2_SmallDecentral | 4786 | 7.6155e-05
[11 empty] | c_DK2_SmallDecentral | 4787 | 7.2823e-05
[11 empty] | c_DK2_SmallDecentral | 4788 | 7.0823e-05
[11 empty] | c_DK2_SmallDecentral | 4789 | 6.1658e-05
[11 empty] | c_DK2_SmallDecentral | 4790 | 5.8158e-05
[11 empty] | c_DK2_SmallDecentral | 4791 | 5.4159e-05
[11 empty] | c_DK2_SmallDecentral | 4792 | 5.4825e-05
[11 empty] | c_DK2_SmallDecentral | 4793 | 6.0658e-05
[11 empty] | c_DK2_SmallDecentral | 4794 | 6.3157e-05
[11 empty] | c_DK2_SmallDecentral | 4795 | 6.849e-05
[11 empty] | c_DK2_SmallDecentral | 4796 | 7.1156e-05
[11 empty] | c_DK2_SmallDecentral | 4797 | 6.599e-05
[11 empty] | c_DK2_SmallDecentral | 4798 | 5.2659e-05
[11 empty] | c_DK2_SmallDecentral | 4799 | 3.4995e-05
[11 empty] | c_DK2_SmallDecentral | 4800 | 2.9496e-05
[11 empty] | c_DK2_SmallDecentral | 4801 | 3.0162e-05
[11 empty] | c_DK2_SmallDecentral | 4802 | 2.6829e-05
[11 empty] | c_DK2_SmallDecentral | 4803 | 3.1495e-05
[11 empty] | c_DK2_SmallDecentral | 4804 | 4.7326e-05
[11 empty] | c_DK2_SmallDecentral | 4805 | 7.8155e-05
[11 empty] | c_DK2_SmallDecentral | 4806 | 0.00010032
[11 empty] | c_DK2_SmallDecentral | 4807 | 0.00010032
[11 empty] | c_DK2_SmallDecentral | 4808 | 8.1488e-05
[11 empty] | c_DK2_SmallDecentral | 4809 | 7.7489e-05
[11 empty] | c_DK2_SmallDecentral | 4810 | 7.4989e-05
[11 empty] | c_DK2_SmallDecentral | 4811 | 6.8323e-05
[11 empty] | c_DK2_SmallDecentral | 4812 | 6.6823e-05
[11 empty] | c_DK2_SmallDecentral | 4813 | 5.7158e-05
[11 empty] | c_DK2_SmallDecentral | 4814 | 6.0991e-05
[11 empty] | c_DK2_SmallDecentral | 4815 | 5.5825e-05
[11 empty] | c_DK2_SmallDecentral | 4816 | 5.6325e-05
[11 empty] | c_DK2_SmallDecentral | 4817 | 5.8491e-05
[11 empty] | c_DK2_SmallDecentral | 4818 | 5.9991e-05
[11 empty] | c_DK2_SmallDecentral | 4819 | 6.3157e-05
[11 empty] | c_DK2_SmallDecentral | 4820 | 6.549e-05
[11 empty] | c_DK2_SmallDecentral | 4821 | 6.2657e-05
[11 empty] | c_DK2_SmallDecentral | 4822 | 4.9993e-05
[11 empty] | c_DK2_SmallDecentral | 4823 | 3.3162e-05
[11 empty] | c_DK2_SmallDecentral | 4824 | 2.7996e-05
[11 empty] | c_DK2_SmallDecentral | 4825 | 3.2162e-05
[11 empty] | c_DK2_SmallDecentral | 4826 | 3.3828e-05
[11 empty] | c_DK2_SmallDecentral | 4827 | 4.216e-05
[11 empty] | c_DK2_SmallDecentral | 4828 | 6.0824e-05
[11 empty] | c_DK2_SmallDecentral | 4829 | 9.1653e-05
[11 empty] | c_DK2_SmallDecentral | 4830 | 9.4986e-05
[11 empty] | c_DK2_SmallDecentral | 4831 | 9.7486e-05
[11 empty] | c_DK2_SmallDecentral | 4832 | 7.6989e-05
[11 empty] | c_DK2_SmallDecentral | 4833 | 7.3489e-05
[11 empty] | c_DK2_SmallDecentral | 4834 | 6.9323e-05
[11 empty] | c_DK2_SmallDecentral | 4835 | 6.599e-05
[11 empty] | c_DK2_SmallDecentral | 4836 | 6.4824e-05
[11 empty] | c_DK2_SmallDecentral | 4837 | 5.7158e-05
[11 empty] | c_DK2_SmallDecentral | 4838 | 5.5825e-05
[11 empty] | c_DK2_SmallDecentral | 4839 | 5.1826e-05
[11 empty] | c_DK2_SmallDecentral | 4840 | 5.3825e-05
[11 empty] | c_DK2_SmallDecentral | 4841 | 5.8991e-05
[11 empty] | c_DK2_SmallDecentral | 4842 | 6.1491e-05
[11 empty] | c_DK2_SmallDecentral | 4843 | 6.5324e-05
[11 empty] | c_DK2_SmallDecentral | 4844 | 6.8657e-05
[11 empty] | c_DK2_SmallDecentral | 4845 | 6.6157e-05
[11 empty] | c_DK2_SmallDecentral | 4846 | 5.2159e-05
[11 empty] | c_DK2_SmallDecentral | 4847 | 3.6328e-05
[11 empty] | c_DK2_SmallDecentral | 4848 | 2.8496e-05
[11 empty] | c_DK2_SmallDecentral | 4849 | 3.2329e-05
[11 empty] | c_DK2_SmallDecentral | 4850 | 3.1662e-05
[11 empty] | c_DK2_SmallDecentral | 4851 | 3.4495e-05
[11 empty] | c_DK2_SmallDecentral | 4852 | 5.3159e-05
[11 empty] | c_DK2_SmallDecentral | 4853 | 9.3153e-05
[11 empty] | c_DK2_SmallDecentral | 4854 | 0.00011082
[11 empty] | c_DK2_SmallDecentral | 4855 | 0.00010932
[11 empty] | c_DK2_SmallDecentral | 4856 | 8.6821e-05
[11 empty] | c_DK2_SmallDecentral | 4857 | 8.3488e-05
[11 empty] | c_DK2_SmallDecentral | 4858 | 7.7489e-05
[11 empty] | c_DK2_SmallDecentral | 4859 | 7.4989e-05
[11 empty] | c_DK2_SmallDecentral | 4860 | 7.2656e-05
[11 empty] | c_DK2_SmallDecentral | 4861 | 6.2324e-05
[11 empty] | c_DK2_SmallDecentral | 4862 | 6.0991e-05
[11 empty] | c_DK2_SmallDecentral | 4863 | 5.6325e-05
[11 empty] | c_DK2_SmallDecentral | 4864 | 5.7825e-05
[11 empty] | c_DK2_SmallDecentral | 4865 | 6.3324e-05
[11 empty] | c_DK2_SmallDecentral | 4866 | 6.5157e-05
[11 empty] | c_DK2_SmallDecentral | 4867 | 7.0323e-05
[11 empty] | c_DK2_SmallDecentral | 4868 | 7.4156e-05
[11 empty] | c_DK2_SmallDecentral | 4869 | 6.8323e-05
[11 empty] | c_DK2_SmallDecentral | 4870 | 5.5325e-05
[11 empty] | c_DK2_SmallDecentral | 4871 | 3.7161e-05
[11 empty] | c_DK2_SmallDecentral | 4872 | 2.5996e-05
[11 empty] | c_DK2_SmallDecentral | 4873 | 2.9496e-05
[11 empty] | c_DK2_SmallDecentral | 4874 | 2.9496e-05
[11 empty] | c_DK2_SmallDecentral | 4875 | 3.2162e-05
[11 empty] | c_DK2_SmallDecentral | 4876 | 4.9659e-05
[11 empty] | c_DK2_SmallDecentral | 4877 | 8.8154e-05
[11 empty] | c_DK2_SmallDecentral | 4878 | 0.00010448
[11 empty] | c_DK2_SmallDecentral | 4879 | 0.00010298
[11 empty] | c_DK2_SmallDecentral | 4880 | 8.3154e-05
[11 empty] | c_DK2_SmallDecentral | 4881 | 7.9988e-05
[11 empty] | c_DK2_SmallDecentral | 4882 | 7.4656e-05
[11 empty] | c_DK2_SmallDecentral | 4883 | 7.1823e-05
[11 empty] | c_DK2_SmallDecentral | 4884 | 6.949e-05
[11 empty] | c_DK2_SmallDecentral | 4885 | 5.9491e-05
[11 empty] | c_DK2_SmallDecentral | 4886 | 5.7158e-05
[11 empty] | c_DK2_SmallDecentral | 4887 | 5.2826e-05
[11 empty] | c_DK2_SmallDecentral | 4888 | 5.3659e-05
[11 empty] | c_DK2_SmallDecentral | 4889 | 5.8825e-05
[11 empty] | c_DK2_SmallDecentral | 4890 | 6.0491e-05
[11 empty] | c_DK2_SmallDecentral | 4891 | 6.5157e-05
[11 empty] | c_DK2_SmallDecentral | 4892 | 6.849e-05
[11 empty] | c_DK2_SmallDecentral | 4893 | 6.2824e-05
[11 empty] | c_DK2_SmallDecentral | 4894 | 5.0992e-05
[11 empty] | c_DK2_SmallDecentral | 4895 | 3.3995e-05
[11 empty] | c_DK2_SmallDecentral | 4896 | 2.5163e-05
[11 empty] | c_DK2_SmallDecentral | 4897 | 2.8496e-05
[11 empty] | c_DK2_SmallDecentral | 4898 | 2.8163e-05
[11 empty] | c_DK2_SmallDecentral | 4899 | 3.0662e-05
[11 empty] | c_DK2_SmallDecentral | 4900 | 4.7493e-05
[11 empty] | c_DK2_SmallDecentral | 4901 | 8.4987e-05
[11 empty] | c_DK2_SmallDecentral | 4902 | 0.00010099
[11 empty] | c_DK2_SmallDecentral | 4903 | 9.9985e-05
[11 empty] | c_DK2_SmallDecentral | 4904 | 7.9988e-05
[11 empty] | c_DK2_SmallDecentral | 4905 | 7.6989e-05
[11 empty] | c_DK2_SmallDecentral | 4906 | 7.2489e-05
[11 empty] | c_DK2_SmallDecentral | 4907 | 6.9656e-05
[11 empty] | c_DK2_SmallDecentral | 4908 | 6.7657e-05
[11 empty] | c_DK2_SmallDecentral | 4909 | 5.7492e-05
[11 empty] | c_DK2_SmallDecentral | 4910 | 5.5325e-05
[11 empty] | c_DK2_SmallDecentral | 4911 | 5.1159e-05
[11 empty] | c_DK2_SmallDecentral | 4912 | 5.1659e-05
[11 empty] | c_DK2_SmallDecentral | 4913 | 5.6825e-05
[11 empty] | c_DK2_SmallDecentral | 4914 | 5.8491e-05
[11 empty] | c_DK2_SmallDecentral | 4915 | 6.2491e-05
[11 empty] | c_DK2_SmallDecentral | 4916 | 6.599e-05
[11 empty] | c_DK2_SmallDecentral | 4917 | 6.0491e-05
[11 empty] | c_DK2_SmallDecentral | 4918 | 4.8993e-05
[11 empty] | c_DK2_SmallDecentral | 4919 | 3.2495e-05
[11 empty] | c_DK2_SmallDecentral | 4920 | 2.4496e-05
[11 empty] | c_DK2_SmallDecentral | 4921 | 2.7996e-05
[11 empty] | c_DK2_SmallDecentral | 4922 | 2.7663e-05
[11 empty] | c_DK2_SmallDecentral | 4923 | 2.9329e-05
[11 empty] | c_DK2_SmallDecentral | 4924 | 4.5827e-05
[11 empty] | c_DK2_SmallDecentral | 4925 | 8.2488e-05
[11 empty] | c_DK2_SmallDecentral | 4926 | 9.8152e-05
[11 empty] | c_DK2_SmallDecentral | 4927 | 9.7486e-05
[11 empty] | c_DK2_SmallDecentral | 4928 | 7.7489e-05
[11 empty] | c_DK2_SmallDecentral | 4929 | 7.4656e-05
[11 empty] | c_DK2_SmallDecentral | 4930 | 7.049e-05
[11 empty] | c_DK2_SmallDecentral | 4931 | 6.8323e-05
[11 empty] | c_DK2_SmallDecentral | 4932 | 6.649e-05
[11 empty] | c_DK2_SmallDecentral | 4933 | 5.5825e-05
[11 empty] | c_DK2_SmallDecentral | 4934 | 5.3825e-05
[11 empty] | c_DK2_SmallDecentral | 4935 | 4.9493e-05
[11 empty] | c_DK2_SmallDecentral | 4936 | 4.9993e-05
[11 empty] | c_DK2_SmallDecentral | 4937 | 5.5492e-05
[11 empty] | c_DK2_SmallDecentral | 4938 | 5.6325e-05
[11 empty] | c_DK2_SmallDecentral | 4939 | 6.0491e-05
[11 empty] | c_DK2_SmallDecentral | 4940 | 6.3824e-05
[11 empty] | c_DK2_SmallDecentral | 4941 | 5.8658e-05
[11 empty] | c_DK2_SmallDecentral | 4942 | 4.7326e-05
[11 empty] | c_DK2_SmallDecentral | 4943 | 3.1662e-05
[11 empty] | c_DK2_SmallDecentral | 4944 | 2.483e-05
[11 empty] | c_DK2_SmallDecentral | 4945 | 2.7496e-05
[11 empty] | c_DK2_SmallDecentral | 4946 | 2.6996e-05
[11 empty] | c_DK2_SmallDecentral | 4947 | 2.8163e-05
[11 empty] | c_DK2_SmallDecentral | 4948 | 4.3327e-05
[11 empty] | c_DK2_SmallDecentral | 4949 | 7.8822e-05
[11 empty] | c_DK2_SmallDecentral | 4950 | 9.3153e-05
[11 empty] | c_DK2_SmallDecentral | 4951 | 9.4653e-05
[11 empty] | c_DK2_SmallDecentral | 4952 | 7.6489e-05
[11 empty] | c_DK2_SmallDecentral | 4953 | 7.3656e-05
[11 empty] | c_DK2_SmallDecentral | 4954 | 6.8323e-05
[11 empty] | c_DK2_SmallDecentral | 4955 | 6.599e-05
[11 empty] | c_DK2_SmallDecentral | 4956 | 6.4157e-05
[11 empty] | c_DK2_SmallDecentral | 4957 | 5.5159e-05
[11 empty] | c_DK2_SmallDecentral | 4958 | 5.1826e-05
[11 empty] | c_DK2_SmallDecentral | 4959 | 4.7826e-05
[11 empty] | c_DK2_SmallDecentral | 4960 | 4.816e-05
[11 empty] | c_DK2_SmallDecentral | 4961 | 5.4492e-05
[11 empty] | c_DK2_SmallDecentral | 4962 | 5.5492e-05
[11 empty] | c_DK2_SmallDecentral | 4963 | 6.0491e-05
[11 empty] | c_DK2_SmallDecentral | 4964 | 6.3157e-05
[11 empty] | c_DK2_SmallDecentral | 4965 | 5.8491e-05
[11 empty] | c_DK2_SmallDecentral | 4966 | 4.6327e-05
[11 empty] | c_DK2_SmallDecentral | 4967 | 3.0829e-05
[11 empty] | c_DK2_SmallDecentral | 4968 | 2.7663e-05
[11 empty] | c_DK2_SmallDecentral | 4969 | 2.8496e-05
[11 empty] | c_DK2_SmallDecentral | 4970 | 2.433e-05
[11 empty] | c_DK2_SmallDecentral | 4971 | 2.8829e-05
[11 empty] | c_DK2_SmallDecentral | 4972 | 4.3494e-05
[11 empty] | c_DK2_SmallDecentral | 4973 | 7.0656e-05
[11 empty] | c_DK2_SmallDecentral | 4974 | 9.2486e-05
[11 empty] | c_DK2_SmallDecentral | 4975 | 9.3653e-05
[11 empty] | c_DK2_SmallDecentral | 4976 | 7.4156e-05
[11 empty] | c_DK2_SmallDecentral | 4977 | 6.9823e-05
[11 empty] | c_DK2_SmallDecentral | 4978 | 6.899e-05
[11 empty] | c_DK2_SmallDecentral | 4979 | 6.1991e-05
[11 empty] | c_DK2_SmallDecentral | 4980 | 6.1324e-05
[11 empty] | c_DK2_SmallDecentral | 4981 | 5.2326e-05
[11 empty] | c_DK2_SmallDecentral | 4982 | 5.7158e-05
[11 empty] | c_DK2_SmallDecentral | 4983 | 5.1659e-05
[11 empty] | c_DK2_SmallDecentral | 4984 | 5.1826e-05
[11 empty] | c_DK2_SmallDecentral | 4985 | 5.3492e-05
[11 empty] | c_DK2_SmallDecentral | 4986 | 5.3992e-05
[11 empty] | c_DK2_SmallDecentral | 4987 | 5.6992e-05
[11 empty] | c_DK2_SmallDecentral | 4988 | 5.9325e-05
[11 empty] | c_DK2_SmallDecentral | 4989 | 5.6658e-05
[11 empty] | c_DK2_SmallDecentral | 4990 | 4.4993e-05
[11 empty] | c_DK2_SmallDecentral | 4991 | 2.9662e-05
[11 empty] | c_DK2_SmallDecentral | 4992 | 2.6163e-05
[11 empty] | c_DK2_SmallDecentral | 4993 | 2.9996e-05
[11 empty] | c_DK2_SmallDecentral | 4994 | 3.1162e-05
[11 empty] | c_DK2_SmallDecentral | 4995 | 3.9494e-05
[11 empty] | c_DK2_SmallDecentral | 4996 | 5.6325e-05
[11 empty] | c_DK2_SmallDecentral | 4997 | 8.2821e-05
[11 empty] | c_DK2_SmallDecentral | 4998 | 8.5487e-05
[11 empty] | c_DK2_SmallDecentral | 4999 | 8.9653e-05
[11 empty] | c_DK2_SmallDecentral | 5000 | 6.949e-05
[11 empty] | c_DK2_SmallDecentral | 5001 | 6.6324e-05
[11 empty] | c_DK2_SmallDecentral | 5002 | 6.3491e-05
[11 empty] | c_DK2_SmallDecentral | 5003 | 6.0491e-05
[11 empty] | c_DK2_SmallDecentral | 5004 | 5.9991e-05
[11 empty] | c_DK2_SmallDecentral | 5005 | 5.2326e-05
[11 empty] | c_DK2_SmallDecentral | 5006 | 5.0826e-05
[11 empty] | c_DK2_SmallDecentral | 5007 | 4.716e-05
[11 empty] | c_DK2_SmallDecentral | 5008 | 4.8493e-05
[11 empty] | c_DK2_SmallDecentral | 5009 | 5.3992e-05
[11 empty] | c_DK2_SmallDecentral | 5010 | 5.5825e-05
[11 empty] | c_DK2_SmallDecentral | 5011 | 5.8991e-05
[11 empty] | c_DK2_SmallDecentral | 5012 | 6.1824e-05
[11 empty] | c_DK2_SmallDecentral | 5013 | 5.9658e-05
[11 empty] | c_DK2_SmallDecentral | 5014 | 4.716e-05
[11 empty] | c_DK2_SmallDecentral | 5015 | 3.2829e-05
[11 empty] | c_DK2_SmallDecentral | 5016 | 2.4496e-05
[11 empty] | c_DK2_SmallDecentral | 5017 | 2.8496e-05
[11 empty] | c_DK2_SmallDecentral | 5018 | 2.7829e-05
[11 empty] | c_DK2_SmallDecentral | 5019 | 2.9329e-05
[11 empty] | c_DK2_SmallDecentral | 5020 | 4.566e-05
[11 empty] | c_DK2_SmallDecentral | 5021 | 8.1988e-05
[11 empty] | c_DK2_SmallDecentral | 5022 | 9.6819e-05
[11 empty] | c_DK2_SmallDecentral | 5023 | 9.6486e-05
[11 empty] | c_DK2_SmallDecentral | 5024 | 7.4489e-05
[11 empty] | c_DK2_SmallDecentral | 5025 | 7.1989e-05
[11 empty] | c_DK2_SmallDecentral | 5026 | 6.8157e-05
[11 empty] | c_DK2_SmallDecentral | 5027 | 6.6157e-05
[11 empty] | c_DK2_SmallDecentral | 5028 | 6.4491e-05
[11 empty] | c_DK2_SmallDecentral | 5029 | 5.4325e-05
[11 empty] | c_DK2_SmallDecentral | 5030 | 5.2992e-05
[11 empty] | c_DK2_SmallDecentral | 5031 | 4.8993e-05
[11 empty] | c_DK2_SmallDecentral | 5032 | 5.0159e-05
[11 empty] | c_DK2_SmallDecentral | 5033 | 5.4992e-05
[11 empty] | c_DK2_SmallDecentral | 5034 | 5.5992e-05
[11 empty] | c_DK2_SmallDecentral | 5035 | 6.0158e-05
[11 empty] | c_DK2_SmallDecentral | 5036 | 6.4491e-05
[11 empty] | c_DK2_SmallDecentral | 5037 | 5.8825e-05
[11 empty] | c_DK2_SmallDecentral | 5038 | 4.766e-05
[11 empty] | c_DK2_SmallDecentral | 5039 | 3.1829e-05
[11 empty] | c_DK2_SmallDecentral | 5040 | 2.4496e-05
[11 empty] | c_DK2_SmallDecentral | 5041 | 2.7996e-05
[11 empty] | c_DK2_SmallDecentral | 5042 | 2.7663e-05
[11 empty] | c_DK2_SmallDecentral | 5043 | 2.9662e-05
[11 empty] | c_DK2_SmallDecentral | 5044 | 4.616e-05
[11 empty] | c_DK2_SmallDecentral | 5045 | 8.3321e-05
[11 empty] | c_DK2_SmallDecentral | 5046 | 9.9319e-05
[11 empty] | c_DK2_SmallDecentral | 5047 | 9.8319e-05
[11 empty] | c_DK2_SmallDecentral | 5048 | 7.8155e-05
[11 empty] | c_DK2_SmallDecentral | 5049 | 7.5322e-05
[11 empty] | c_DK2_SmallDecentral | 5050 | 7.1323e-05
[11 empty] | c_DK2_SmallDecentral | 5051 | 6.899e-05
[11 empty] | c_DK2_SmallDecentral | 5052 | 6.6823e-05
[11 empty] | c_DK2_SmallDecentral | 5053 | 5.6658e-05
[11 empty] | c_DK2_SmallDecentral | 5054 | 5.4159e-05
[11 empty] | c_DK2_SmallDecentral | 5055 | 4.9826e-05
[11 empty] | c_DK2_SmallDecentral | 5056 | 5.0493e-05
[11 empty] | c_DK2_SmallDecentral | 5057 | 5.5825e-05
[11 empty] | c_DK2_SmallDecentral | 5058 | 5.6992e-05
[11 empty] | c_DK2_SmallDecentral | 5059 | 6.0991e-05
[11 empty] | c_DK2_SmallDecentral | 5060 | 6.4324e-05
[11 empty] | c_DK2_SmallDecentral | 5061 | 5.8825e-05
[11 empty] | c_DK2_SmallDecentral | 5062 | 4.7993e-05
[11 empty] | c_DK2_SmallDecentral | 5063 | 3.1995e-05
[11 empty] | c_DK2_SmallDecentral | 5064 | 2.583e-05
[11 empty] | c_DK2_SmallDecentral | 5065 | 2.8996e-05
[11 empty] | c_DK2_SmallDecentral | 5066 | 2.8829e-05
[11 empty] | c_DK2_SmallDecentral | 5067 | 3.1495e-05
[11 empty] | c_DK2_SmallDecentral | 5068 | 4.8826e-05
[11 empty] | c_DK2_SmallDecentral | 5069 | 8.6654e-05
[11 empty] | c_DK2_SmallDecentral | 5070 | 0.00010298
[11 empty] | c_DK2_SmallDecentral | 5071 | 0.00010165
[11 empty] | c_DK2_SmallDecentral | 5072 | 8.1988e-05
[11 empty] | c_DK2_SmallDecentral | 5073 | 7.8822e-05
[11 empty] | c_DK2_SmallDecentral | 5074 | 7.3489e-05
[11 empty] | c_DK2_SmallDecentral | 5075 | 7.0656e-05
[11 empty] | c_DK2_SmallDecentral | 5076 | 6.849e-05
[11 empty] | c_DK2_SmallDecentral | 5077 | 5.8491e-05
[11 empty] | c_DK2_SmallDecentral | 5078 | 5.6325e-05
[11 empty] | c_DK2_SmallDecentral | 5079 | 5.1992e-05
[11 empty] | c_DK2_SmallDecentral | 5080 | 5.2826e-05
[11 empty] | c_DK2_SmallDecentral | 5081 | 5.7825e-05
[11 empty] | c_DK2_SmallDecentral | 5082 | 5.9658e-05
[11 empty] | c_DK2_SmallDecentral | 5083 | 6.4157e-05
[11 empty] | c_DK2_SmallDecentral | 5084 | 6.7323e-05
[11 empty] | c_DK2_SmallDecentral | 5085 | 6.1824e-05
[11 empty] | c_DK2_SmallDecentral | 5086 | 4.9993e-05
[11 empty] | c_DK2_SmallDecentral | 5087 | 3.3495e-05
[11 empty] | c_DK2_SmallDecentral | 5088 | 2.6996e-05
[11 empty] | c_DK2_SmallDecentral | 5089 | 3.0496e-05
[11 empty] | c_DK2_SmallDecentral | 5090 | 2.9996e-05
[11 empty] | c_DK2_SmallDecentral | 5091 | 3.2662e-05
[11 empty] | c_DK2_SmallDecentral | 5092 | 5.0992e-05
[11 empty] | c_DK2_SmallDecentral | 5093 | 9.032e-05
[11 empty] | c_DK2_SmallDecentral | 5094 | 0.00010715
[11 empty] | c_DK2_SmallDecentral | 5095 | 0.00010532
[11 empty] | c_DK2_SmallDecentral | 5096 | 8.5321e-05
[11 empty] | c_DK2_SmallDecentral | 5097 | 8.1821e-05
[11 empty] | c_DK2_SmallDecentral | 5098 | 7.6489e-05
[11 empty] | c_DK2_SmallDecentral | 5099 | 7.3323e-05
[11 empty] | c_DK2_SmallDecentral | 5100 | 7.1489e-05
[11 empty] | c_DK2_SmallDecentral | 5101 | 6.0824e-05
[11 empty] | c_DK2_SmallDecentral | 5102 | 5.8658e-05
[11 empty] | c_DK2_SmallDecentral | 5103 | 5.4159e-05
[11 empty] | c_DK2_SmallDecentral | 5104 | 5.4992e-05
[11 empty] | c_DK2_SmallDecentral | 5105 | 6.0324e-05
[11 empty] | c_DK2_SmallDecentral | 5106 | 6.2158e-05
[11 empty] | c_DK2_SmallDecentral | 5107 | 6.6823e-05
[11 empty] | c_DK2_SmallDecentral | 5108 | 6.999e-05
[11 empty] | c_DK2_SmallDecentral | 5109 | 6.4324e-05
[11 empty] | c_DK2_SmallDecentral | 5110 | 5.2159e-05
[11 empty] | c_DK2_SmallDecentral | 5111 | 3.4995e-05
[11 empty] | c_DK2_SmallDecentral | 5112 | 2.7663e-05
[11 empty] | c_DK2_SmallDecentral | 5113 | 3.0329e-05
[11 empty] | c_DK2_SmallDecentral | 5114 | 2.9829e-05
[11 empty] | c_DK2_SmallDecentral | 5115 | 3.2162e-05
[11 empty] | c_DK2_SmallDecentral | 5116 | 4.9493e-05
[11 empty] | c_DK2_SmallDecentral | 5117 | 8.8487e-05
[11 empty] | c_DK2_SmallDecentral | 5118 | 0.00010432
[11 empty] | c_DK2_SmallDecentral | 5119 | 0.00010515
[11 empty] | c_DK2_SmallDecentral | 5120 | 8.5987e-05
[11 empty] | c_DK2_SmallDecentral | 5121 | 8.2821e-05
[11 empty] | c_DK2_SmallDecentral | 5122 | 7.5989e-05
[11 empty] | c_DK2_SmallDecentral | 5123 | 7.2656e-05
[11 empty] | c_DK2_SmallDecentral | 5124 | 7.049e-05
[11 empty] | c_DK2_SmallDecentral | 5125 | 6.1658e-05
[11 empty] | c_DK2_SmallDecentral | 5126 | 5.7991e-05
[11 empty] | c_DK2_SmallDecentral | 5127 | 5.3992e-05
[11 empty] | c_DK2_SmallDecentral | 5128 | 5.4492e-05
[11 empty] | c_DK2_SmallDecentral | 5129 | 6.0658e-05
[11 empty] | c_DK2_SmallDecentral | 5130 | 6.2824e-05
[11 empty] | c_DK2_SmallDecentral | 5131 | 6.8323e-05
[11 empty] | c_DK2_SmallDecentral | 5132 | 7.099e-05
[11 empty] | c_DK2_SmallDecentral | 5133 | 6.5657e-05
[11 empty] | c_DK2_SmallDecentral | 5134 | 5.2159e-05
[11 empty] | c_DK2_SmallDecentral | 5135 | 3.4828e-05
[11 empty] | c_DK2_SmallDecentral | 5136 | 2.9496e-05
[11 empty] | c_DK2_SmallDecentral | 5137 | 3.0162e-05
[11 empty] | c_DK2_SmallDecentral | 5138 | 2.7163e-05
[11 empty] | c_DK2_SmallDecentral | 5139 | 3.1495e-05
[11 empty] | c_DK2_SmallDecentral | 5140 | 4.7326e-05
[11 empty] | c_DK2_SmallDecentral | 5141 | 7.8155e-05
[11 empty] | c_DK2_SmallDecentral | 5142 | 0.00010082
[11 empty] | c_DK2_SmallDecentral | 5143 | 0.00010049
[11 empty] | c_DK2_SmallDecentral | 5144 | 8.1821e-05
[11 empty] | c_DK2_SmallDecentral | 5145 | 7.7489e-05
[11 empty] | c_DK2_SmallDecentral | 5146 | 7.5322e-05
[11 empty] | c_DK2_SmallDecentral | 5147 | 6.8657e-05
[11 empty] | c_DK2_SmallDecentral | 5148 | 6.6823e-05
[11 empty] | c_DK2_SmallDecentral | 5149 | 5.7325e-05
[11 empty] | c_DK2_SmallDecentral | 5150 | 6.0991e-05
[11 empty] | c_DK2_SmallDecentral | 5151 | 5.5992e-05
[11 empty] | c_DK2_SmallDecentral | 5152 | 5.6658e-05
[11 empty] | c_DK2_SmallDecentral | 5153 | 5.8491e-05
[11 empty] | c_DK2_SmallDecentral | 5154 | 6.0158e-05
[11 empty] | c_DK2_SmallDecentral | 5155 | 6.3491e-05
[11 empty] | c_DK2_SmallDecentral | 5156 | 6.5657e-05
[11 empty] | c_DK2_SmallDecentral | 5157 | 6.2824e-05
[11 empty] | c_DK2_SmallDecentral | 5158 | 4.9826e-05
[11 empty] | c_DK2_SmallDecentral | 5159 | 3.3162e-05
[11 empty] | c_DK2_SmallDecentral | 5160 | 2.8496e-05
[11 empty] | c_DK2_SmallDecentral | 5161 | 3.2495e-05
[11 empty] | c_DK2_SmallDecentral | 5162 | 3.3828e-05
[11 empty] | c_DK2_SmallDecentral | 5163 | 4.216e-05
[11 empty] | c_DK2_SmallDecentral | 5164 | 6.1158e-05
[11 empty] | c_DK2_SmallDecentral | 5165 | 9.232e-05
[11 empty] | c_DK2_SmallDecentral | 5166 | 9.5653e-05
[11 empty] | c_DK2_SmallDecentral | 5167 | 9.8152e-05
[11 empty] | c_DK2_SmallDecentral | 5168 | 7.7155e-05
[11 empty] | c_DK2_SmallDecentral | 5169 | 7.4322e-05
[11 empty] | c_DK2_SmallDecentral | 5170 | 6.9823e-05
[11 empty] | c_DK2_SmallDecentral | 5171 | 6.6657e-05
[11 empty] | c_DK2_SmallDecentral | 5172 | 6.5157e-05
[11 empty] | c_DK2_SmallDecentral | 5173 | 5.7658e-05
[11 empty] | c_DK2_SmallDecentral | 5174 | 5.5992e-05
[11 empty] | c_DK2_SmallDecentral | 5175 | 5.1992e-05
[11 empty] | c_DK2_SmallDecentral | 5176 | 5.3992e-05
[11 empty] | c_DK2_SmallDecentral | 5177 | 5.9325e-05
[11 empty] | c_DK2_SmallDecentral | 5178 | 6.1658e-05
[11 empty] | c_DK2_SmallDecentral | 5179 | 6.549e-05
[11 empty] | c_DK2_SmallDecentral | 5180 | 6.899e-05
[11 empty] | c_DK2_SmallDecentral | 5181 | 6.6657e-05
[11 empty] | c_DK2_SmallDecentral | 5182 | 5.2492e-05
[11 empty] | c_DK2_SmallDecentral | 5183 | 3.6495e-05
[11 empty] | c_DK2_SmallDecentral | 5184 | 2.7663e-05
[11 empty] | c_DK2_SmallDecentral | 5185 | 3.1329e-05
[11 empty] | c_DK2_SmallDecentral | 5186 | 3.0829e-05
[11 empty] | c_DK2_SmallDecentral | 5187 | 3.3495e-05
[11 empty] | c_DK2_SmallDecentral | 5188 | 5.1326e-05
[11 empty] | c_DK2_SmallDecentral | 5189 | 9.0987e-05
[11 empty] | c_DK2_SmallDecentral | 5190 | 0.00010715
[11 empty] | c_DK2_SmallDecentral | 5191 | 0.00010582
[11 empty] | c_DK2_SmallDecentral | 5192 | 8.3821e-05
[11 empty] | c_DK2_SmallDecentral | 5193 | 8.0655e-05
[11 empty] | c_DK2_SmallDecentral | 5194 | 7.4989e-05
[11 empty] | c_DK2_SmallDecentral | 5195 | 7.2323e-05
[11 empty] | c_DK2_SmallDecentral | 5196 | 7.0156e-05
[11 empty] | c_DK2_SmallDecentral | 5197 | 5.9991e-05
[11 empty] | c_DK2_SmallDecentral | 5198 | 5.8825e-05
[11 empty] | c_DK2_SmallDecentral | 5199 | 5.4325e-05
[11 empty] | c_DK2_SmallDecentral | 5200 | 5.5992e-05
[11 empty] | c_DK2_SmallDecentral | 5201 | 6.1158e-05
[11 empty] | c_DK2_SmallDecentral | 5202 | 6.2824e-05
[11 empty] | c_DK2_SmallDecentral | 5203 | 6.7657e-05
[11 empty] | c_DK2_SmallDecentral | 5204 | 7.1489e-05
[11 empty] | c_DK2_SmallDecentral | 5205 | 6.5657e-05
[11 empty] | c_DK2_SmallDecentral | 5206 | 5.3325e-05
[11 empty] | c_DK2_SmallDecentral | 5207 | 3.5828e-05
[11 empty] | c_DK2_SmallDecentral | 5208 | 2.6163e-05
[11 empty] | c_DK2_SmallDecentral | 5209 | 2.9662e-05
[11 empty] | c_DK2_SmallDecentral | 5210 | 2.9496e-05
[11 empty] | c_DK2_SmallDecentral | 5211 | 3.2162e-05
[11 empty] | c_DK2_SmallDecentral | 5212 | 4.9993e-05
[11 empty] | c_DK2_SmallDecentral | 5213 | 8.8654e-05
[11 empty] | c_DK2_SmallDecentral | 5214 | 0.00010515
[11 empty] | c_DK2_SmallDecentral | 5215 | 0.00010382
[11 empty] | c_DK2_SmallDecentral | 5216 | 8.3654e-05
[11 empty] | c_DK2_SmallDecentral | 5217 | 8.0322e-05
[11 empty] | c_DK2_SmallDecentral | 5218 | 7.5156e-05
[11 empty] | c_DK2_SmallDecentral | 5219 | 7.2323e-05
[11 empty] | c_DK2_SmallDecentral | 5220 | 6.999e-05
[11 empty] | c_DK2_SmallDecentral | 5221 | 5.9991e-05
[11 empty] | c_DK2_SmallDecentral | 5222 | 5.7492e-05
[11 empty] | c_DK2_SmallDecentral | 5223 | 5.2992e-05
[11 empty] | c_DK2_SmallDecentral | 5224 | 5.3992e-05
[11 empty] | c_DK2_SmallDecentral | 5225 | 5.9158e-05
[11 empty] | c_DK2_SmallDecentral | 5226 | 6.0824e-05
[11 empty] | c_DK2_SmallDecentral | 5227 | 6.549e-05
[11 empty] | c_DK2_SmallDecentral | 5228 | 6.8823e-05
[11 empty] | c_DK2_SmallDecentral | 5229 | 6.3324e-05
[11 empty] | c_DK2_SmallDecentral | 5230 | 5.0992e-05
[11 empty] | c_DK2_SmallDecentral | 5231 | 3.4162e-05
[11 empty] | c_DK2_SmallDecentral | 5232 | 2.6663e-05
[11 empty] | c_DK2_SmallDecentral | 5233 | 3.0329e-05
[11 empty] | c_DK2_SmallDecentral | 5234 | 2.9829e-05
[11 empty] | c_DK2_SmallDecentral | 5235 | 3.2495e-05
[11 empty] | c_DK2_SmallDecentral | 5236 | 5.0326e-05
[11 empty] | c_DK2_SmallDecentral | 5237 | 8.9653e-05
[11 empty] | c_DK2_SmallDecentral | 5238 | 0.00010632
[11 empty] | c_DK2_SmallDecentral | 5239 | 0.00010465
[11 empty] | c_DK2_SmallDecentral | 5240 | 8.4654e-05
[11 empty] | c_DK2_SmallDecentral | 5241 | 8.1488e-05
[11 empty] | c_DK2_SmallDecentral | 5242 | 7.5989e-05
[11 empty] | c_DK2_SmallDecentral | 5243 | 7.3156e-05
[11 empty] | c_DK2_SmallDecentral | 5244 | 7.099e-05
[11 empty] | c_DK2_SmallDecentral | 5245 | 6.0658e-05
[11 empty] | c_DK2_SmallDecentral | 5246 | 5.8158e-05
[11 empty] | c_DK2_SmallDecentral | 5247 | 5.3825e-05
[11 empty] | c_DK2_SmallDecentral | 5248 | 5.4825e-05
[11 empty] | c_DK2_SmallDecentral | 5249 | 5.9991e-05
[11 empty] | c_DK2_SmallDecentral | 5250 | 6.1658e-05
[11 empty] | c_DK2_SmallDecentral | 5251 | 6.649e-05
[11 empty] | c_DK2_SmallDecentral | 5252 | 6.999e-05
[11 empty] | c_DK2_SmallDecentral | 5253 | 6.4157e-05
[11 empty] | c_DK2_SmallDecentral | 5254 | 5.1992e-05
[11 empty] | c_DK2_SmallDecentral | 5255 | 3.4662e-05
[11 empty] | c_DK2_SmallDecentral | 5256 | 2.7163e-05
[11 empty] | c_DK2_SmallDecentral | 5257 | 3.0662e-05
[11 empty] | c_DK2_SmallDecentral | 5258 | 3.0496e-05
[11 empty] | c_DK2_SmallDecentral | 5259 | 3.3162e-05
[11 empty] | c_DK2_SmallDecentral | 5260 | 5.1826e-05
[11 empty] | c_DK2_SmallDecentral | 5261 | 9.1653e-05
[11 empty] | c_DK2_SmallDecentral | 5262 | 0.00010848
[11 empty] | c_DK2_SmallDecentral | 5263 | 0.00010682
[11 empty] | c_DK2_SmallDecentral | 5264 | 8.6487e-05
[11 empty] | c_DK2_SmallDecentral | 5265 | 8.3154e-05
[11 empty] | c_DK2_SmallDecentral | 5266 | 7.7822e-05
[11 empty] | c_DK2_SmallDecentral | 5267 | 7.4489e-05
[11 empty] | c_DK2_SmallDecentral | 5268 | 7.2489e-05
[11 empty] | c_DK2_SmallDecentral | 5269 | 6.1824e-05
[11 empty] | c_DK2_SmallDecentral | 5270 | 5.9491e-05
[11 empty] | c_DK2_SmallDecentral | 5271 | 5.4992e-05
[11 empty] | c_DK2_SmallDecentral | 5272 | 5.5658e-05
[11 empty] | c_DK2_SmallDecentral | 5273 | 6.1158e-05
[11 empty] | c_DK2_SmallDecentral | 5274 | 6.2991e-05
[11 empty] | c_DK2_SmallDecentral | 5275 | 6.8157e-05
[11 empty] | c_DK2_SmallDecentral | 5276 | 7.1489e-05
[11 empty] | c_DK2_SmallDecentral | 5277 | 6.549e-05
[11 empty] | c_DK2_SmallDecentral | 5278 | 5.2992e-05
[11 empty] | c_DK2_SmallDecentral | 5279 | 3.5661e-05
[11 empty] | c_DK2_SmallDecentral | 5280 | 2.7663e-05
[11 empty] | c_DK2_SmallDecentral | 5281 | 3.0329e-05
[11 empty] | c_DK2_SmallDecentral | 5282 | 2.9662e-05
[11 empty] | c_DK2_SmallDecentral | 5283 | 3.1995e-05
[11 empty] | c_DK2_SmallDecentral | 5284 | 4.9493e-05
[11 empty] | c_DK2_SmallDecentral | 5285 | 8.7987e-05
[11 empty] | c_DK2_SmallDecentral | 5286 | 0.00010365
[11 empty] | c_DK2_SmallDecentral | 5287 | 0.00010448
[11 empty] | c_DK2_SmallDecentral | 5288 | 8.5821e-05
[11 empty] | c_DK2_SmallDecentral | 5289 | 8.1988e-05
[11 empty] | c_DK2_SmallDecentral | 5290 | 7.5656e-05
[11 empty] | c_DK2_SmallDecentral | 5291 | 7.2156e-05
[11 empty] | c_DK2_SmallDecentral | 5292 | 7.049e-05
[11 empty] | c_DK2_SmallDecentral | 5293 | 6.1158e-05
[11 empty] | c_DK2_SmallDecentral | 5294 | 5.7825e-05
[11 empty] | c_DK2_SmallDecentral | 5295 | 5.3492e-05
[11 empty] | c_DK2_SmallDecentral | 5296 | 5.4159e-05
[11 empty] | c_DK2_SmallDecentral | 5297 | 6.0324e-05
[11 empty] | c_DK2_SmallDecentral | 5298 | 6.2657e-05
[11 empty] | c_DK2_SmallDecentral | 5299 | 6.799e-05
[11 empty] | c_DK2_SmallDecentral | 5300 | 7.049e-05
[11 empty] | c_DK2_SmallDecentral | 5301 | 6.5324e-05
[11 empty] | c_DK2_SmallDecentral | 5302 | 5.2159e-05
[11 empty] | c_DK2_SmallDecentral | 5303 | 3.4662e-05
[11 empty] | c_DK2_SmallDecentral | 5304 | 2.9162e-05
[11 empty] | c_DK2_SmallDecentral | 5305 | 2.9662e-05
[11 empty] | c_DK2_SmallDecentral | 5306 | 2.6496e-05
[11 empty] | c_DK2_SmallDecentral | 5307 | 3.0829e-05
[11 empty] | c_DK2_SmallDecentral | 5308 | 4.6826e-05
[11 empty] | c_DK2_SmallDecentral | 5309 | 7.6822e-05
[11 empty] | c_DK2_SmallDecentral | 5310 | 9.8985e-05
[11 empty] | c_DK2_SmallDecentral | 5311 | 9.8985e-05
[11 empty] | c_DK2_SmallDecentral | 5312 | 8.0488e-05
[11 empty] | c_DK2_SmallDecentral | 5313 | 7.6489e-05
[11 empty] | c_DK2_SmallDecentral | 5314 | 7.3989e-05
[11 empty] | c_DK2_SmallDecentral | 5315 | 6.7657e-05
[11 empty] | c_DK2_SmallDecentral | 5316 | 6.5657e-05
[11 empty] | c_DK2_SmallDecentral | 5317 | 5.6492e-05
[11 empty] | c_DK2_SmallDecentral | 5318 | 6.0491e-05
[11 empty] | c_DK2_SmallDecentral | 5319 | 5.4992e-05
[11 empty] | c_DK2_SmallDecentral | 5320 | 5.5825e-05
[11 empty] | c_DK2_SmallDecentral | 5321 | 5.7658e-05
[11 empty] | c_DK2_SmallDecentral | 5322 | 5.9158e-05
[11 empty] | c_DK2_SmallDecentral | 5323 | 6.2491e-05
[11 empty] | c_DK2_SmallDecentral | 5324 | 6.4657e-05
[11 empty] | c_DK2_SmallDecentral | 5325 | 6.1658e-05
[11 empty] | c_DK2_SmallDecentral | 5326 | 4.9159e-05
[11 empty] | c_DK2_SmallDecentral | 5327 | 3.2662e-05
[11 empty] | c_DK2_SmallDecentral | 5328 | 2.7329e-05
[11 empty] | c_DK2_SmallDecentral | 5329 | 3.0995e-05
[11 empty] | c_DK2_SmallDecentral | 5330 | 3.2662e-05
[11 empty] | c_DK2_SmallDecentral | 5331 | 4.1327e-05
[11 empty] | c_DK2_SmallDecentral | 5332 | 5.9325e-05
[11 empty] | c_DK2_SmallDecentral | 5333 | 8.882e-05
[11 empty] | c_DK2_SmallDecentral | 5334 | 9.2153e-05
[11 empty] | c_DK2_SmallDecentral | 5335 | 9.4486e-05
[11 empty] | c_DK2_SmallDecentral | 5336 | 7.4656e-05
[11 empty] | c_DK2_SmallDecentral | 5337 | 7.1156e-05
[11 empty] | c_DK2_SmallDecentral | 5338 | 6.7323e-05
[11 empty] | c_DK2_SmallDecentral | 5339 | 6.3991e-05
[11 empty] | c_DK2_SmallDecentral | 5340 | 6.3157e-05
[11 empty] | c_DK2_SmallDecentral | 5341 | 5.5325e-05
[11 empty] | c_DK2_SmallDecentral | 5342 | 5.3825e-05
[11 empty] | c_DK2_SmallDecentral | 5343 | 4.9993e-05
[11 empty] | c_DK2_SmallDecentral | 5344 | 5.1992e-05
[11 empty] | c_DK2_SmallDecentral | 5345 | 5.6992e-05
[11 empty] | c_DK2_SmallDecentral | 5346 | 5.9325e-05
[11 empty] | c_DK2_SmallDecentral | 5347 | 6.3324e-05
[11 empty] | c_DK2_SmallDecentral | 5348 | 6.6157e-05
[11 empty] | c_DK2_SmallDecentral | 5349 | 6.4324e-05
[11 empty] | c_DK2_SmallDecentral | 5350 | 5.0659e-05
[11 empty] | c_DK2_SmallDecentral | 5351 | 3.4995e-05
[11 empty] | c_DK2_SmallDecentral | 5352 | 2.7163e-05
[11 empty] | c_DK2_SmallDecentral | 5353 | 3.0496e-05
[11 empty] | c_DK2_SmallDecentral | 5354 | 2.9996e-05
[11 empty] | c_DK2_SmallDecentral | 5355 | 3.2662e-05
[11 empty] | c_DK2_SmallDecentral | 5356 | 5.0326e-05
[11 empty] | c_DK2_SmallDecentral | 5357 | 8.932e-05
[11 empty] | c_DK2_SmallDecentral | 5358 | 0.00010532
[11 empty] | c_DK2_SmallDecentral | 5359 | 0.00010365
[11 empty] | c_DK2_SmallDecentral | 5360 | 8.2155e-05
[11 empty] | c_DK2_SmallDecentral | 5361 | 7.9155e-05
[11 empty] | c_DK2_SmallDecentral | 5362 | 7.3656e-05
[11 empty] | c_DK2_SmallDecentral | 5363 | 7.1156e-05
[11 empty] | c_DK2_SmallDecentral | 5364 | 6.899e-05
[11 empty] | c_DK2_SmallDecentral | 5365 | 5.8991e-05
[11 empty] | c_DK2_SmallDecentral | 5366 | 5.7492e-05
[11 empty] | c_DK2_SmallDecentral | 5367 | 5.3159e-05
[11 empty] | c_DK2_SmallDecentral | 5368 | 5.4659e-05
[11 empty] | c_DK2_SmallDecentral | 5369 | 5.9658e-05
[11 empty] | c_DK2_SmallDecentral | 5370 | 6.1491e-05
[11 empty] | c_DK2_SmallDecentral | 5371 | 6.6157e-05
[11 empty] | c_DK2_SmallDecentral | 5372 | 7.0156e-05
[11 empty] | c_DK2_SmallDecentral | 5373 | 6.4491e-05
[11 empty] | c_DK2_SmallDecentral | 5374 | 5.2159e-05
[11 empty] | c_DK2_SmallDecentral | 5375 | 3.5328e-05
[11 empty] | c_DK2_SmallDecentral | 5376 | 2.8496e-05
[11 empty] | c_DK2_SmallDecentral | 5377 | 3.2329e-05
[11 empty] | c_DK2_SmallDecentral | 5378 | 3.1995e-05
[11 empty] | c_DK2_SmallDecentral | 5379 | 3.4662e-05
[11 empty] | c_DK2_SmallDecentral | 5380 | 5.3992e-05
[11 empty] | c_DK2_SmallDecentral | 5381 | 9.4486e-05
[11 empty] | c_DK2_SmallDecentral | 5382 | 0.00011382
[11 empty] | c_DK2_SmallDecentral | 5383 | 0.00011182
[11 empty] | c_DK2_SmallDecentral | 5384 | 9.0487e-05
[11 empty] | c_DK2_SmallDecentral | 5385 | 8.6987e-05
[11 empty] | c_DK2_SmallDecentral | 5386 | 8.1155e-05
[11 empty] | c_DK2_SmallDecentral | 5387 | 7.7822e-05
[11 empty] | c_DK2_SmallDecentral | 5388 | 7.5822e-05
[11 empty] | c_DK2_SmallDecentral | 5389 | 6.4824e-05
[11 empty] | c_DK2_SmallDecentral | 5390 | 6.2324e-05
[11 empty] | c_DK2_SmallDecentral | 5391 | 5.7658e-05
[11 empty] | c_DK2_SmallDecentral | 5392 | 5.8825e-05
[11 empty] | c_DK2_SmallDecentral | 5393 | 6.4157e-05
[11 empty] | c_DK2_SmallDecentral | 5394 | 6.6157e-05
[11 empty] | c_DK2_SmallDecentral | 5395 | 7.1323e-05
[11 empty] | c_DK2_SmallDecentral | 5396 | 7.4822e-05
[11 empty] | c_DK2_SmallDecentral | 5397 | 6.8823e-05
[11 empty] | c_DK2_SmallDecentral | 5398 | 5.5658e-05
[11 empty] | c_DK2_SmallDecentral | 5399 | 3.7328e-05
[11 empty] | c_DK2_SmallDecentral | 5400 | 3.0829e-05
[11 empty] | c_DK2_SmallDecentral | 5401 | 3.4328e-05
[11 empty] | c_DK2_SmallDecentral | 5402 | 3.3995e-05
[11 empty] | c_DK2_SmallDecentral | 5403 | 3.7161e-05
[11 empty] | c_DK2_SmallDecentral | 5404 | 5.7492e-05
[11 empty] | c_DK2_SmallDecentral | 5405 | 9.8985e-05
[11 empty] | c_DK2_SmallDecentral | 5406 | 0.00011932
[11 empty] | c_DK2_SmallDecentral | 5407 | 0.00011748
[11 empty] | c_DK2_SmallDecentral | 5408 | 9.5986e-05
[11 empty] | c_DK2_SmallDecentral | 5409 | 9.232e-05
[11 empty] | c_DK2_SmallDecentral | 5410 | 8.5821e-05
[11 empty] | c_DK2_SmallDecentral | 5411 | 8.2155e-05
[11 empty] | c_DK2_SmallDecentral | 5412 | 7.9655e-05
[11 empty] | c_DK2_SmallDecentral | 5413 | 6.9156e-05
[11 empty] | c_DK2_SmallDecentral | 5414 | 6.6324e-05
[11 empty] | c_DK2_SmallDecentral | 5415 | 6.1824e-05
[11 empty] | c_DK2_SmallDecentral | 5416 | 6.3324e-05
[11 empty] | c_DK2_SmallDecentral | 5417 | 6.8823e-05
[11 empty] | c_DK2_SmallDecentral | 5418 | 7.1323e-05
[11 empty] | c_DK2_SmallDecentral | 5419 | 7.6655e-05
[11 empty] | c_DK2_SmallDecentral | 5420 | 7.9988e-05
[11 empty] | c_DK2_SmallDecentral | 5421 | 7.3489e-05
[11 empty] | c_DK2_SmallDecentral | 5422 | 5.9325e-05
[11 empty] | c_DK2_SmallDecentral | 5423 | 3.9661e-05
[11 empty] | c_DK2_SmallDecentral | 5424 | 3.0496e-05
[11 empty] | c_DK2_SmallDecentral | 5425 | 3.4162e-05
[11 empty] | c_DK2_SmallDecentral | 5426 | 3.3828e-05
[11 empty] | c_DK2_SmallDecentral | 5427 | 3.6995e-05
[11 empty] | c_DK2_SmallDecentral | 5428 | 5.7158e-05
[11 empty] | c_DK2_SmallDecentral | 5429 | 9.8652e-05
[11 empty] | c_DK2_SmallDecentral | 5430 | 0.00011898
[11 empty] | c_DK2_SmallDecentral | 5431 | 0.00011698
[11 empty] | c_DK2_SmallDecentral | 5432 | 9.5319e-05
[11 empty] | c_DK2_SmallDecentral | 5433 | 9.1653e-05
[11 empty] | c_DK2_SmallDecentral | 5434 | 8.5321e-05
[11 empty] | c_DK2_SmallDecentral | 5435 | 8.1821e-05
[11 empty] | c_DK2_SmallDecentral | 5436 | 7.8988e-05
[11 empty] | c_DK2_SmallDecentral | 5437 | 6.8657e-05
[11 empty] | c_DK2_SmallDecentral | 5438 | 6.6157e-05
[11 empty] | c_DK2_SmallDecentral | 5439 | 6.1491e-05
[11 empty] | c_DK2_SmallDecentral | 5440 | 6.2824e-05
[11 empty] | c_DK2_SmallDecentral | 5441 | 6.8157e-05
[11 empty] | c_DK2_SmallDecentral | 5442 | 7.0656e-05
[11 empty] | c_DK2_SmallDecentral | 5443 | 7.5822e-05
[11 empty] | c_DK2_SmallDecentral | 5444 | 7.9488e-05
[11 empty] | c_DK2_SmallDecentral | 5445 | 7.2989e-05
[11 empty] | c_DK2_SmallDecentral | 5446 | 5.8658e-05
[11 empty] | c_DK2_SmallDecentral | 5447 | 3.9494e-05
[11 empty] | c_DK2_SmallDecentral | 5448 | 2.9996e-05
[11 empty] | c_DK2_SmallDecentral | 5449 | 3.2662e-05
[11 empty] | c_DK2_SmallDecentral | 5450 | 3.2162e-05
[11 empty] | c_DK2_SmallDecentral | 5451 | 3.4662e-05
[11 empty] | c_DK2_SmallDecentral | 5452 | 5.3492e-05
[11 empty] | c_DK2_SmallDecentral | 5453 | 9.3986e-05
[11 empty] | c_DK2_SmallDecentral | 5454 | 0.00011232
[11 empty] | c_DK2_SmallDecentral | 5455 | 0.00011282
[11 empty] | c_DK2_SmallDecentral | 5456 | 9.282e-05
[11 empty] | c_DK2_SmallDecentral | 5457 | 8.9154e-05
[11 empty] | c_DK2_SmallDecentral | 5458 | 8.1821e-05
[11 empty] | c_DK2_SmallDecentral | 5459 | 7.8322e-05
[11 empty] | c_DK2_SmallDecentral | 5460 | 7.6155e-05
[11 empty] | c_DK2_SmallDecentral | 5461 | 6.649e-05
[11 empty] | c_DK2_SmallDecentral | 5462 | 6.2657e-05
[11 empty] | c_DK2_SmallDecentral | 5463 | 5.7991e-05
[11 empty] | c_DK2_SmallDecentral | 5464 | 5.9158e-05
[11 empty] | c_DK2_SmallDecentral | 5465 | 6.5324e-05
[11 empty] | c_DK2_SmallDecentral | 5466 | 6.7657e-05
[11 empty] | c_DK2_SmallDecentral | 5467 | 7.4156e-05
[11 empty] | c_DK2_SmallDecentral | 5468 | 7.6655e-05
[11 empty] | c_DK2_SmallDecentral | 5469 | 7.1489e-05
[11 empty] | c_DK2_SmallDecentral | 5470 | 5.6658e-05
[11 empty] | c_DK2_SmallDecentral | 5471 | 3.7994e-05
[11 empty] | c_DK2_SmallDecentral | 5472 | 3.0995e-05
[11 empty] | c_DK2_SmallDecentral | 5473 | 3.1829e-05
[11 empty] | c_DK2_SmallDecentral | 5474 | 2.8662e-05
[11 empty] | c_DK2_SmallDecentral | 5475 | 3.3162e-05
[11 empty] | c_DK2_SmallDecentral | 5476 | 5.0493e-05
[11 empty] | c_DK2_SmallDecentral | 5477 | 8.2988e-05
[11 empty] | c_DK2_SmallDecentral | 5478 | 0.00010648
[11 empty] | c_DK2_SmallDecentral | 5479 | 0.00010615
[11 empty] | c_DK2_SmallDecentral | 5480 | 8.6987e-05
[11 empty] | c_DK2_SmallDecentral | 5481 | 8.2488e-05
[11 empty] | c_DK2_SmallDecentral | 5482 | 7.9988e-05
[11 empty] | c_DK2_SmallDecentral | 5483 | 7.2656e-05
[11 empty] | c_DK2_SmallDecentral | 5484 | 7.099e-05
[11 empty] | c_DK2_SmallDecentral | 5485 | 6.0824e-05
[11 empty] | c_DK2_SmallDecentral | 5486 | 6.4657e-05
[11 empty] | c_DK2_SmallDecentral | 5487 | 5.9158e-05
[11 empty] | c_DK2_SmallDecentral | 5488 | 5.9991e-05
[11 empty] | c_DK2_SmallDecentral | 5489 | 6.1991e-05
[11 empty] | c_DK2_SmallDecentral | 5490 | 6.3824e-05
[11 empty] | c_DK2_SmallDecentral | 5491 | 6.749e-05
[11 empty] | c_DK2_SmallDecentral | 5492 | 6.999e-05
[11 empty] | c_DK2_SmallDecentral | 5493 | 6.699e-05
[11 empty] | c_DK2_SmallDecentral | 5494 | 5.3325e-05
[11 empty] | c_DK2_SmallDecentral | 5495 | 3.5495e-05
[11 empty] | c_DK2_SmallDecentral | 5496 | 3.0162e-05
[11 empty] | c_DK2_SmallDecentral | 5497 | 3.4162e-05
[11 empty] | c_DK2_SmallDecentral | 5498 | 3.5661e-05
[11 empty] | c_DK2_SmallDecentral | 5499 | 4.416e-05
[11 empty] | c_DK2_SmallDecentral | 5500 | 6.4491e-05
[11 empty] | c_DK2_SmallDecentral | 5501 | 9.7486e-05
[11 empty] | c_DK2_SmallDecentral | 5502 | 0.00010165
[11 empty] | c_DK2_SmallDecentral | 5503 | 0.00010365
[11 empty] | c_DK2_SmallDecentral | 5504 | 8.2155e-05
[11 empty] | c_DK2_SmallDecentral | 5505 | 7.8988e-05
[11 empty] | c_DK2_SmallDecentral | 5506 | 7.4156e-05
[11 empty] | c_DK2_SmallDecentral | 5507 | 7.049e-05
[11 empty] | c_DK2_SmallDecentral | 5508 | 6.949e-05
[11 empty] | c_DK2_SmallDecentral | 5509 | 6.1158e-05
[11 empty] | c_DK2_SmallDecentral | 5510 | 5.9325e-05
[11 empty] | c_DK2_SmallDecentral | 5511 | 5.5492e-05
[11 empty] | c_DK2_SmallDecentral | 5512 | 5.7658e-05
[11 empty] | c_DK2_SmallDecentral | 5513 | 6.2991e-05
[11 empty] | c_DK2_SmallDecentral | 5514 | 6.5824e-05
[11 empty] | c_DK2_SmallDecentral | 5515 | 6.999e-05
[11 empty] | c_DK2_SmallDecentral | 5516 | 7.3656e-05
[11 empty] | c_DK2_SmallDecentral | 5517 | 7.099e-05
[11 empty] | c_DK2_SmallDecentral | 5518 | 5.5825e-05
[11 empty] | c_DK2_SmallDecentral | 5519 | 3.8661e-05
[11 empty] | c_DK2_SmallDecentral | 5520 | 2.9496e-05
[11 empty] | c_DK2_SmallDecentral | 5521 | 3.3162e-05
[11 empty] | c_DK2_SmallDecentral | 5522 | 3.2662e-05
[11 empty] | c_DK2_SmallDecentral | 5523 | 3.5661e-05
[11 empty] | c_DK2_SmallDecentral | 5524 | 5.4659e-05
[11 empty] | c_DK2_SmallDecentral | 5525 | 9.5653e-05
[11 empty] | c_DK2_SmallDecentral | 5526 | 0.00011382
[11 empty] | c_DK2_SmallDecentral | 5527 | 0.00011232
[11 empty] | c_DK2_SmallDecentral | 5528 | 8.932e-05
[11 empty] | c_DK2_SmallDecentral | 5529 | 8.6154e-05
[11 empty] | c_DK2_SmallDecentral | 5530 | 8.0155e-05
[11 empty] | c_DK2_SmallDecentral | 5531 | 7.6822e-05
[11 empty] | c_DK2_SmallDecentral | 5532 | 7.4989e-05
[11 empty] | c_DK2_SmallDecentral | 5533 | 6.4324e-05
[11 empty] | c_DK2_SmallDecentral | 5534 | 6.2657e-05
[11 empty] | c_DK2_SmallDecentral | 5535 | 5.8325e-05
[11 empty] | c_DK2_SmallDecentral | 5536 | 5.9825e-05
[11 empty] | c_DK2_SmallDecentral | 5537 | 6.499e-05
[11 empty] | c_DK2_SmallDecentral | 5538 | 6.7157e-05
[11 empty] | c_DK2_SmallDecentral | 5539 | 7.2489e-05
[11 empty] | c_DK2_SmallDecentral | 5540 | 7.6655e-05
[11 empty] | c_DK2_SmallDecentral | 5541 | 7.049e-05
[11 empty] | c_DK2_SmallDecentral | 5542 | 5.7158e-05
[11 empty] | c_DK2_SmallDecentral | 5543 | 3.8328e-05
[11 empty] | c_DK2_SmallDecentral | 5544 | 2.8996e-05
[11 empty] | c_DK2_SmallDecentral | 5545 | 3.2662e-05
[11 empty] | c_DK2_SmallDecentral | 5546 | 3.2329e-05
[11 empty] | c_DK2_SmallDecentral | 5547 | 3.5328e-05
[11 empty] | c_DK2_SmallDecentral | 5548 | 5.5159e-05
[11 empty] | c_DK2_SmallDecentral | 5549 | 9.5653e-05
[11 empty] | c_DK2_SmallDecentral | 5550 | 0.00011548
[11 empty] | c_DK2_SmallDecentral | 5551 | 0.00011315
[11 empty] | c_DK2_SmallDecentral | 5552 | 9.1986e-05
[11 empty] | c_DK2_SmallDecentral | 5553 | 8.8487e-05
[11 empty] | c_DK2_SmallDecentral | 5554 | 8.2488e-05
[11 empty] | c_DK2_SmallDecentral | 5555 | 7.8988e-05
[11 empty] | c_DK2_SmallDecentral | 5556 | 7.6655e-05
[11 empty] | c_DK2_SmallDecentral | 5557 | 6.5824e-05
[11 empty] | c_DK2_SmallDecentral | 5558 | 6.3491e-05
[11 empty] | c_DK2_SmallDecentral | 5559 | 5.8658e-05
[11 empty] | c_DK2_SmallDecentral | 5560 | 5.9991e-05
[11 empty] | c_DK2_SmallDecentral | 5561 | 6.5324e-05
[11 empty] | c_DK2_SmallDecentral | 5562 | 6.7323e-05
[11 empty] | c_DK2_SmallDecentral | 5563 | 7.2489e-05
[11 empty] | c_DK2_SmallDecentral | 5564 | 7.5989e-05
[11 empty] | c_DK2_SmallDecentral | 5565 | 6.999e-05
[11 empty] | c_DK2_SmallDecentral | 5566 | 5.6658e-05
[11 empty] | c_DK2_SmallDecentral | 5567 | 3.7994e-05
[11 empty] | c_DK2_SmallDecentral | 5568 | 3.0162e-05
[11 empty] | c_DK2_SmallDecentral | 5569 | 3.3828e-05
[11 empty] | c_DK2_SmallDecentral | 5570 | 3.3495e-05
[11 empty] | c_DK2_SmallDecentral | 5571 | 3.6495e-05
[11 empty] | c_DK2_SmallDecentral | 5572 | 5.6658e-05
[11 empty] | c_DK2_SmallDecentral | 5573 | 9.7986e-05
[11 empty] | c_DK2_SmallDecentral | 5574 | 0.00011798
[11 empty] | c_DK2_SmallDecentral | 5575 | 0.00011582
[11 empty] | c_DK2_SmallDecentral | 5576 | 9.4486e-05
[11 empty] | c_DK2_SmallDecentral | 5577 | 9.082e-05
[11 empty] | c_DK2_SmallDecentral | 5578 | 8.4654e-05
[11 empty] | c_DK2_SmallDecentral | 5579 | 8.0988e-05
[11 empty] | c_DK2_SmallDecentral | 5580 | 7.8655e-05
[11 empty] | c_DK2_SmallDecentral | 5581 | 6.7823e-05
[11 empty] | c_DK2_SmallDecentral | 5582 | 6.549e-05
[11 empty] | c_DK2_SmallDecentral | 5583 | 6.0658e-05
[11 empty] | c_DK2_SmallDecentral | 5584 | 6.1991e-05
[11 empty] | c_DK2_SmallDecentral | 5585 | 6.749e-05
[11 empty] | c_DK2_SmallDecentral | 5586 | 6.9823e-05
[11 empty] | c_DK2_SmallDecentral | 5587 | 7.5322e-05
[11 empty] | c_DK2_SmallDecentral | 5588 | 7.8488e-05
[11 empty] | c_DK2_SmallDecentral | 5589 | 7.2323e-05
[11 empty] | c_DK2_SmallDecentral | 5590 | 5.8491e-05
[11 empty] | c_DK2_SmallDecentral | 5591 | 3.9161e-05
[11 empty] | c_DK2_SmallDecentral | 5592 | 2.8496e-05
[11 empty] | c_DK2_SmallDecentral | 5593 | 3.2329e-05
[11 empty] | c_DK2_SmallDecentral | 5594 | 3.1995e-05
[11 empty] | c_DK2_SmallDecentral | 5595 | 3.4828e-05
[11 empty] | c_DK2_SmallDecentral | 5596 | 5.4325e-05
[11 empty] | c_DK2_SmallDecentral | 5597 | 9.4653e-05
[11 empty] | c_DK2_SmallDecentral | 5598 | 0.00011398
[11 empty] | c_DK2_SmallDecentral | 5599 | 0.00011198
[11 empty] | c_DK2_SmallDecentral | 5600 | 9.0653e-05
[11 empty] | c_DK2_SmallDecentral | 5601 | 8.732e-05
[11 empty] | c_DK2_SmallDecentral | 5602 | 8.1321e-05
[11 empty] | c_DK2_SmallDecentral | 5603 | 7.7989e-05
[11 empty] | c_DK2_SmallDecentral | 5604 | 7.5822e-05
[11 empty] | c_DK2_SmallDecentral | 5605 | 6.4824e-05
[11 empty] | c_DK2_SmallDecentral | 5606 | 6.2324e-05
[11 empty] | c_DK2_SmallDecentral | 5607 | 5.7658e-05
[11 empty] | c_DK2_SmallDecentral | 5608 | 5.8825e-05
[11 empty] | c_DK2_SmallDecentral | 5609 | 6.4157e-05
[11 empty] | c_DK2_SmallDecentral | 5610 | 6.6157e-05
[11 empty] | c_DK2_SmallDecentral | 5611 | 7.1489e-05
[11 empty] | c_DK2_SmallDecentral | 5612 | 7.4989e-05
[11 empty] | c_DK2_SmallDecentral | 5613 | 6.8823e-05
[11 empty] | c_DK2_SmallDecentral | 5614 | 5.5992e-05
[11 empty] | c_DK2_SmallDecentral | 5615 | 3.7328e-05
[11 empty] | c_DK2_SmallDecentral | 5616 | 2.7829e-05
[11 empty] | c_DK2_SmallDecentral | 5617 | 3.0496e-05
[11 empty] | c_DK2_SmallDecentral | 5618 | 2.9829e-05
[11 empty] | c_DK2_SmallDecentral | 5619 | 3.2329e-05
[11 empty] | c_DK2_SmallDecentral | 5620 | 4.9659e-05
[11 empty] | c_DK2_SmallDecentral | 5621 | 8.882e-05
[11 empty] | c_DK2_SmallDecentral | 5622 | 0.00010448
[11 empty] | c_DK2_SmallDecentral | 5623 | 0.00010515
[11 empty] | c_DK2_SmallDecentral | 5624 | 8.6154e-05
[11 empty] | c_DK2_SmallDecentral | 5625 | 8.2988e-05
[11 empty] | c_DK2_SmallDecentral | 5626 | 7.6322e-05
[11 empty] | c_DK2_SmallDecentral | 5627 | 7.2989e-05
[11 empty] | c_DK2_SmallDecentral | 5628 | 7.0656e-05
[11 empty] | c_DK2_SmallDecentral | 5629 | 6.1824e-05
[11 empty] | c_DK2_SmallDecentral | 5630 | 5.8158e-05
[11 empty] | c_DK2_SmallDecentral | 5631 | 5.3992e-05
[11 empty] | c_DK2_SmallDecentral | 5632 | 5.4825e-05
[11 empty] | c_DK2_SmallDecentral | 5633 | 6.0658e-05
[11 empty] | c_DK2_SmallDecentral | 5634 | 6.2991e-05
[11 empty] | c_DK2_SmallDecentral | 5635 | 6.849e-05
[11 empty] | c_DK2_SmallDecentral | 5636 | 7.099e-05
[11 empty] | c_DK2_SmallDecentral | 5637 | 6.6157e-05
[11 empty] | c_DK2_SmallDecentral | 5638 | 5.2659e-05
[11 empty] | c_DK2_SmallDecentral | 5639 | 3.4995e-05
[11 empty] | c_DK2_SmallDecentral | 5640 | 2.9496e-05
[11 empty] | c_DK2_SmallDecentral | 5641 | 3.0329e-05
[11 empty] | c_DK2_SmallDecentral | 5642 | 2.7163e-05
[11 empty] | c_DK2_SmallDecentral | 5643 | 3.1495e-05
[11 empty] | c_DK2_SmallDecentral | 5644 | 4.7493e-05
[11 empty] | c_DK2_SmallDecentral | 5645 | 7.8155e-05
[11 empty] | c_DK2_SmallDecentral | 5646 | 0.00010082
[11 empty] | c_DK2_SmallDecentral | 5647 | 0.00010049
[11 empty] | c_DK2_SmallDecentral | 5648 | 8.1821e-05
[11 empty] | c_DK2_SmallDecentral | 5649 | 7.7655e-05
[11 empty] | c_DK2_SmallDecentral | 5650 | 7.5322e-05
[11 empty] | c_DK2_SmallDecentral | 5651 | 6.8657e-05
[11 empty] | c_DK2_SmallDecentral | 5652 | 6.699e-05
[11 empty] | c_DK2_SmallDecentral | 5653 | 5.7325e-05
[11 empty] | c_DK2_SmallDecentral | 5654 | 6.0991e-05
[11 empty] | c_DK2_SmallDecentral | 5655 | 5.5992e-05
[11 empty] | c_DK2_SmallDecentral | 5656 | 5.6658e-05
[11 empty] | c_DK2_SmallDecentral | 5657 | 5.8491e-05
[11 empty] | c_DK2_SmallDecentral | 5658 | 6.0324e-05
[11 empty] | c_DK2_SmallDecentral | 5659 | 6.3491e-05
[11 empty] | c_DK2_SmallDecentral | 5660 | 6.5657e-05
[11 empty] | c_DK2_SmallDecentral | 5661 | 6.2824e-05
[11 empty] | c_DK2_SmallDecentral | 5662 | 5.0159e-05
[11 empty] | c_DK2_SmallDecentral | 5663 | 3.3162e-05
[11 empty] | c_DK2_SmallDecentral | 5664 | 2.6829e-05
[11 empty] | c_DK2_SmallDecentral | 5665 | 3.0995e-05
[11 empty] | c_DK2_SmallDecentral | 5666 | 3.2495e-05
[11 empty] | c_DK2_SmallDecentral | 5667 | 4.1327e-05
[11 empty] | c_DK2_SmallDecentral | 5668 | 5.9158e-05
[11 empty] | c_DK2_SmallDecentral | 5669 | 8.7487e-05
[11 empty] | c_DK2_SmallDecentral | 5670 | 9.082e-05
[11 empty] | c_DK2_SmallDecentral | 5671 | 9.3153e-05
[11 empty] | c_DK2_SmallDecentral | 5672 | 7.3323e-05
[11 empty] | c_DK2_SmallDecentral | 5673 | 7.0156e-05
[11 empty] | c_DK2_SmallDecentral | 5674 | 6.6324e-05
[11 empty] | c_DK2_SmallDecentral | 5675 | 6.3157e-05
[11 empty] | c_DK2_SmallDecentral | 5676 | 6.1991e-05
[11 empty] | c_DK2_SmallDecentral | 5677 | 5.4492e-05
[11 empty] | c_DK2_SmallDecentral | 5678 | 5.3159e-05
[11 empty] | c_DK2_SmallDecentral | 5679 | 4.9326e-05
[11 empty] | c_DK2_SmallDecentral | 5680 | 5.1326e-05
[11 empty] | c_DK2_SmallDecentral | 5681 | 5.6325e-05
[11 empty] | c_DK2_SmallDecentral | 5682 | 5.8325e-05
[11 empty] | c_DK2_SmallDecentral | 5683 | 6.2158e-05
[11 empty] | c_DK2_SmallDecentral | 5684 | 6.5324e-05
[11 empty] | c_DK2_SmallDecentral | 5685 | 6.3157e-05
[11 empty] | c_DK2_SmallDecentral | 5686 | 4.9659e-05
[11 empty] | c_DK2_SmallDecentral | 5687 | 3.4495e-05
[11 empty] | c_DK2_SmallDecentral | 5688 | 2.5163e-05
[11 empty] | c_DK2_SmallDecentral | 5689 | 2.9162e-05
[11 empty] | c_DK2_SmallDecentral | 5690 | 2.8662e-05
[11 empty] | c_DK2_SmallDecentral | 5691 | 3.0329e-05
[11 empty] | c_DK2_SmallDecentral | 5692 | 4.716e-05
[11 empty] | c_DK2_SmallDecentral | 5693 | 8.4488e-05
[11 empty] | c_DK2_SmallDecentral | 5694 | 9.9652e-05
[11 empty] | c_DK2_SmallDecentral | 5695 | 9.8985e-05
[11 empty] | c_DK2_SmallDecentral | 5696 | 7.7155e-05
[11 empty] | c_DK2_SmallDecentral | 5697 | 7.4489e-05
[11 empty] | c_DK2_SmallDecentral | 5698 | 6.999e-05
[11 empty] | c_DK2_SmallDecentral | 5699 | 6.799e-05
[11 empty] | c_DK2_SmallDecentral | 5700 | 6.6157e-05
[11 empty] | c_DK2_SmallDecentral | 5701 | 5.5825e-05
[11 empty] | c_DK2_SmallDecentral | 5702 | 5.4659e-05
[11 empty] | c_DK2_SmallDecentral | 5703 | 5.0493e-05
[11 empty] | c_DK2_SmallDecentral | 5704 | 5.1826e-05
[11 empty] | c_DK2_SmallDecentral | 5705 | 5.6825e-05
[11 empty] | c_DK2_SmallDecentral | 5706 | 5.7825e-05
[11 empty] | c_DK2_SmallDecentral | 5707 | 6.2158e-05
[11 empty] | c_DK2_SmallDecentral | 5708 | 6.649e-05
[11 empty] | c_DK2_SmallDecentral | 5709 | 6.0491e-05
[11 empty] | c_DK2_SmallDecentral | 5710 | 4.8993e-05
[11 empty] | c_DK2_SmallDecentral | 5711 | 3.2995e-05
[11 empty] | c_DK2_SmallDecentral | 5712 | 2.4496e-05
[11 empty] | c_DK2_SmallDecentral | 5713 | 2.7996e-05
[11 empty] | c_DK2_SmallDecentral | 5714 | 2.7663e-05
[11 empty] | c_DK2_SmallDecentral | 5715 | 2.9496e-05
[11 empty] | c_DK2_SmallDecentral | 5716 | 4.616e-05
[11 empty] | c_DK2_SmallDecentral | 5717 | 8.2988e-05
[11 empty] | c_DK2_SmallDecentral | 5718 | 9.8486e-05
[11 empty] | c_DK2_SmallDecentral | 5719 | 9.7819e-05
[11 empty] | c_DK2_SmallDecentral | 5720 | 7.7822e-05
[11 empty] | c_DK2_SmallDecentral | 5721 | 7.4989e-05
[11 empty] | c_DK2_SmallDecentral | 5722 | 7.0656e-05
[11 empty] | c_DK2_SmallDecentral | 5723 | 6.8823e-05
[11 empty] | c_DK2_SmallDecentral | 5724 | 6.649e-05
[11 empty] | c_DK2_SmallDecentral | 5725 | 5.5825e-05
[11 empty] | c_DK2_SmallDecentral | 5726 | 5.3825e-05
[11 empty] | c_DK2_SmallDecentral | 5727 | 4.9659e-05
[11 empty] | c_DK2_SmallDecentral | 5728 | 5.0159e-05
[11 empty] | c_DK2_SmallDecentral | 5729 | 5.5492e-05
[11 empty] | c_DK2_SmallDecentral | 5730 | 5.6492e-05
[11 empty] | c_DK2_SmallDecentral | 5731 | 6.0824e-05
[11 empty] | c_DK2_SmallDecentral | 5732 | 6.4157e-05
[11 empty] | c_DK2_SmallDecentral | 5733 | 5.8658e-05
[11 empty] | c_DK2_SmallDecentral | 5734 | 4.766e-05
[11 empty] | c_DK2_SmallDecentral | 5735 | 3.1995e-05
[11 empty] | c_DK2_SmallDecentral | 5736 | 2.3996e-05
[11 empty] | c_DK2_SmallDecentral | 5737 | 2.7829e-05
[11 empty] | c_DK2_SmallDecentral | 5738 | 2.7163e-05
[11 empty] | c_DK2_SmallDecentral | 5739 | 2.8829e-05
[11 empty] | c_DK2_SmallDecentral | 5740 | 4.5327e-05
[11 empty] | c_DK2_SmallDecentral | 5741 | 8.1655e-05
[11 empty] | c_DK2_SmallDecentral | 5742 | 9.6986e-05
[11 empty] | c_DK2_SmallDecentral | 5743 | 9.6319e-05
[11 empty] | c_DK2_SmallDecentral | 5744 | 7.6489e-05
[11 empty] | c_DK2_SmallDecentral | 5745 | 7.3489e-05
[11 empty] | c_DK2_SmallDecentral | 5746 | 6.9656e-05
[11 empty] | c_DK2_SmallDecentral | 5747 | 6.7657e-05
[11 empty] | c_DK2_SmallDecentral | 5748 | 6.5657e-05
[11 empty] | c_DK2_SmallDecentral | 5749 | 5.5159e-05
[11 empty] | c_DK2_SmallDecentral | 5750 | 5.3159e-05
[11 empty] | c_DK2_SmallDecentral | 5751 | 4.866e-05
[11 empty] | c_DK2_SmallDecentral | 5752 | 4.9493e-05
[11 empty] | c_DK2_SmallDecentral | 5753 | 5.4492e-05
[11 empty] | c_DK2_SmallDecentral | 5754 | 5.5658e-05
[11 empty] | c_DK2_SmallDecentral | 5755 | 5.9825e-05
[11 empty] | c_DK2_SmallDecentral | 5756 | 6.3157e-05
[11 empty] | c_DK2_SmallDecentral | 5757 | 5.7658e-05
[11 empty] | c_DK2_SmallDecentral | 5758 | 4.716e-05
[11 empty] | c_DK2_SmallDecentral | 5759 | 3.1329e-05
[11 empty] | c_DK2_SmallDecentral | 5760 | 2.483e-05
[11 empty] | c_DK2_SmallDecentral | 5761 | 2.8496e-05
[11 empty] | c_DK2_SmallDecentral | 5762 | 2.7996e-05
[11 empty] | c_DK2_SmallDecentral | 5763 | 2.9829e-05
[11 empty] | c_DK2_SmallDecentral | 5764 | 4.666e-05
[11 empty] | c_DK2_SmallDecentral | 5765 | 8.3988e-05
[11 empty] | c_DK2_SmallDecentral | 5766 | 9.9652e-05
[11 empty] | c_DK2_SmallDecentral | 5767 | 9.8652e-05
[11 empty] | c_DK2_SmallDecentral | 5768 | 7.8822e-05
[11 empty] | c_DK2_SmallDecentral | 5769 | 7.5989e-05
[11 empty] | c_DK2_SmallDecentral | 5770 | 7.1323e-05
[11 empty] | c_DK2_SmallDecentral | 5771 | 6.9156e-05
[11 empty] | c_DK2_SmallDecentral | 5772 | 6.7157e-05
[11 empty] | c_DK2_SmallDecentral | 5773 | 5.6658e-05
[11 empty] | c_DK2_SmallDecentral | 5774 | 5.4659e-05
[11 empty] | c_DK2_SmallDecentral | 5775 | 5.0159e-05
[11 empty] | c_DK2_SmallDecentral | 5776 | 5.0992e-05
[11 empty] | c_DK2_SmallDecentral | 5777 | 5.6158e-05
[11 empty] | c_DK2_SmallDecentral | 5778 | 5.7492e-05
[11 empty] | c_DK2_SmallDecentral | 5779 | 6.1491e-05
[11 empty] | c_DK2_SmallDecentral | 5780 | 6.5324e-05
[11 empty] | c_DK2_SmallDecentral | 5781 | 5.9658e-05
[11 empty] | c_DK2_SmallDecentral | 5782 | 4.816e-05
[11 empty] | c_DK2_SmallDecentral | 5783 | 3.2162e-05
[11 empty] | c_DK2_SmallDecentral | 5784 | 2.6829e-05
[11 empty] | c_DK2_SmallDecentral | 5785 | 2.8996e-05
[11 empty] | c_DK2_SmallDecentral | 5786 | 2.8829e-05
[11 empty] | c_DK2_SmallDecentral | 5787 | 3.0829e-05
[11 empty] | c_DK2_SmallDecentral | 5788 | 4.7326e-05
[11 empty] | c_DK2_SmallDecentral | 5789 | 8.4488e-05
[11 empty] | c_DK2_SmallDecentral | 5790 | 9.9985e-05
[11 empty] | c_DK2_SmallDecentral | 5791 | 0.00010099
[11 empty] | c_DK2_SmallDecentral | 5792 | 8.2655e-05
[11 empty] | c_DK2_SmallDecentral | 5793 | 7.9322e-05
[11 empty] | c_DK2_SmallDecentral | 5794 | 7.2823e-05
[11 empty] | c_DK2_SmallDecentral | 5795 | 6.9823e-05
[11 empty] | c_DK2_SmallDecentral | 5796 | 6.7657e-05
[11 empty] | c_DK2_SmallDecentral | 5797 | 5.9158e-05
[11 empty] | c_DK2_SmallDecentral | 5798 | 5.5492e-05
[11 empty] | c_DK2_SmallDecentral | 5799 | 5.1492e-05
[11 empty] | c_DK2_SmallDecentral | 5800 | 5.2159e-05
[11 empty] | c_DK2_SmallDecentral | 5801 | 5.7991e-05
[11 empty] | c_DK2_SmallDecentral | 5802 | 6.0158e-05
[11 empty] | c_DK2_SmallDecentral | 5803 | 6.549e-05
[11 empty] | c_DK2_SmallDecentral | 5804 | 6.799e-05
[11 empty] | c_DK2_SmallDecentral | 5805 | 6.2991e-05
[11 empty] | c_DK2_SmallDecentral | 5806 | 4.9993e-05
[11 empty] | c_DK2_SmallDecentral | 5807 | 3.3495e-05
[11 empty] | c_DK2_SmallDecentral | 5808 | 2.9162e-05
[11 empty] | c_DK2_SmallDecentral | 5809 | 2.9829e-05
[11 empty] | c_DK2_SmallDecentral | 5810 | 2.5663e-05
[11 empty] | c_DK2_SmallDecentral | 5811 | 2.9662e-05
[11 empty] | c_DK2_SmallDecentral | 5812 | 4.4827e-05
[11 empty] | c_DK2_SmallDecentral | 5813 | 7.3989e-05
[11 empty] | c_DK2_SmallDecentral | 5814 | 9.5986e-05
[11 empty] | c_DK2_SmallDecentral | 5815 | 9.6652e-05
[11 empty] | c_DK2_SmallDecentral | 5816 | 7.7989e-05
[11 empty] | c_DK2_SmallDecentral | 5817 | 7.3989e-05
[11 empty] | c_DK2_SmallDecentral | 5818 | 7.2156e-05
[11 empty] | c_DK2_SmallDecentral | 5819 | 6.5324e-05
[11 empty] | c_DK2_SmallDecentral | 5820 | 6.4157e-05
[11 empty] | c_DK2_SmallDecentral | 5821 | 5.4825e-05
[11 empty] | c_DK2_SmallDecentral | 5822 | 5.9325e-05
[11 empty] | c_DK2_SmallDecentral | 5823 | 5.4159e-05
[11 empty] | c_DK2_SmallDecentral | 5824 | 5.4159e-05
[11 empty] | c_DK2_SmallDecentral | 5825 | 5.5992e-05
[11 empty] | c_DK2_SmallDecentral | 5826 | 5.7325e-05
[11 empty] | c_DK2_SmallDecentral | 5827 | 6.0158e-05
[11 empty] | c_DK2_SmallDecentral | 5828 | 6.2324e-05
[11 empty] | c_DK2_SmallDecentral | 5829 | 5.9825e-05
[11 empty] | c_DK2_SmallDecentral | 5830 | 4.7326e-05
[11 empty] | c_DK2_SmallDecentral | 5831 | 3.1495e-05
[11 empty] | c_DK2_SmallDecentral | 5832 | 2.7663e-05
[11 empty] | c_DK2_SmallDecentral | 5833 | 3.1495e-05
[11 empty] | c_DK2_SmallDecentral | 5834 | 3.3162e-05
[11 empty] | c_DK2_SmallDecentral | 5835 | 4.1661e-05
[11 empty] | c_DK2_SmallDecentral | 5836 | 5.9825e-05
[11 empty] | c_DK2_SmallDecentral | 5837 | 8.9653e-05
[11 empty] | c_DK2_SmallDecentral | 5838 | 9.3153e-05
[11 empty] | c_DK2_SmallDecentral | 5839 | 9.5819e-05
[11 empty] | c_DK2_SmallDecentral | 5840 | 7.5322e-05
[11 empty] | c_DK2_SmallDecentral | 5841 | 7.1989e-05
[11 empty] | c_DK2_SmallDecentral | 5842 | 6.8157e-05
[11 empty] | c_DK2_SmallDecentral | 5843 | 6.499e-05
[11 empty] | c_DK2_SmallDecentral | 5844 | 6.3657e-05
[11 empty] | c_DK2_SmallDecentral | 5845 | 5.5992e-05
[11 empty] | c_DK2_SmallDecentral | 5846 | 5.4659e-05
[11 empty] | c_DK2_SmallDecentral | 5847 | 5.0826e-05
[11 empty] | c_DK2_SmallDecentral | 5848 | 5.2659e-05
[11 empty] | c_DK2_SmallDecentral | 5849 | 5.7825e-05
[11 empty] | c_DK2_SmallDecentral | 5850 | 5.9991e-05
[11 empty] | c_DK2_SmallDecentral | 5851 | 6.3991e-05
[11 empty] | c_DK2_SmallDecentral | 5852 | 6.7323e-05
[11 empty] | c_DK2_SmallDecentral | 5853 | 6.499e-05
[11 empty] | c_DK2_SmallDecentral | 5854 | 5.0992e-05
[11 empty] | c_DK2_SmallDecentral | 5855 | 3.5495e-05
[11 empty] | c_DK2_SmallDecentral | 5856 | 2.9829e-05
[11 empty] | c_DK2_SmallDecentral | 5857 | 3.3662e-05
[11 empty] | c_DK2_SmallDecentral | 5858 | 3.3328e-05
[11 empty] | c_DK2_SmallDecentral | 5859 | 3.6161e-05
[11 empty] | c_DK2_SmallDecentral | 5860 | 5.5159e-05
[11 empty] | c_DK2_SmallDecentral | 5861 | 9.5819e-05
[11 empty] | c_DK2_SmallDecentral | 5862 | 0.00011432
[11 empty] | c_DK2_SmallDecentral | 5863 | 0.00011265
[11 empty] | c_DK2_SmallDecentral | 5864 | 9.0153e-05
[11 empty] | c_DK2_SmallDecentral | 5865 | 8.6821e-05
[11 empty] | c_DK2_SmallDecentral | 5866 | 8.0655e-05
[11 empty] | c_DK2_SmallDecentral | 5867 | 7.7322e-05
[11 empty] | c_DK2_SmallDecentral | 5868 | 7.5322e-05
[11 empty] | c_DK2_SmallDecentral | 5869 | 6.5157e-05
[11 empty] | c_DK2_SmallDecentral | 5870 | 6.3324e-05
[11 empty] | c_DK2_SmallDecentral | 5871 | 5.9158e-05
[11 empty] | c_DK2_SmallDecentral | 5872 | 6.0824e-05
[11 empty] | c_DK2_SmallDecentral | 5873 | 6.6157e-05
[11 empty] | c_DK2_SmallDecentral | 5874 | 6.8323e-05
[11 empty] | c_DK2_SmallDecentral | 5875 | 7.3489e-05
[11 empty] | c_DK2_SmallDecentral | 5876 | 7.7655e-05
[11 empty] | c_DK2_SmallDecentral | 5877 | 7.1323e-05
[11 empty] | c_DK2_SmallDecentral | 5878 | 5.7658e-05
[11 empty] | c_DK2_SmallDecentral | 5879 | 3.8661e-05
[11 empty] | c_DK2_SmallDecentral | 5880 | 3.0329e-05
[11 empty] | c_DK2_SmallDecentral | 5881 | 3.3828e-05
[11 empty] | c_DK2_SmallDecentral | 5882 | 3.3495e-05
[11 empty] | c_DK2_SmallDecentral | 5883 | 3.6661e-05
[11 empty] | c_DK2_SmallDecentral | 5884 | 5.6492e-05
[11 empty] | c_DK2_SmallDecentral | 5885 | 9.7486e-05
[11 empty] | c_DK2_SmallDecentral | 5886 | 0.00011782
[11 empty] | c_DK2_SmallDecentral | 5887 | 0.00011548
[11 empty] | c_DK2_SmallDecentral | 5888 | 9.4319e-05
[11 empty] | c_DK2_SmallDecentral | 5889 | 9.0487e-05
[11 empty] | c_DK2_SmallDecentral | 5890 | 8.4321e-05
[11 empty] | c_DK2_SmallDecentral | 5891 | 8.1155e-05
[11 empty] | c_DK2_SmallDecentral | 5892 | 7.8488e-05
[11 empty] | c_DK2_SmallDecentral | 5893 | 6.799e-05
[11 empty] | c_DK2_SmallDecentral | 5894 | 6.5324e-05
[11 empty] | c_DK2_SmallDecentral | 5895 | 6.0491e-05
[11 empty] | c_DK2_SmallDecentral | 5896 | 6.1991e-05
[11 empty] | c_DK2_SmallDecentral | 5897 | 6.7657e-05
[11 empty] | c_DK2_SmallDecentral | 5898 | 6.949e-05
[11 empty] | c_DK2_SmallDecentral | 5899 | 7.5156e-05
[11 empty] | c_DK2_SmallDecentral | 5900 | 7.8322e-05
[11 empty] | c_DK2_SmallDecentral | 5901 | 7.2323e-05
[11 empty] | c_DK2_SmallDecentral | 5902 | 5.8158e-05
[11 empty] | c_DK2_SmallDecentral | 5903 | 3.9161e-05
[11 empty] | c_DK2_SmallDecentral | 5904 | 3.0162e-05
[11 empty] | c_DK2_SmallDecentral | 5905 | 3.3828e-05
[11 empty] | c_DK2_SmallDecentral | 5906 | 3.3495e-05
[11 empty] | c_DK2_SmallDecentral | 5907 | 3.6661e-05
[11 empty] | c_DK2_SmallDecentral | 5908 | 5.6325e-05
[11 empty] | c_DK2_SmallDecentral | 5909 | 9.7652e-05
[11 empty] | c_DK2_SmallDecentral | 5910 | 0.00011782
[11 empty] | c_DK2_SmallDecentral | 5911 | 0.00011548
[11 empty] | c_DK2_SmallDecentral | 5912 | 9.4653e-05
[11 empty] | c_DK2_SmallDecentral | 5913 | 9.0487e-05
[11 empty] | c_DK2_SmallDecentral | 5914 | 8.4488e-05
[11 empty] | c_DK2_SmallDecentral | 5915 | 8.0821e-05
[11 empty] | c_DK2_SmallDecentral | 5916 | 7.8322e-05
[11 empty] | c_DK2_SmallDecentral | 5917 | 6.7823e-05
[11 empty] | c_DK2_SmallDecentral | 5918 | 6.549e-05
[11 empty] | c_DK2_SmallDecentral | 5919 | 6.0824e-05
[11 empty] | c_DK2_SmallDecentral | 5920 | 6.2158e-05
[11 empty] | c_DK2_SmallDecentral | 5921 | 6.7657e-05
[11 empty] | c_DK2_SmallDecentral | 5922 | 6.9656e-05
[11 empty] | c_DK2_SmallDecentral | 5923 | 7.5322e-05
[11 empty] | c_DK2_SmallDecentral | 5924 | 7.8488e-05
[11 empty] | c_DK2_SmallDecentral | 5925 | 7.2489e-05
[11 empty] | c_DK2_SmallDecentral | 5926 | 5.8325e-05
[11 empty] | c_DK2_SmallDecentral | 5927 | 3.9161e-05
[11 empty] | c_DK2_SmallDecentral | 5928 | 3.3995e-05
[11 empty] | c_DK2_SmallDecentral | 5929 | 3.7661e-05
[11 empty] | c_DK2_SmallDecentral | 5930 | 3.7661e-05
[11 empty] | c_DK2_SmallDecentral | 5931 | 4.0994e-05
[11 empty] | c_DK2_SmallDecentral | 5932 | 6.1824e-05
[11 empty] | c_DK2_SmallDecentral | 5933 | 0.00010465
[11 empty] | c_DK2_SmallDecentral | 5934 | 0.00012665
[11 empty] | c_DK2_SmallDecentral | 5935 | 0.00012432
[11 empty] | c_DK2_SmallDecentral | 5936 | 0.00010332
[11 empty] | c_DK2_SmallDecentral | 5937 | 9.8486e-05
[11 empty] | c_DK2_SmallDecentral | 5938 | 9.1653e-05
[11 empty] | c_DK2_SmallDecentral | 5939 | 8.7654e-05
[11 empty] | c_DK2_SmallDecentral | 5940 | 8.4321e-05
[11 empty] | c_DK2_SmallDecentral | 5941 | 7.4489e-05
[11 empty] | c_DK2_SmallDecentral | 5942 | 7.1823e-05
[11 empty] | c_DK2_SmallDecentral | 5943 | 6.799e-05
[11 empty] | c_DK2_SmallDecentral | 5944 | 6.949e-05
[11 empty] | c_DK2_SmallDecentral | 5945 | 7.5489e-05
[11 empty] | c_DK2_SmallDecentral | 5946 | 7.7989e-05
[11 empty] | c_DK2_SmallDecentral | 5947 | 8.3654e-05
[11 empty] | c_DK2_SmallDecentral | 5948 | 8.6487e-05
[11 empty] | c_DK2_SmallDecentral | 5949 | 7.9822e-05
[11 empty] | c_DK2_SmallDecentral | 5950 | 6.3491e-05
[11 empty] | c_DK2_SmallDecentral | 5951 | 4.2994e-05
[11 empty] | c_DK2_SmallDecentral | 5952 | 3.6995e-05
[11 empty] | c_DK2_SmallDecentral | 5953 | 3.9994e-05
[11 empty] | c_DK2_SmallDecentral | 5954 | 3.9661e-05
[11 empty] | c_DK2_SmallDecentral | 5955 | 4.2994e-05
[11 empty] | c_DK2_SmallDecentral | 5956 | 6.3157e-05
[11 empty] | c_DK2_SmallDecentral | 5957 | 0.00010648
[11 empty] | c_DK2_SmallDecentral | 5958 | 0.00012898
[11 empty] | c_DK2_SmallDecentral | 5959 | 0.00012881
[11 empty] | c_DK2_SmallDecentral | 5960 | 0.00010915
[11 empty] | c_DK2_SmallDecentral | 5961 | 0.00010332
[11 empty] | c_DK2_SmallDecentral | 5962 | 9.5486e-05
[11 empty] | c_DK2_SmallDecentral | 5963 | 9.0653e-05
[11 empty] | c_DK2_SmallDecentral | 5964 | 8.7987e-05
[11 empty] | c_DK2_SmallDecentral | 5965 | 7.8822e-05
[11 empty] | c_DK2_SmallDecentral | 5966 | 7.4822e-05
[11 empty] | c_DK2_SmallDecentral | 5967 | 7.1489e-05
[11 empty] | c_DK2_SmallDecentral | 5968 | 7.2989e-05
[11 empty] | c_DK2_SmallDecentral | 5969 | 7.9988e-05
[11 empty] | c_DK2_SmallDecentral | 5970 | 8.3154e-05
[11 empty] | c_DK2_SmallDecentral | 5971 | 8.9987e-05
[11 empty] | c_DK2_SmallDecentral | 5972 | 9.182e-05
[11 empty] | c_DK2_SmallDecentral | 5973 | 8.5487e-05
[11 empty] | c_DK2_SmallDecentral | 5974 | 6.7157e-05
[11 empty] | c_DK2_SmallDecentral | 5975 | 4.516e-05
[11 empty] | c_DK2_SmallDecentral | 5976 | 3.9161e-05
[11 empty] | c_DK2_SmallDecentral | 5977 | 3.9328e-05
[11 empty] | c_DK2_SmallDecentral | 5978 | 3.6828e-05
[11 empty] | c_DK2_SmallDecentral | 5979 | 4.1661e-05
[11 empty] | c_DK2_SmallDecentral | 5980 | 6.1491e-05
[11 empty] | c_DK2_SmallDecentral | 5981 | 9.7986e-05
[11 empty] | c_DK2_SmallDecentral | 5982 | 0.00012481
[11 empty] | c_DK2_SmallDecentral | 5983 | 0.00012432
[11 empty] | c_DK2_SmallDecentral | 5984 | 0.00010432
[11 empty] | c_DK2_SmallDecentral | 5985 | 9.7652e-05
[11 empty] | c_DK2_SmallDecentral | 5986 | 9.4319e-05
[11 empty] | c_DK2_SmallDecentral | 5987 | 8.6321e-05
[11 empty] | c_DK2_SmallDecentral | 5988 | 8.3654e-05
[11 empty] | c_DK2_SmallDecentral | 5989 | 7.3989e-05
[11 empty] | c_DK2_SmallDecentral | 5990 | 7.7322e-05
[11 empty] | c_DK2_SmallDecentral | 5991 | 7.2656e-05
[11 empty] | c_DK2_SmallDecentral | 5992 | 7.3822e-05
[11 empty] | c_DK2_SmallDecentral | 5993 | 7.6989e-05
[11 empty] | c_DK2_SmallDecentral | 5994 | 8.0488e-05
[11 empty] | c_DK2_SmallDecentral | 5995 | 8.4654e-05
[11 empty] | c_DK2_SmallDecentral | 5996 | 8.6321e-05
[11 empty] | c_DK2_SmallDecentral | 5997 | 8.2321e-05
[11 empty] | c_DK2_SmallDecentral | 5998 | 6.4824e-05
[11 empty] | c_DK2_SmallDecentral | 5999 | 4.3827e-05
[11 empty] | c_DK2_SmallDecentral | 6000 | 3.7661e-05
[11 empty] | c_DK2_SmallDecentral | 6001 | 4.1827e-05
[11 empty] | c_DK2_SmallDecentral | 6002 | 4.2994e-05
[11 empty] | c_DK2_SmallDecentral | 6003 | 5.2826e-05
[11 empty] | c_DK2_SmallDecentral | 6004 | 7.6489e-05
[11 empty] | c_DK2_SmallDecentral | 6005 | 0.00011382
[11 empty] | c_DK2_SmallDecentral | 6006 | 0.00011932
[11 empty] | c_DK2_SmallDecentral | 6007 | 0.00012182
[11 empty] | c_DK2_SmallDecentral | 6008 | 9.9819e-05
[11 empty] | c_DK2_SmallDecentral | 6009 | 9.3653e-05
[11 empty] | c_DK2_SmallDecentral | 6010 | 8.8654e-05
[11 empty] | c_DK2_SmallDecentral | 6011 | 8.4154e-05
[11 empty] | c_DK2_SmallDecentral | 6012 | 8.2155e-05
[11 empty] | c_DK2_SmallDecentral | 6013 | 7.4156e-05
[11 empty] | c_DK2_SmallDecentral | 6014 | 7.2656e-05
[11 empty] | c_DK2_SmallDecentral | 6015 | 6.949e-05
[11 empty] | c_DK2_SmallDecentral | 6016 | 7.2323e-05
[11 empty] | c_DK2_SmallDecentral | 6017 | 7.8155e-05
[11 empty] | c_DK2_SmallDecentral | 6018 | 8.2321e-05
[11 empty] | c_DK2_SmallDecentral | 6019 | 8.7487e-05
[11 empty] | c_DK2_SmallDecentral | 6020 | 8.9987e-05
[11 empty] | c_DK2_SmallDecentral | 6021 | 8.5821e-05
[11 empty] | c_DK2_SmallDecentral | 6022 | 6.7323e-05
[11 empty] | c_DK2_SmallDecentral | 6023 | 4.6993e-05
[11 empty] | c_DK2_SmallDecentral | 6024 | 3.6161e-05
[11 empty] | c_DK2_SmallDecentral | 6025 | 3.9994e-05
[11 empty] | c_DK2_SmallDecentral | 6026 | 4.0161e-05
[11 empty] | c_DK2_SmallDecentral | 6027 | 4.3994e-05
[11 empty] | c_DK2_SmallDecentral | 6028 | 6.4824e-05
[11 empty] | c_DK2_SmallDecentral | 6029 | 0.00010865
[11 empty] | c_DK2_SmallDecentral | 6030 | 0.00013065
[11 empty] | c_DK2_SmallDecentral | 6031 | 0.00012848
[11 empty] | c_DK2_SmallDecentral | 6032 | 0.00010532
[11 empty] | c_DK2_SmallDecentral | 6033 | 0.00010049
[11 empty] | c_DK2_SmallDecentral | 6034 | 9.3653e-05
[11 empty] | c_DK2_SmallDecentral | 6035 | 8.9154e-05
[11 empty] | c_DK2_SmallDecentral | 6036 | 8.5987e-05
[11 empty] | c_DK2_SmallDecentral | 6037 | 7.6655e-05
[11 empty] | c_DK2_SmallDecentral | 6038 | 7.4322e-05
[11 empty] | c_DK2_SmallDecentral | 6039 | 7.1489e-05
[11 empty] | c_DK2_SmallDecentral | 6040 | 7.3156e-05
[11 empty] | c_DK2_SmallDecentral | 6041 | 7.9155e-05
[11 empty] | c_DK2_SmallDecentral | 6042 | 8.1988e-05
[11 empty] | c_DK2_SmallDecentral | 6043 | 8.8154e-05
[11 empty] | c_DK2_SmallDecentral | 6044 | 9.1487e-05
[11 empty] | c_DK2_SmallDecentral | 6045 | 8.4488e-05
[11 empty] | c_DK2_SmallDecentral | 6046 | 6.749e-05
[11 empty] | c_DK2_SmallDecentral | 6047 | 4.5827e-05
[11 empty] | c_DK2_SmallDecentral | 6048 | 3.3828e-05
[11 empty] | c_DK2_SmallDecentral | 6049 | 3.7161e-05
[11 empty] | c_DK2_SmallDecentral | 6050 | 3.7328e-05
[11 empty] | c_DK2_SmallDecentral | 6051 | 4.0827e-05
[11 empty] | c_DK2_SmallDecentral | 6052 | 6.1491e-05
[11 empty] | c_DK2_SmallDecentral | 6053 | 0.00010382
[11 empty] | c_DK2_SmallDecentral | 6054 | 0.00012565
[11 empty] | c_DK2_SmallDecentral | 6055 | 0.00012332
[11 empty] | c_DK2_SmallDecentral | 6056 | 0.00010248
[11 empty] | c_DK2_SmallDecentral | 6057 | 9.7819e-05
[11 empty] | c_DK2_SmallDecentral | 6058 | 9.0987e-05
[11 empty] | c_DK2_SmallDecentral | 6059 | 8.6987e-05
[11 empty] | c_DK2_SmallDecentral | 6060 | 8.3821e-05
[11 empty] | c_DK2_SmallDecentral | 6061 | 7.4156e-05
[11 empty] | c_DK2_SmallDecentral | 6062 | 7.1323e-05
[11 empty] | c_DK2_SmallDecentral | 6063 | 6.749e-05
[11 empty] | c_DK2_SmallDecentral | 6064 | 6.899e-05
[11 empty] | c_DK2_SmallDecentral | 6065 | 7.4822e-05
[11 empty] | c_DK2_SmallDecentral | 6066 | 7.7489e-05
[11 empty] | c_DK2_SmallDecentral | 6067 | 8.3154e-05
[11 empty] | c_DK2_SmallDecentral | 6068 | 8.5821e-05
[11 empty] | c_DK2_SmallDecentral | 6069 | 7.9155e-05
[11 empty] | c_DK2_SmallDecentral | 6070 | 6.3324e-05
[11 empty] | c_DK2_SmallDecentral | 6071 | 4.2827e-05
[11 empty] | c_DK2_SmallDecentral | 6072 | 3.3162e-05
[11 empty] | c_DK2_SmallDecentral | 6073 | 3.6828e-05
[11 empty] | c_DK2_SmallDecentral | 6074 | 3.6828e-05
[11 empty] | c_DK2_SmallDecentral | 6075 | 4.0161e-05
[11 empty] | c_DK2_SmallDecentral | 6076 | 6.0991e-05
[11 empty] | c_DK2_SmallDecentral | 6077 | 0.00010348
[11 empty] | c_DK2_SmallDecentral | 6078 | 0.00012498
[11 empty] | c_DK2_SmallDecentral | 6079 | 0.00012265
[11 empty] | c_DK2_SmallDecentral | 6080 | 0.00010165
[11 empty] | c_DK2_SmallDecentral | 6081 | 9.6986e-05
[11 empty] | c_DK2_SmallDecentral | 6082 | 9.032e-05
[11 empty] | c_DK2_SmallDecentral | 6083 | 8.6321e-05
[11 empty] | c_DK2_SmallDecentral | 6084 | 8.3321e-05
[11 empty] | c_DK2_SmallDecentral | 6085 | 7.3323e-05
[11 empty] | c_DK2_SmallDecentral | 6086 | 7.0656e-05
[11 empty] | c_DK2_SmallDecentral | 6087 | 6.6657e-05
[11 empty] | c_DK2_SmallDecentral | 6088 | 6.799e-05
[11 empty] | c_DK2_SmallDecentral | 6089 | 7.3822e-05
[11 empty] | c_DK2_SmallDecentral | 6090 | 7.6822e-05
[11 empty] | c_DK2_SmallDecentral | 6091 | 8.2321e-05
[11 empty] | c_DK2_SmallDecentral | 6092 | 8.5154e-05
[11 empty] | c_DK2_SmallDecentral | 6093 | 7.8488e-05
[11 empty] | c_DK2_SmallDecentral | 6094 | 6.2824e-05
[11 empty] | c_DK2_SmallDecentral | 6095 | 4.2327e-05
[11 empty] | c_DK2_SmallDecentral | 6096 | 3.1829e-05
[11 empty] | c_DK2_SmallDecentral | 6097 | 3.5161e-05
[11 empty] | c_DK2_SmallDecentral | 6098 | 3.5161e-05
[11 empty] | c_DK2_SmallDecentral | 6099 | 3.8328e-05
[11 empty] | c_DK2_SmallDecentral | 6100 | 5.8825e-05
[11 empty] | c_DK2_SmallDecentral | 6101 | 0.00010082
[11 empty] | c_DK2_SmallDecentral | 6102 | 0.00012165
[11 empty] | c_DK2_SmallDecentral | 6103 | 0.00011965
[11 empty] | c_DK2_SmallDecentral | 6104 | 9.8152e-05
[11 empty] | c_DK2_SmallDecentral | 6105 | 9.4153e-05
[11 empty] | c_DK2_SmallDecentral | 6106 | 8.7654e-05
[11 empty] | c_DK2_SmallDecentral | 6107 | 8.3821e-05
[11 empty] | c_DK2_SmallDecentral | 6108 | 8.0821e-05
[11 empty] | c_DK2_SmallDecentral | 6109 | 7.0656e-05
[11 empty] | c_DK2_SmallDecentral | 6110 | 6.799e-05
[11 empty] | c_DK2_SmallDecentral | 6111 | 6.3491e-05
[11 empty] | c_DK2_SmallDecentral | 6112 | 6.499e-05
[11 empty] | c_DK2_SmallDecentral | 6113 | 7.0656e-05
[11 empty] | c_DK2_SmallDecentral | 6114 | 7.3156e-05
[11 empty] | c_DK2_SmallDecentral | 6115 | 7.8655e-05
[11 empty] | c_DK2_SmallDecentral | 6116 | 8.1655e-05
[11 empty] | c_DK2_SmallDecentral | 6117 | 7.5489e-05
[11 empty] | c_DK2_SmallDecentral | 6118 | 6.0491e-05
[11 empty] | c_DK2_SmallDecentral | 6119 | 4.0827e-05
[11 empty] | c_DK2_SmallDecentral | 6120 | 3.3328e-05
[11 empty] | c_DK2_SmallDecentral | 6121 | 3.6328e-05
[11 empty] | c_DK2_SmallDecentral | 6122 | 3.5828e-05
[11 empty] | c_DK2_SmallDecentral | 6123 | 3.8661e-05
[11 empty] | c_DK2_SmallDecentral | 6124 | 5.8325e-05
[11 empty] | c_DK2_SmallDecentral | 6125 | 0.00010015
[11 empty] | c_DK2_SmallDecentral | 6126 | 0.00012065
[11 empty] | c_DK2_SmallDecentral | 6127 | 0.00012065
[11 empty] | c_DK2_SmallDecentral | 6128 | 0.00010082
[11 empty] | c_DK2_SmallDecentral | 6129 | 9.6153e-05
[11 empty] | c_DK2_SmallDecentral | 6130 | 8.8654e-05
[11 empty] | c_DK2_SmallDecentral | 6131 | 8.4488e-05
[11 empty] | c_DK2_SmallDecentral | 6132 | 8.1988e-05
[11 empty] | c_DK2_SmallDecentral | 6133 | 7.2656e-05
[11 empty] | c_DK2_SmallDecentral | 6134 | 6.8823e-05
[11 empty] | c_DK2_SmallDecentral | 6135 | 6.499e-05
[11 empty] | c_DK2_SmallDecentral | 6136 | 6.6157e-05
[11 empty] | c_DK2_SmallDecentral | 6137 | 7.2823e-05
[11 empty] | c_DK2_SmallDecentral | 6138 | 7.5822e-05
[11 empty] | c_DK2_SmallDecentral | 6139 | 8.2155e-05
[11 empty] | c_DK2_SmallDecentral | 6140 | 8.4321e-05
[11 empty] | c_DK2_SmallDecentral | 6141 | 7.8488e-05
[11 empty] | c_DK2_SmallDecentral | 6142 | 6.1991e-05
[11 empty] | c_DK2_SmallDecentral | 6143 | 4.1661e-05
[11 empty] | c_DK2_SmallDecentral | 6144 | 3.7828e-05
[11 empty] | c_DK2_SmallDecentral | 6145 | 3.8328e-05
[11 empty] | c_DK2_SmallDecentral | 6146 | 3.5495e-05
[11 empty] | c_DK2_SmallDecentral | 6147 | 4.0494e-05
[11 empty] | c_DK2_SmallDecentral | 6148 | 5.9825e-05
[11 empty] | c_DK2_SmallDecentral | 6149 | 9.5486e-05
[11 empty] | c_DK2_SmallDecentral | 6150 | 0.00012182
[11 empty] | c_DK2_SmallDecentral | 6151 | 0.00012132
[11 empty] | c_DK2_SmallDecentral | 6152 | 0.00010149
[11 empty] | c_DK2_SmallDecentral | 6153 | 9.5319e-05
[11 empty] | c_DK2_SmallDecentral | 6154 | 9.1986e-05
[11 empty] | c_DK2_SmallDecentral | 6155 | 8.4321e-05
[11 empty] | c_DK2_SmallDecentral | 6156 | 8.1655e-05
[11 empty] | c_DK2_SmallDecentral | 6157 | 7.1989e-05
[11 empty] | c_DK2_SmallDecentral | 6158 | 7.5489e-05
[11 empty] | c_DK2_SmallDecentral | 6159 | 7.0823e-05
[11 empty] | c_DK2_SmallDecentral | 6160 | 7.1989e-05
[11 empty] | c_DK2_SmallDecentral | 6161 | 7.4822e-05
[11 empty] | c_DK2_SmallDecentral | 6162 | 7.8322e-05
[11 empty] | c_DK2_SmallDecentral | 6163 | 8.2155e-05
[11 empty] | c_DK2_SmallDecentral | 6164 | 8.3988e-05
[11 empty] | c_DK2_SmallDecentral | 6165 | 8.0155e-05
[11 empty] | c_DK2_SmallDecentral | 6166 | 6.2991e-05
[11 empty] | c_DK2_SmallDecentral | 6167 | 4.2827e-05
[11 empty] | c_DK2_SmallDecentral | 6168 | 3.5995e-05
[11 empty] | c_DK2_SmallDecentral | 6169 | 4.0161e-05
[11 empty] | c_DK2_SmallDecentral | 6170 | 4.1327e-05
[11 empty] | c_DK2_SmallDecentral | 6171 | 5.0659e-05
[11 empty] | c_DK2_SmallDecentral | 6172 | 7.3489e-05
[11 empty] | c_DK2_SmallDecentral | 6173 | 0.00010948
[11 empty] | c_DK2_SmallDecentral | 6174 | 0.00011498
[11 empty] | c_DK2_SmallDecentral | 6175 | 0.00011748
[11 empty] | c_DK2_SmallDecentral | 6176 | 9.6153e-05
[11 empty] | c_DK2_SmallDecentral | 6177 | 9.0153e-05
[11 empty] | c_DK2_SmallDecentral | 6178 | 8.5321e-05
[11 empty] | c_DK2_SmallDecentral | 6179 | 8.1155e-05
[11 empty] | c_DK2_SmallDecentral | 6180 | 7.9155e-05
[11 empty] | c_DK2_SmallDecentral | 6181 | 7.1489e-05
[11 empty] | c_DK2_SmallDecentral | 6182 | 6.9656e-05
[11 empty] | c_DK2_SmallDecentral | 6183 | 6.6657e-05
[11 empty] | c_DK2_SmallDecentral | 6184 | 6.9323e-05
[11 empty] | c_DK2_SmallDecentral | 6185 | 7.5156e-05
[11 empty] | c_DK2_SmallDecentral | 6186 | 7.9155e-05
[11 empty] | c_DK2_SmallDecentral | 6187 | 8.4154e-05
[11 empty] | c_DK2_SmallDecentral | 6188 | 8.6487e-05
[11 empty] | c_DK2_SmallDecentral | 6189 | 8.2488e-05
[11 empty] | c_DK2_SmallDecentral | 6190 | 6.4657e-05
[11 empty] | c_DK2_SmallDecentral | 6191 | 4.5327e-05
[11 empty] | c_DK2_SmallDecentral | 6192 | 3.8328e-05
[11 empty] | c_DK2_SmallDecentral | 6193 | 4.2327e-05
[11 empty] | c_DK2_SmallDecentral | 6194 | 4.266e-05
[11 empty] | c_DK2_SmallDecentral | 6195 | 4.666e-05
[11 empty] | c_DK2_SmallDecentral | 6196 | 6.799e-05
[11 empty] | c_DK2_SmallDecentral | 6197 | 0.00011348
[11 empty] | c_DK2_SmallDecentral | 6198 | 0.00013631
[11 empty] | c_DK2_SmallDecentral | 6199 | 0.00013398
[11 empty] | c_DK2_SmallDecentral | 6200 | 0.00011082
[11 empty] | c_DK2_SmallDecentral | 6201 | 0.00010532
[11 empty] | c_DK2_SmallDecentral | 6202 | 9.8152e-05
[11 empty] | c_DK2_SmallDecentral | 6203 | 9.332e-05
[11 empty] | c_DK2_SmallDecentral | 6204 | 8.9987e-05
[11 empty] | c_DK2_SmallDecentral | 6205 | 8.0821e-05
[11 empty] | c_DK2_SmallDecentral | 6206 | 7.8322e-05
[11 empty] | c_DK2_SmallDecentral | 6207 | 7.5656e-05
[11 empty] | c_DK2_SmallDecentral | 6208 | 7.7655e-05
[11 empty] | c_DK2_SmallDecentral | 6209 | 8.3821e-05
[11 empty] | c_DK2_SmallDecentral | 6210 | 8.6987e-05
[11 empty] | c_DK2_SmallDecentral | 6211 | 9.332e-05
[11 empty] | c_DK2_SmallDecentral | 6212 | 9.6319e-05
[11 empty] | c_DK2_SmallDecentral | 6213 | 8.9154e-05
[11 empty] | c_DK2_SmallDecentral | 6214 | 7.1156e-05
[11 empty] | c_DK2_SmallDecentral | 6215 | 4.816e-05
[11 empty] | c_DK2_SmallDecentral | 6216 | 4.3327e-05
[11 empty] | c_DK2_SmallDecentral | 6217 | 4.716e-05
[11 empty] | c_DK2_SmallDecentral | 6218 | 4.7993e-05
[11 empty] | c_DK2_SmallDecentral | 6219 | 5.2326e-05
[11 empty] | c_DK2_SmallDecentral | 6220 | 7.6489e-05
[11 empty] | c_DK2_SmallDecentral | 6221 | 0.00012598
[11 empty] | c_DK2_SmallDecentral | 6222 | 0.00015264
[11 empty] | c_DK2_SmallDecentral | 6223 | 0.00014981
[11 empty] | c_DK2_SmallDecentral | 6224 | 0.00012698
[11 empty] | c_DK2_SmallDecentral | 6225 | 0.00012015
[11 empty] | c_DK2_SmallDecentral | 6226 | 0.00011165
[11 empty] | c_DK2_SmallDecentral | 6227 | 0.00010615
[11 empty] | c_DK2_SmallDecentral | 6228 | 0.00010165
[11 empty] | c_DK2_SmallDecentral | 6229 | 9.182e-05
[11 empty] | c_DK2_SmallDecentral | 6230 | 8.8487e-05
[11 empty] | c_DK2_SmallDecentral | 6231 | 8.5154e-05
[11 empty] | c_DK2_SmallDecentral | 6232 | 8.6987e-05
[11 empty] | c_DK2_SmallDecentral | 6233 | 9.3653e-05
[11 empty] | c_DK2_SmallDecentral | 6234 | 9.7486e-05
[11 empty] | c_DK2_SmallDecentral | 6235 | 0.00010448
[11 empty] | c_DK2_SmallDecentral | 6236 | 0.00010682
[11 empty] | c_DK2_SmallDecentral | 6237 | 9.8985e-05
[11 empty] | c_DK2_SmallDecentral | 6238 | 7.8488e-05
[11 empty] | c_DK2_SmallDecentral | 6239 | 5.3325e-05
[11 empty] | c_DK2_SmallDecentral | 6240 | 4.516e-05
[11 empty] | c_DK2_SmallDecentral | 6241 | 4.8993e-05
[11 empty] | c_DK2_SmallDecentral | 6242 | 4.9993e-05
[11 empty] | c_DK2_SmallDecentral | 6243 | 5.4492e-05
[11 empty] | c_DK2_SmallDecentral | 6244 | 7.9822e-05
[11 empty] | c_DK2_SmallDecentral | 6245 | 0.00013031
[11 empty] | c_DK2_SmallDecentral | 6246 | 0.00015831
[11 empty] | c_DK2_SmallDecentral | 6247 | 0.00015531
[11 empty] | c_DK2_SmallDecentral | 6248 | 0.00013215
[11 empty] | c_DK2_SmallDecentral | 6249 | 0.00012465
[11 empty] | c_DK2_SmallDecentral | 6250 | 0.00011598
[11 empty] | c_DK2_SmallDecentral | 6251 | 0.00010982
[11 empty] | c_DK2_SmallDecentral | 6252 | 0.00010532
[11 empty] | c_DK2_SmallDecentral | 6253 | 9.5319e-05
[11 empty] | c_DK2_SmallDecentral | 6254 | 9.182e-05
[11 empty] | c_DK2_SmallDecentral | 6255 | 8.8654e-05
[11 empty] | c_DK2_SmallDecentral | 6256 | 9.0487e-05
[11 empty] | c_DK2_SmallDecentral | 6257 | 9.7319e-05
[11 empty] | c_DK2_SmallDecentral | 6258 | 0.00010165
[11 empty] | c_DK2_SmallDecentral | 6259 | 0.00010865
[11 empty] | c_DK2_SmallDecentral | 6260 | 0.00011098
[11 empty] | c_DK2_SmallDecentral | 6261 | 0.00010282
[11 empty] | c_DK2_SmallDecentral | 6262 | 8.1821e-05
[11 empty] | c_DK2_SmallDecentral | 6263 | 5.5492e-05
[11 empty] | c_DK2_SmallDecentral | 6264 | 4.6826e-05
[11 empty] | c_DK2_SmallDecentral | 6265 | 5.0992e-05
[11 empty] | c_DK2_SmallDecentral | 6266 | 5.1659e-05
[11 empty] | c_DK2_SmallDecentral | 6267 | 5.6658e-05
[11 empty] | c_DK2_SmallDecentral | 6268 | 8.2155e-05
[11 empty] | c_DK2_SmallDecentral | 6269 | 0.00013415
[11 empty] | c_DK2_SmallDecentral | 6270 | 0.00016248
[11 empty] | c_DK2_SmallDecentral | 6271 | 0.00015948
[11 empty] | c_DK2_SmallDecentral | 6272 | 0.00013598
[11 empty] | c_DK2_SmallDecentral | 6273 | 0.00012831
[11 empty] | c_DK2_SmallDecentral | 6274 | 0.00011915
[11 empty] | c_DK2_SmallDecentral | 6275 | 0.00011298
[11 empty] | c_DK2_SmallDecentral | 6276 | 0.00010815
[11 empty] | c_DK2_SmallDecentral | 6277 | 9.8319e-05
[11 empty] | c_DK2_SmallDecentral | 6278 | 9.4486e-05
[11 empty] | c_DK2_SmallDecentral | 6279 | 9.1487e-05
[11 empty] | c_DK2_SmallDecentral | 6280 | 9.3486e-05
[11 empty] | c_DK2_SmallDecentral | 6281 | 0.00010032
[11 empty] | c_DK2_SmallDecentral | 6282 | 0.00010448
[11 empty] | c_DK2_SmallDecentral | 6283 | 0.00011198
[11 empty] | c_DK2_SmallDecentral | 6284 | 0.00011415
[11 empty] | c_DK2_SmallDecentral | 6285 | 0.00010598
[11 empty] | c_DK2_SmallDecentral | 6286 | 8.3821e-05
[11 empty] | c_DK2_SmallDecentral | 6287 | 5.7158e-05
[11 empty] | c_DK2_SmallDecentral | 6288 | 4.366e-05
[11 empty] | c_DK2_SmallDecentral | 6289 | 4.6993e-05
[11 empty] | c_DK2_SmallDecentral | 6290 | 4.6826e-05
[11 empty] | c_DK2_SmallDecentral | 6291 | 5.0992e-05
[11 empty] | c_DK2_SmallDecentral | 6292 | 7.3822e-05
[11 empty] | c_DK2_SmallDecentral | 6293 | 0.00012182
[11 empty] | c_DK2_SmallDecentral | 6294 | 0.00014848
[11 empty] | c_DK2_SmallDecentral | 6295 | 0.00014798
[11 empty] | c_DK2_SmallDecentral | 6296 | 0.00012665
[11 empty] | c_DK2_SmallDecentral | 6297 | 0.00011932
[11 empty] | c_DK2_SmallDecentral | 6298 | 0.00011015
[11 empty] | c_DK2_SmallDecentral | 6299 | 0.00010432
[11 empty] | c_DK2_SmallDecentral | 6300 | 0.00010115
[11 empty] | c_DK2_SmallDecentral | 6301 | 9.1487e-05
[11 empty] | c_DK2_SmallDecentral | 6302 | 8.7154e-05
[11 empty] | c_DK2_SmallDecentral | 6303 | 8.3821e-05
[11 empty] | c_DK2_SmallDecentral | 6304 | 8.5654e-05
[11 empty] | c_DK2_SmallDecentral | 6305 | 9.3153e-05
[11 empty] | c_DK2_SmallDecentral | 6306 | 9.7152e-05
[11 empty] | c_DK2_SmallDecentral | 6307 | 0.00010498
[11 empty] | c_DK2_SmallDecentral | 6308 | 0.00010665
[11 empty] | c_DK2_SmallDecentral | 6309 | 9.9485e-05
[11 empty] | c_DK2_SmallDecentral | 6310 | 7.7989e-05
[11 empty] | c_DK2_SmallDecentral | 6311 | 5.2826e-05
[11 empty] | c_DK2_SmallDecentral | 6312 | 4.3327e-05
[11 empty] | c_DK2_SmallDecentral | 6313 | 4.366e-05
[11 empty] | c_DK2_SmallDecentral | 6314 | 4.1161e-05
[11 empty] | c_DK2_SmallDecentral | 6315 | 4.6493e-05
[11 empty] | c_DK2_SmallDecentral | 6316 | 6.7823e-05
[11 empty] | c_DK2_SmallDecentral | 6317 | 0.00010698
[11 empty] | c_DK2_SmallDecentral | 6318 | 0.00013548
[11 empty] | c_DK2_SmallDecentral | 6319 | 0.00013515
[11 empty] | c_DK2_SmallDecentral | 6320 | 0.00011448
[11 empty] | c_DK2_SmallDecentral | 6321 | 0.00010682
[11 empty] | c_DK2_SmallDecentral | 6322 | 0.00010298
[11 empty] | c_DK2_SmallDecentral | 6323 | 9.4319e-05
[11 empty] | c_DK2_SmallDecentral | 6324 | 9.1153e-05
[11 empty] | c_DK2_SmallDecentral | 6325 | 8.1155e-05
[11 empty] | c_DK2_SmallDecentral | 6326 | 8.4488e-05
[11 empty] | c_DK2_SmallDecentral | 6327 | 8.0155e-05
[11 empty] | c_DK2_SmallDecentral | 6328 | 8.1321e-05
[11 empty] | c_DK2_SmallDecentral | 6329 | 8.4821e-05
[11 empty] | c_DK2_SmallDecentral | 6330 | 8.8987e-05
[11 empty] | c_DK2_SmallDecentral | 6331 | 9.3653e-05
[11 empty] | c_DK2_SmallDecentral | 6332 | 9.4986e-05
[11 empty] | c_DK2_SmallDecentral | 6333 | 9.0653e-05
[11 empty] | c_DK2_SmallDecentral | 6334 | 7.1156e-05
[11 empty] | c_DK2_SmallDecentral | 6335 | 4.8493e-05
[11 empty] | c_DK2_SmallDecentral | 6336 | 3.9661e-05
[11 empty] | c_DK2_SmallDecentral | 6337 | 4.416e-05
[11 empty] | c_DK2_SmallDecentral | 6338 | 4.5327e-05
[11 empty] | c_DK2_SmallDecentral | 6339 | 5.5492e-05
[11 empty] | c_DK2_SmallDecentral | 6340 | 8.0155e-05
[11 empty] | c_DK2_SmallDecentral | 6341 | 0.00011882
[11 empty] | c_DK2_SmallDecentral | 6342 | 0.00012465
[11 empty] | c_DK2_SmallDecentral | 6343 | 0.00012698
[11 empty] | c_DK2_SmallDecentral | 6344 | 0.00010482
[11 empty] | c_DK2_SmallDecentral | 6345 | 9.7986e-05
[11 empty] | c_DK2_SmallDecentral | 6346 | 9.282e-05
[11 empty] | c_DK2_SmallDecentral | 6347 | 8.8154e-05
[11 empty] | c_DK2_SmallDecentral | 6348 | 8.5654e-05
[11 empty] | c_DK2_SmallDecentral | 6349 | 7.7989e-05
[11 empty] | c_DK2_SmallDecentral | 6350 | 7.6322e-05
[11 empty] | c_DK2_SmallDecentral | 6351 | 7.3323e-05
[11 empty] | c_DK2_SmallDecentral | 6352 | 7.6322e-05
[11 empty] | c_DK2_SmallDecentral | 6353 | 8.2488e-05
[11 empty] | c_DK2_SmallDecentral | 6354 | 8.6821e-05
[11 empty] | c_DK2_SmallDecentral | 6355 | 9.232e-05
[11 empty] | c_DK2_SmallDecentral | 6356 | 9.4486e-05
[11 empty] | c_DK2_SmallDecentral | 6357 | 9.0153e-05
[11 empty] | c_DK2_SmallDecentral | 6358 | 7.0823e-05
[11 empty] | c_DK2_SmallDecentral | 6359 | 4.9493e-05
[11 empty] | c_DK2_SmallDecentral | 6360 | 3.7661e-05
[11 empty] | c_DK2_SmallDecentral | 6361 | 4.1661e-05
[11 empty] | c_DK2_SmallDecentral | 6362 | 4.1994e-05
[11 empty] | c_DK2_SmallDecentral | 6363 | 4.5827e-05
[11 empty] | c_DK2_SmallDecentral | 6364 | 6.7157e-05
[11 empty] | c_DK2_SmallDecentral | 6365 | 0.00011198
[11 empty] | c_DK2_SmallDecentral | 6366 | 0.00013481
[11 empty] | c_DK2_SmallDecentral | 6367 | 0.00013248
[11 empty] | c_DK2_SmallDecentral | 6368 | 0.00010932
[11 empty] | c_DK2_SmallDecentral | 6369 | 0.00010382
[11 empty] | c_DK2_SmallDecentral | 6370 | 9.6986e-05
[11 empty] | c_DK2_SmallDecentral | 6371 | 9.232e-05
[11 empty] | c_DK2_SmallDecentral | 6372 | 8.8987e-05
[11 empty] | c_DK2_SmallDecentral | 6373 | 7.9488e-05
[11 empty] | c_DK2_SmallDecentral | 6374 | 7.7322e-05
[11 empty] | c_DK2_SmallDecentral | 6375 | 7.4489e-05
[11 empty] | c_DK2_SmallDecentral | 6376 | 7.6155e-05
[11 empty] | c_DK2_SmallDecentral | 6377 | 8.2655e-05
[11 empty] | c_DK2_SmallDecentral | 6378 | 8.5487e-05
[11 empty] | c_DK2_SmallDecentral | 6379 | 9.182e-05
[11 empty] | c_DK2_SmallDecentral | 6380 | 9.5153e-05
[11 empty] | c_DK2_SmallDecentral | 6381 | 8.782e-05
[11 empty] | c_DK2_SmallDecentral | 6382 | 7.0156e-05
[11 empty] | c_DK2_SmallDecentral | 6383 | 4.766e-05
[11 empty] | c_DK2_SmallDecentral | 6384 | 3.7161e-05
[11 empty] | c_DK2_SmallDecentral | 6385 | 4.0494e-05
[11 empty] | c_DK2_SmallDecentral | 6386 | 4.0994e-05
[11 empty] | c_DK2_SmallDecentral | 6387 | 4.4493e-05
[11 empty] | c_DK2_SmallDecentral | 6388 | 6.6324e-05
[11 empty] | c_DK2_SmallDecentral | 6389 | 0.00011098
[11 empty] | c_DK2_SmallDecentral | 6390 | 0.00013415
[11 empty] | c_DK2_SmallDecentral | 6391 | 0.00013165
[11 empty] | c_DK2_SmallDecentral | 6392 | 0.00011048
[11 empty] | c_DK2_SmallDecentral | 6393 | 0.00010498
[11 empty] | c_DK2_SmallDecentral | 6394 | 9.7652e-05
[11 empty] | c_DK2_SmallDecentral | 6395 | 9.332e-05
[11 empty] | c_DK2_SmallDecentral | 6396 | 8.9487e-05
[11 empty] | c_DK2_SmallDecentral | 6397 | 7.9988e-05
[11 empty] | c_DK2_SmallDecentral | 6398 | 7.6989e-05
[11 empty] | c_DK2_SmallDecentral | 6399 | 7.3489e-05
[11 empty] | c_DK2_SmallDecentral | 6400 | 7.5156e-05
[11 empty] | c_DK2_SmallDecentral | 6401 | 8.1321e-05
[11 empty] | c_DK2_SmallDecentral | 6402 | 8.4488e-05
[11 empty] | c_DK2_SmallDecentral | 6403 | 9.0487e-05
[11 empty] | c_DK2_SmallDecentral | 6404 | 9.282e-05
[11 empty] | c_DK2_SmallDecentral | 6405 | 8.5987e-05
[11 empty] | c_DK2_SmallDecentral | 6406 | 6.8157e-05
[11 empty] | c_DK2_SmallDecentral | 6407 | 4.6327e-05
[11 empty] | c_DK2_SmallDecentral | 6408 | 3.6328e-05
[11 empty] | c_DK2_SmallDecentral | 6409 | 3.9994e-05
[11 empty] | c_DK2_SmallDecentral | 6410 | 4.0161e-05
[11 empty] | c_DK2_SmallDecentral | 6411 | 4.3827e-05
[11 empty] | c_DK2_SmallDecentral | 6412 | 6.5157e-05
[11 empty] | c_DK2_SmallDecentral | 6413 | 0.00010915
[11 empty] | c_DK2_SmallDecentral | 6414 | 0.00013215
[11 empty] | c_DK2_SmallDecentral | 6415 | 0.00012965
[11 empty] | c_DK2_SmallDecentral | 6416 | 0.00010898
[11 empty] | c_DK2_SmallDecentral | 6417 | 0.00010332
[11 empty] | c_DK2_SmallDecentral | 6418 | 9.6153e-05
[11 empty] | c_DK2_SmallDecentral | 6419 | 9.182e-05
[11 empty] | c_DK2_SmallDecentral | 6420 | 8.8154e-05
[11 empty] | c_DK2_SmallDecentral | 6421 | 7.8822e-05
[11 empty] | c_DK2_SmallDecentral | 6422 | 7.5822e-05
[11 empty] | c_DK2_SmallDecentral | 6423 | 7.2656e-05
[11 empty] | c_DK2_SmallDecentral | 6424 | 7.3989e-05
[11 empty] | c_DK2_SmallDecentral | 6425 | 8.0155e-05
[11 empty] | c_DK2_SmallDecentral | 6426 | 8.3321e-05
[11 empty] | c_DK2_SmallDecentral | 6427 | 8.9154e-05
[11 empty] | c_DK2_SmallDecentral | 6428 | 9.1487e-05
[11 empty] | c_DK2_SmallDecentral | 6429 | 8.4654e-05
[11 empty] | c_DK2_SmallDecentral | 6430 | 6.749e-05
[11 empty] | c_DK2_SmallDecentral | 6431 | 4.5493e-05
[11 empty] | c_DK2_SmallDecentral | 6432 | 3.5661e-05
[11 empty] | c_DK2_SmallDecentral | 6433 | 3.9328e-05
[11 empty] | c_DK2_SmallDecentral | 6434 | 3.9661e-05
[11 empty] | c_DK2_SmallDecentral | 6435 | 4.316e-05
[11 empty] | c_DK2_SmallDecentral | 6436 | 6.4157e-05
[11 empty] | c_DK2_SmallDecentral | 6437 | 0.00010765
[11 empty] | c_DK2_SmallDecentral | 6438 | 0.00013015
[11 empty] | c_DK2_SmallDecentral | 6439 | 0.00012781
[11 empty] | c_DK2_SmallDecentral | 6440 | 0.00010715
[11 empty] | c_DK2_SmallDecentral | 6441 | 0.00010165
[11 empty] | c_DK2_SmallDecentral | 6442 | 9.4653e-05
[11 empty] | c_DK2_SmallDecentral | 6443 | 9.032e-05
[11 empty] | c_DK2_SmallDecentral | 6444 | 8.6821e-05
[11 empty] | c_DK2_SmallDecentral | 6445 | 7.7655e-05
[11 empty] | c_DK2_SmallDecentral | 6446 | 7.4489e-05
[11 empty] | c_DK2_SmallDecentral | 6447 | 7.1156e-05
[11 empty] | c_DK2_SmallDecentral | 6448 | 7.2989e-05
[11 empty] | c_DK2_SmallDecentral | 6449 | 7.8988e-05
[11 empty] | c_DK2_SmallDecentral | 6450 | 8.1821e-05
[11 empty] | c_DK2_SmallDecentral | 6451 | 8.7654e-05
[11 empty] | c_DK2_SmallDecentral | 6452 | 9.0153e-05
[11 empty] | c_DK2_SmallDecentral | 6453 | 8.3154e-05
[11 empty] | c_DK2_SmallDecentral | 6454 | 6.599e-05
[11 empty] | c_DK2_SmallDecentral | 6455 | 4.4827e-05
[11 empty] | c_DK2_SmallDecentral | 6456 | 3.4995e-05
[11 empty] | c_DK2_SmallDecentral | 6457 | 3.7661e-05
[11 empty] | c_DK2_SmallDecentral | 6458 | 3.7494e-05
[11 empty] | c_DK2_SmallDecentral | 6459 | 4.0661e-05
[11 empty] | c_DK2_SmallDecentral | 6460 | 5.9825e-05
[11 empty] | c_DK2_SmallDecentral | 6461 | 0.00010165
[11 empty] | c_DK2_SmallDecentral | 6462 | 0.00012298
[11 empty] | c_DK2_SmallDecentral | 6463 | 0.00012298
[11 empty] | c_DK2_SmallDecentral | 6464 | 0.00010365
[11 empty] | c_DK2_SmallDecentral | 6465 | 9.8486e-05
[11 empty] | c_DK2_SmallDecentral | 6466 | 9.082e-05
[11 empty] | c_DK2_SmallDecentral | 6467 | 8.6487e-05
[11 empty] | c_DK2_SmallDecentral | 6468 | 8.3821e-05
[11 empty] | c_DK2_SmallDecentral | 6469 | 7.5156e-05
[11 empty] | c_DK2_SmallDecentral | 6470 | 7.1323e-05
[11 empty] | c_DK2_SmallDecentral | 6471 | 6.799e-05
[11 empty] | c_DK2_SmallDecentral | 6472 | 6.9323e-05
[11 empty] | c_DK2_SmallDecentral | 6473 | 7.5989e-05
[11 empty] | c_DK2_SmallDecentral | 6474 | 7.8988e-05
[11 empty] | c_DK2_SmallDecentral | 6475 | 8.5321e-05
[11 empty] | c_DK2_SmallDecentral | 6476 | 8.7154e-05
[11 empty] | c_DK2_SmallDecentral | 6477 | 8.1155e-05
[11 empty] | c_DK2_SmallDecentral | 6478 | 6.3824e-05
[11 empty] | c_DK2_SmallDecentral | 6479 | 4.2994e-05
[11 empty] | c_DK2_SmallDecentral | 6480 | 3.8494e-05
[11 empty] | c_DK2_SmallDecentral | 6481 | 3.8828e-05
[11 empty] | c_DK2_SmallDecentral | 6482 | 3.6161e-05
[11 empty] | c_DK2_SmallDecentral | 6483 | 4.0994e-05
[11 empty] | c_DK2_SmallDecentral | 6484 | 6.0491e-05
[11 empty] | c_DK2_SmallDecentral | 6485 | 9.6153e-05
[11 empty] | c_DK2_SmallDecentral | 6486 | 0.00012232
[11 empty] | c_DK2_SmallDecentral | 6487 | 0.00012198
[11 empty] | c_DK2_SmallDecentral | 6488 | 0.00010248
[11 empty] | c_DK2_SmallDecentral | 6489 | 9.5819e-05
[11 empty] | c_DK2_SmallDecentral | 6490 | 9.2653e-05
[11 empty] | c_DK2_SmallDecentral | 6491 | 8.4821e-05
[11 empty] | c_DK2_SmallDecentral | 6492 | 8.2321e-05
[11 empty] | c_DK2_SmallDecentral | 6493 | 7.2656e-05
[11 empty] | c_DK2_SmallDecentral | 6494 | 7.6155e-05
[11 empty] | c_DK2_SmallDecentral | 6495 | 7.1823e-05
[11 empty] | c_DK2_SmallDecentral | 6496 | 7.2656e-05
[11 empty] | c_DK2_SmallDecentral | 6497 | 7.5822e-05
[11 empty] | c_DK2_SmallDecentral | 6498 | 7.9322e-05
[11 empty] | c_DK2_SmallDecentral | 6499 | 8.3488e-05
[11 empty] | c_DK2_SmallDecentral | 6500 | 8.4987e-05
[11 empty] | c_DK2_SmallDecentral | 6501 | 8.0821e-05
[11 empty] | c_DK2_SmallDecentral | 6502 | 6.3491e-05
[11 empty] | c_DK2_SmallDecentral | 6503 | 4.3327e-05
[11 empty] | c_DK2_SmallDecentral | 6504 | 3.7828e-05
[11 empty] | c_DK2_SmallDecentral | 6505 | 4.1994e-05
[11 empty] | c_DK2_SmallDecentral | 6506 | 4.3327e-05
[11 empty] | c_DK2_SmallDecentral | 6507 | 5.2992e-05
[11 empty] | c_DK2_SmallDecentral | 6508 | 7.6655e-05
[11 empty] | c_DK2_SmallDecentral | 6509 | 0.00011348
[11 empty] | c_DK2_SmallDecentral | 6510 | 0.00011932
[11 empty] | c_DK2_SmallDecentral | 6511 | 0.00012182
[11 empty] | c_DK2_SmallDecentral | 6512 | 0.00010015
[11 empty] | c_DK2_SmallDecentral | 6513 | 9.382e-05
[11 empty] | c_DK2_SmallDecentral | 6514 | 8.882e-05
[11 empty] | c_DK2_SmallDecentral | 6515 | 8.4321e-05
[11 empty] | c_DK2_SmallDecentral | 6516 | 8.2155e-05
[11 empty] | c_DK2_SmallDecentral | 6517 | 7.4656e-05
[11 empty] | c_DK2_SmallDecentral | 6518 | 7.2823e-05
[11 empty] | c_DK2_SmallDecentral | 6519 | 6.999e-05
[11 empty] | c_DK2_SmallDecentral | 6520 | 7.2989e-05
[11 empty] | c_DK2_SmallDecentral | 6521 | 7.8822e-05
[11 empty] | c_DK2_SmallDecentral | 6522 | 8.2988e-05
[11 empty] | c_DK2_SmallDecentral | 6523 | 8.8154e-05
[11 empty] | c_DK2_SmallDecentral | 6524 | 9.032e-05
[11 empty] | c_DK2_SmallDecentral | 6525 | 8.6154e-05
[11 empty] | c_DK2_SmallDecentral | 6526 | 6.749e-05
[11 empty] | c_DK2_SmallDecentral | 6527 | 4.716e-05
[11 empty] | c_DK2_SmallDecentral | 6528 | 4.0494e-05
[11 empty] | c_DK2_SmallDecentral | 6529 | 4.4493e-05
[11 empty] | c_DK2_SmallDecentral | 6530 | 4.516e-05
[11 empty] | c_DK2_SmallDecentral | 6531 | 4.9326e-05
[11 empty] | c_DK2_SmallDecentral | 6532 | 7.1823e-05
[11 empty] | c_DK2_SmallDecentral | 6533 | 0.00011865
[11 empty] | c_DK2_SmallDecentral | 6534 | 0.00014281
[11 empty] | c_DK2_SmallDecentral | 6535 | 0.00014031
[11 empty] | c_DK2_SmallDecentral | 6536 | 0.00011665
[11 empty] | c_DK2_SmallDecentral | 6537 | 0.00011048
[11 empty] | c_DK2_SmallDecentral | 6538 | 0.00010298
[11 empty] | c_DK2_SmallDecentral | 6539 | 9.7819e-05
[11 empty] | c_DK2_SmallDecentral | 6540 | 9.4153e-05
[11 empty] | c_DK2_SmallDecentral | 6541 | 8.4654e-05
[11 empty] | c_DK2_SmallDecentral | 6542 | 8.2155e-05
[11 empty] | c_DK2_SmallDecentral | 6543 | 7.9655e-05
[11 empty] | c_DK2_SmallDecentral | 6544 | 8.1488e-05
[11 empty] | c_DK2_SmallDecentral | 6545 | 8.8154e-05
[11 empty] | c_DK2_SmallDecentral | 6546 | 9.1487e-05
[11 empty] | c_DK2_SmallDecentral | 6547 | 9.7986e-05
[11 empty] | c_DK2_SmallDecentral | 6548 | 0.00010132
[11 empty] | c_DK2_SmallDecentral | 6549 | 9.3653e-05
[11 empty] | c_DK2_SmallDecentral | 6550 | 7.4656e-05
[11 empty] | c_DK2_SmallDecentral | 6551 | 5.0992e-05
[11 empty] | c_DK2_SmallDecentral | 6552 | 4.766e-05
[11 empty] | c_DK2_SmallDecentral | 6553 | 5.1826e-05
[11 empty] | c_DK2_SmallDecentral | 6554 | 5.2659e-05
[11 empty] | c_DK2_SmallDecentral | 6555 | 5.7658e-05
[11 empty] | c_DK2_SmallDecentral | 6556 | 8.3488e-05
[11 empty] | c_DK2_SmallDecentral | 6557 | 0.00013581
[11 empty] | c_DK2_SmallDecentral | 6558 | 0.00016448
[11 empty] | c_DK2_SmallDecentral | 6559 | 0.00016148
[11 empty] | c_DK2_SmallDecentral | 6560 | 0.00013781
[11 empty] | c_DK2_SmallDecentral | 6561 | 0.00013015
[11 empty] | c_DK2_SmallDecentral | 6562 | 0.00012082
[11 empty] | c_DK2_SmallDecentral | 6563 | 0.00011465
[11 empty] | c_DK2_SmallDecentral | 6564 | 0.00010982
[11 empty] | c_DK2_SmallDecentral | 6565 | 9.9819e-05
[11 empty] | c_DK2_SmallDecentral | 6566 | 9.6153e-05
[11 empty] | c_DK2_SmallDecentral | 6567 | 9.2986e-05
[11 empty] | c_DK2_SmallDecentral | 6568 | 9.4986e-05
[11 empty] | c_DK2_SmallDecentral | 6569 | 0.00010215
[11 empty] | c_DK2_SmallDecentral | 6570 | 0.00010632
[11 empty] | c_DK2_SmallDecentral | 6571 | 0.00011365
[11 empty] | c_DK2_SmallDecentral | 6572 | 0.00011565
[11 empty] | c_DK2_SmallDecentral | 6573 | 0.00010748
[11 empty] | c_DK2_SmallDecentral | 6574 | 8.4987e-05
[11 empty] | c_DK2_SmallDecentral | 6575 | 5.8158e-05
[11 empty] | c_DK2_SmallDecentral | 6576 | 5.3659e-05
[11 empty] | c_DK2_SmallDecentral | 6577 | 5.8491e-05
[11 empty] | c_DK2_SmallDecentral | 6578 | 5.8991e-05
[11 empty] | c_DK2_SmallDecentral | 6579 | 6.4657e-05
[11 empty] | c_DK2_SmallDecentral | 6580 | 9.032e-05
[11 empty] | c_DK2_SmallDecentral | 6581 | 0.00014181
[11 empty] | c_DK2_SmallDecentral | 6582 | 0.00016881
[11 empty] | c_DK2_SmallDecentral | 6583 | 0.00016614
[11 empty] | c_DK2_SmallDecentral | 6584 | 0.00014548
[11 empty] | c_DK2_SmallDecentral | 6585 | 0.00013715
[11 empty] | c_DK2_SmallDecentral | 6586 | 0.00012831
[11 empty] | c_DK2_SmallDecentral | 6587 | 0.00012248
[11 empty] | c_DK2_SmallDecentral | 6588 | 0.00011815
[11 empty] | c_DK2_SmallDecentral | 6589 | 0.00010848
[11 empty] | c_DK2_SmallDecentral | 6590 | 0.00010615
[11 empty] | c_DK2_SmallDecentral | 6591 | 0.00010348
[11 empty] | c_DK2_SmallDecentral | 6592 | 0.00010648
[11 empty] | c_DK2_SmallDecentral | 6593 | 0.00011382
[11 empty] | c_DK2_SmallDecentral | 6594 | 0.00011698
[11 empty] | c_DK2_SmallDecentral | 6595 | 0.00012248
[11 empty] | c_DK2_SmallDecentral | 6596 | 0.00012382
[11 empty] | c_DK2_SmallDecentral | 6597 | 0.00011348
[11 empty] | c_DK2_SmallDecentral | 6598 | 9.032e-05
[11 empty] | c_DK2_SmallDecentral | 6599 | 6.4491e-05
[11 empty] | c_DK2_SmallDecentral | 6600 | 5.8825e-05
[11 empty] | c_DK2_SmallDecentral | 6601 | 6.4324e-05
[11 empty] | c_DK2_SmallDecentral | 6602 | 6.4657e-05
[11 empty] | c_DK2_SmallDecentral | 6603 | 7.099e-05
[11 empty] | c_DK2_SmallDecentral | 6604 | 9.7152e-05
[11 empty] | c_DK2_SmallDecentral | 6605 | 0.00014931
[11 empty] | c_DK2_SmallDecentral | 6606 | 0.00017631
[11 empty] | c_DK2_SmallDecentral | 6607 | 0.00017381
[11 empty] | c_DK2_SmallDecentral | 6608 | 0.00015398
[11 empty] | c_DK2_SmallDecentral | 6609 | 0.00014531
[11 empty] | c_DK2_SmallDecentral | 6610 | 0.00013615
[11 empty] | c_DK2_SmallDecentral | 6611 | 0.00013048
[11 empty] | c_DK2_SmallDecentral | 6612 | 0.00012631
[11 empty] | c_DK2_SmallDecentral | 6613 | 0.00011682
[11 empty] | c_DK2_SmallDecentral | 6614 | 0.00011498
[11 empty] | c_DK2_SmallDecentral | 6615 | 0.00011265
[11 empty] | c_DK2_SmallDecentral | 6616 | 0.00011582
[11 empty] | c_DK2_SmallDecentral | 6617 | 0.00012382
[11 empty] | c_DK2_SmallDecentral | 6618 | 0.00012631
[11 empty] | c_DK2_SmallDecentral | 6619 | 0.00013098
[11 empty] | c_DK2_SmallDecentral | 6620 | 0.00013215
[11 empty] | c_DK2_SmallDecentral | 6621 | 0.00012048
[11 empty] | c_DK2_SmallDecentral | 6622 | 9.5819e-05
[11 empty] | c_DK2_SmallDecentral | 6623 | 6.999e-05
[11 empty] | c_DK2_SmallDecentral | 6624 | 6.0991e-05
[11 empty] | c_DK2_SmallDecentral | 6625 | 6.5824e-05
[11 empty] | c_DK2_SmallDecentral | 6626 | 6.5824e-05
[11 empty] | c_DK2_SmallDecentral | 6627 | 7.1489e-05
[11 empty] | c_DK2_SmallDecentral | 6628 | 9.6819e-05
[11 empty] | c_DK2_SmallDecentral | 6629 | 0.00014881
[11 empty] | c_DK2_SmallDecentral | 6630 | 0.00017697
[11 empty] | c_DK2_SmallDecentral | 6631 | 0.00017681
[11 empty] | c_DK2_SmallDecentral | 6632 | 0.00015814
[11 empty] | c_DK2_SmallDecentral | 6633 | 0.00014898
[11 empty] | c_DK2_SmallDecentral | 6634 | 0.00013915
[11 empty] | c_DK2_SmallDecentral | 6635 | 0.00013281
[11 empty] | c_DK2_SmallDecentral | 6636 | 0.00012898
[11 empty] | c_DK2_SmallDecentral | 6637 | 0.00011982
[11 empty] | c_DK2_SmallDecentral | 6638 | 0.00011748
[11 empty] | c_DK2_SmallDecentral | 6639 | 0.00011532
[11 empty] | c_DK2_SmallDecentral | 6640 | 0.00011848
[11 empty] | c_DK2_SmallDecentral | 6641 | 0.00012715
[11 empty] | c_DK2_SmallDecentral | 6642 | 0.00013048
[11 empty] | c_DK2_SmallDecentral | 6643 | 0.00013548
[11 empty] | c_DK2_SmallDecentral | 6644 | 0.00013581
[11 empty] | c_DK2_SmallDecentral | 6645 | 0.00012448
[11 empty] | c_DK2_SmallDecentral | 6646 | 9.8152e-05
[11 empty] | c_DK2_SmallDecentral | 6647 | 7.1823e-05
[11 empty] | c_DK2_SmallDecentral | 6648 | 6.799e-05
[11 empty] | c_DK2_SmallDecentral | 6649 | 7.1489e-05
[11 empty] | c_DK2_SmallDecentral | 6650 | 6.8157e-05
[11 empty] | c_DK2_SmallDecentral | 6651 | 7.7155e-05
[11 empty] | c_DK2_SmallDecentral | 6652 | 0.00010382
[11 empty] | c_DK2_SmallDecentral | 6653 | 0.00015264
[11 empty] | c_DK2_SmallDecentral | 6654 | 0.00018581
[11 empty] | c_DK2_SmallDecentral | 6655 | 0.00018364
[11 empty] | c_DK2_SmallDecentral | 6656 | 0.00016331
[11 empty] | c_DK2_SmallDecentral | 6657 | 0.00015298
[11 empty] | c_DK2_SmallDecentral | 6658 | 0.00014631
[11 empty] | c_DK2_SmallDecentral | 6659 | 0.00013731
[11 empty] | c_DK2_SmallDecentral | 6660 | 0.00013365
[11 empty] | c_DK2_SmallDecentral | 6661 | 0.00012198
[11 empty] | c_DK2_SmallDecentral | 6662 | 0.00012581
[11 empty] | c_DK2_SmallDecentral | 6663 | 0.00012365
[11 empty] | c_DK2_SmallDecentral | 6664 | 0.00012798
[11 empty] | c_DK2_SmallDecentral | 6665 | 0.00013381
[11 empty] | c_DK2_SmallDecentral | 6666 | 0.00013815
[11 empty] | c_DK2_SmallDecentral | 6667 | 0.00013998
[11 empty] | c_DK2_SmallDecentral | 6668 | 0.00014065
[11 empty] | c_DK2_SmallDecentral | 6669 | 0.00013031
[11 empty] | c_DK2_SmallDecentral | 6670 | 0.00010448
[11 empty] | c_DK2_SmallDecentral | 6671 | 7.6489e-05
[11 empty] | c_DK2_SmallDecentral | 6672 | 7.4322e-05
[11 empty] | c_DK2_SmallDecentral | 6673 | 8.3154e-05
[11 empty] | c_DK2_SmallDecentral | 6674 | 8.1655e-05
[11 empty] | c_DK2_SmallDecentral | 6675 | 9.5153e-05
[11 empty] | c_DK2_SmallDecentral | 6676 | 0.00012615
[11 empty] | c_DK2_SmallDecentral | 6677 | 0.00017881
[11 empty] | c_DK2_SmallDecentral | 6678 | 0.00018664
[11 empty] | c_DK2_SmallDecentral | 6679 | 0.00018497
[11 empty] | c_DK2_SmallDecentral | 6680 | 0.00016281
[11 empty] | c_DK2_SmallDecentral | 6681 | 0.00015498
[11 empty] | c_DK2_SmallDecentral | 6682 | 0.00014681
[11 empty] | c_DK2_SmallDecentral | 6683 | 0.00014165
[11 empty] | c_DK2_SmallDecentral | 6684 | 0.00013831
[11 empty] | c_DK2_SmallDecentral | 6685 | 0.00013031
[11 empty] | c_DK2_SmallDecentral | 6686 | 0.00013065
[11 empty] | c_DK2_SmallDecentral | 6687 | 0.00012865
[11 empty] | c_DK2_SmallDecentral | 6688 | 0.00013531
[11 empty] | c_DK2_SmallDecentral | 6689 | 0.00014481
[11 empty] | c_DK2_SmallDecentral | 6690 | 0.00014881
[11 empty] | c_DK2_SmallDecentral | 6691 | 0.00015214
[11 empty] | c_DK2_SmallDecentral | 6692 | 0.00015348
[11 empty] | c_DK2_SmallDecentral | 6693 | 0.00014265
[11 empty] | c_DK2_SmallDecentral | 6694 | 0.00011515
[11 empty] | c_DK2_SmallDecentral | 6695 | 8.7154e-05
[11 empty] | c_DK2_SmallDecentral | 6696 | 7.6822e-05
[11 empty] | c_DK2_SmallDecentral | 6697 | 8.3488e-05
[11 empty] | c_DK2_SmallDecentral | 6698 | 8.4321e-05
[11 empty] | c_DK2_SmallDecentral | 6699 | 9.182e-05
[11 empty] | c_DK2_SmallDecentral | 6700 | 0.00011982
[11 empty] | c_DK2_SmallDecentral | 6701 | 0.00017881
[11 empty] | c_DK2_SmallDecentral | 6702 | 0.00020797
[11 empty] | c_DK2_SmallDecentral | 6703 | 0.00020514
[11 empty] | c_DK2_SmallDecentral | 6704 | 0.00018314
[11 empty] | c_DK2_SmallDecentral | 6705 | 0.00017447
[11 empty] | c_DK2_SmallDecentral | 6706 | 0.00016514
[11 empty] | c_DK2_SmallDecentral | 6707 | 0.00015781
[11 empty] | c_DK2_SmallDecentral | 6708 | 0.00015381
[11 empty] | c_DK2_SmallDecentral | 6709 | 0.00014398
[11 empty] | c_DK2_SmallDecentral | 6710 | 0.00014331
[11 empty] | c_DK2_SmallDecentral | 6711 | 0.00014165
[11 empty] | c_DK2_SmallDecentral | 6712 | 0.00014715
[11 empty] | c_DK2_SmallDecentral | 6713 | 0.00015548
[11 empty] | c_DK2_SmallDecentral | 6714 | 0.00015848
[11 empty] | c_DK2_SmallDecentral | 6715 | 0.00016214
[11 empty] | c_DK2_SmallDecentral | 6716 | 0.00016214
[11 empty] | c_DK2_SmallDecentral | 6717 | 0.00014764
[11 empty] | c_DK2_SmallDecentral | 6718 | 0.00011898
[11 empty] | c_DK2_SmallDecentral | 6719 | 8.9653e-05
[11 empty] | c_DK2_SmallDecentral | 6720 | 6.2991e-05
[11 empty] | c_DK2_SmallDecentral | 6721 | 6.8823e-05
[11 empty] | c_DK2_SmallDecentral | 6722 | 6.899e-05
[11 empty] | c_DK2_SmallDecentral | 6723 | 7.5489e-05
[11 empty] | c_DK2_SmallDecentral | 6724 | 0.00010265
[11 empty] | c_DK2_SmallDecentral | 6725 | 0.00015648
[11 empty] | c_DK2_SmallDecentral | 6726 | 0.00018414
[11 empty] | c_DK2_SmallDecentral | 6727 | 0.00018164
[11 empty] | c_DK2_SmallDecentral | 6728 | 0.00016181
[11 empty] | c_DK2_SmallDecentral | 6729 | 0.00015281
[11 empty] | c_DK2_SmallDecentral | 6730 | 0.00014348
[11 empty] | c_DK2_SmallDecentral | 6731 | 0.00013731
[11 empty] | c_DK2_SmallDecentral | 6732 | 0.00013298
[11 empty] | c_DK2_SmallDecentral | 6733 | 0.00012348
[11 empty] | c_DK2_SmallDecentral | 6734 | 0.00012182
[11 empty] | c_DK2_SmallDecentral | 6735 | 0.00011965
[11 empty] | c_DK2_SmallDecentral | 6736 | 0.00012332
[11 empty] | c_DK2_SmallDecentral | 6737 | 0.00013131
[11 empty] | c_DK2_SmallDecentral | 6738 | 0.00013398
[11 empty] | c_DK2_SmallDecentral | 6739 | 0.00013848
[11 empty] | c_DK2_SmallDecentral | 6740 | 0.00013931
[11 empty] | c_DK2_SmallDecentral | 6741 | 0.00012681
[11 empty] | c_DK2_SmallDecentral | 6742 | 0.00010082
[11 empty] | c_DK2_SmallDecentral | 6743 | 7.4322e-05
[11 empty] | c_DK2_SmallDecentral | 6744 | 5.4159e-05
[11 empty] | c_DK2_SmallDecentral | 6745 | 5.9325e-05
[11 empty] | c_DK2_SmallDecentral | 6746 | 5.9825e-05
[11 empty] | c_DK2_SmallDecentral | 6747 | 6.549e-05
[11 empty] | c_DK2_SmallDecentral | 6748 | 9.1487e-05
[11 empty] | c_DK2_SmallDecentral | 6749 | 0.00014298
[11 empty] | c_DK2_SmallDecentral | 6750 | 0.00017014
[11 empty] | c_DK2_SmallDecentral | 6751 | 0.00016748
[11 empty] | c_DK2_SmallDecentral | 6752 | 0.00014665
[11 empty] | c_DK2_SmallDecentral | 6753 | 0.00013831
[11 empty] | c_DK2_SmallDecentral | 6754 | 0.00012948
[11 empty] | c_DK2_SmallDecentral | 6755 | 0.00012348
[11 empty] | c_DK2_SmallDecentral | 6756 | 0.00011948
[11 empty] | c_DK2_SmallDecentral | 6757 | 0.00010965
[11 empty] | c_DK2_SmallDecentral | 6758 | 0.00010732
[11 empty] | c_DK2_SmallDecentral | 6759 | 0.00010465
[11 empty] | c_DK2_SmallDecentral | 6760 | 0.00010748
[11 empty] | c_DK2_SmallDecentral | 6761 | 0.00011515
[11 empty] | c_DK2_SmallDecentral | 6762 | 0.00011832
[11 empty] | c_DK2_SmallDecentral | 6763 | 0.00012382
[11 empty] | c_DK2_SmallDecentral | 6764 | 0.00012515
[11 empty] | c_DK2_SmallDecentral | 6765 | 0.00011465
[11 empty] | c_DK2_SmallDecentral | 6766 | 9.0987e-05
[11 empty] | c_DK2_SmallDecentral | 6767 | 6.5157e-05
[11 empty] | c_DK2_SmallDecentral | 6768 | 5.0326e-05
[11 empty] | c_DK2_SmallDecentral | 6769 | 5.4825e-05
[11 empty] | c_DK2_SmallDecentral | 6770 | 5.5492e-05
[11 empty] | c_DK2_SmallDecentral | 6771 | 6.0824e-05
[11 empty] | c_DK2_SmallDecentral | 6772 | 8.6821e-05
[11 empty] | c_DK2_SmallDecentral | 6773 | 0.00013931
[11 empty] | c_DK2_SmallDecentral | 6774 | 0.00016814
[11 empty] | c_DK2_SmallDecentral | 6775 | 0.00016514
[11 empty] | c_DK2_SmallDecentral | 6776 | 0.00014198
[11 empty] | c_DK2_SmallDecentral | 6777 | 0.00013398
[11 empty] | c_DK2_SmallDecentral | 6778 | 0.00012465
[11 empty] | c_DK2_SmallDecentral | 6779 | 0.00011865
[11 empty] | c_DK2_SmallDecentral | 6780 | 0.00011382
[11 empty] | c_DK2_SmallDecentral | 6781 | 0.00010398
[11 empty] | c_DK2_SmallDecentral | 6782 | 0.00010065
[11 empty] | c_DK2_SmallDecentral | 6783 | 9.7652e-05
[11 empty] | c_DK2_SmallDecentral | 6784 | 9.9985e-05
[11 empty] | c_DK2_SmallDecentral | 6785 | 0.00010732
[11 empty] | c_DK2_SmallDecentral | 6786 | 0.00011098
[11 empty] | c_DK2_SmallDecentral | 6787 | 0.00011798
[11 empty] | c_DK2_SmallDecentral | 6788 | 0.00011982
[11 empty] | c_DK2_SmallDecentral | 6789 | 0.00011082
[11 empty] | c_DK2_SmallDecentral | 6790 | 8.7654e-05
[11 empty] | c_DK2_SmallDecentral | 6791 | 6.0991e-05
[11 empty] | c_DK2_SmallDecentral | 6792 | 4.4827e-05
[11 empty] | c_DK2_SmallDecentral | 6793 | 4.8326e-05
[11 empty] | c_DK2_SmallDecentral | 6794 | 4.816e-05
[11 empty] | c_DK2_SmallDecentral | 6795 | 5.2326e-05
[11 empty] | c_DK2_SmallDecentral | 6796 | 7.5822e-05
[11 empty] | c_DK2_SmallDecentral | 6797 | 0.00012481
[11 empty] | c_DK2_SmallDecentral | 6798 | 0.00015214
[11 empty] | c_DK2_SmallDecentral | 6799 | 0.00015164
[11 empty] | c_DK2_SmallDecentral | 6800 | 0.00012998
[11 empty] | c_DK2_SmallDecentral | 6801 | 0.00012232
[11 empty] | c_DK2_SmallDecentral | 6802 | 0.00011298
[11 empty] | c_DK2_SmallDecentral | 6803 | 0.00010682
[11 empty] | c_DK2_SmallDecentral | 6804 | 0.00010348
[11 empty] | c_DK2_SmallDecentral | 6805 | 9.382e-05
[11 empty] | c_DK2_SmallDecentral | 6806 | 8.932e-05
[11 empty] | c_DK2_SmallDecentral | 6807 | 8.6154e-05
[11 empty] | c_DK2_SmallDecentral | 6808 | 8.8154e-05
[11 empty] | c_DK2_SmallDecentral | 6809 | 9.5653e-05
[11 empty] | c_DK2_SmallDecentral | 6810 | 9.9819e-05
[11 empty] | c_DK2_SmallDecentral | 6811 | 0.00010765
[11 empty] | c_DK2_SmallDecentral | 6812 | 0.00010932
[11 empty] | c_DK2_SmallDecentral | 6813 | 0.00010198
[11 empty] | c_DK2_SmallDecentral | 6814 | 7.9988e-05
[11 empty] | c_DK2_SmallDecentral | 6815 | 5.4325e-05
[11 empty] | c_DK2_SmallDecentral | 6816 | 4.6493e-05
[11 empty] | c_DK2_SmallDecentral | 6817 | 4.666e-05
[11 empty] | c_DK2_SmallDecentral | 6818 | 4.3994e-05
[11 empty] | c_DK2_SmallDecentral | 6819 | 4.9826e-05
[11 empty] | c_DK2_SmallDecentral | 6820 | 7.2323e-05
[11 empty] | c_DK2_SmallDecentral | 6821 | 0.00011365
[11 empty] | c_DK2_SmallDecentral | 6822 | 0.00014365
[11 empty] | c_DK2_SmallDecentral | 6823 | 0.00014315
[11 empty] | c_DK2_SmallDecentral | 6824 | 0.00012198
[11 empty] | c_DK2_SmallDecentral | 6825 | 0.00011365
[11 empty] | c_DK2_SmallDecentral | 6826 | 0.00010915
[11 empty] | c_DK2_SmallDecentral | 6827 | 9.9985e-05
[11 empty] | c_DK2_SmallDecentral | 6828 | 9.6819e-05
[11 empty] | c_DK2_SmallDecentral | 6829 | 8.6321e-05
[11 empty] | c_DK2_SmallDecentral | 6830 | 8.932e-05
[11 empty] | c_DK2_SmallDecentral | 6831 | 8.5154e-05
[11 empty] | c_DK2_SmallDecentral | 6832 | 8.6321e-05
[11 empty] | c_DK2_SmallDecentral | 6833 | 9.0153e-05
[11 empty] | c_DK2_SmallDecentral | 6834 | 9.4819e-05
[11 empty] | c_DK2_SmallDecentral | 6835 | 9.9819e-05
[11 empty] | c_DK2_SmallDecentral | 6836 | 0.00010132
[11 empty] | c_DK2_SmallDecentral | 6837 | 9.6486e-05
[11 empty] | c_DK2_SmallDecentral | 6838 | 7.5822e-05
[11 empty] | c_DK2_SmallDecentral | 6839 | 5.1826e-05
[11 empty] | c_DK2_SmallDecentral | 6840 | 4.366e-05
[11 empty] | c_DK2_SmallDecentral | 6841 | 4.8493e-05
[11 empty] | c_DK2_SmallDecentral | 6842 | 4.9993e-05
[11 empty] | c_DK2_SmallDecentral | 6843 | 6.0991e-05
[11 empty] | c_DK2_SmallDecentral | 6844 | 8.782e-05
[11 empty] | c_DK2_SmallDecentral | 6845 | 0.00012965
[11 empty] | c_DK2_SmallDecentral | 6846 | 0.00013581
[11 empty] | c_DK2_SmallDecentral | 6847 | 0.00013831
[11 empty] | c_DK2_SmallDecentral | 6848 | 0.00011465
[11 empty] | c_DK2_SmallDecentral | 6849 | 0.00010698
[11 empty] | c_DK2_SmallDecentral | 6850 | 0.00010132
[11 empty] | c_DK2_SmallDecentral | 6851 | 9.5986e-05
[11 empty] | c_DK2_SmallDecentral | 6852 | 9.3486e-05
[11 empty] | c_DK2_SmallDecentral | 6853 | 8.5154e-05
[11 empty] | c_DK2_SmallDecentral | 6854 | 8.3488e-05
[11 empty] | c_DK2_SmallDecentral | 6855 | 8.0655e-05
[11 empty] | c_DK2_SmallDecentral | 6856 | 8.3821e-05
[11 empty] | c_DK2_SmallDecentral | 6857 | 9.032e-05
[11 empty] | c_DK2_SmallDecentral | 6858 | 9.5319e-05
[11 empty] | c_DK2_SmallDecentral | 6859 | 0.00010149
[11 empty] | c_DK2_SmallDecentral | 6860 | 0.00010365
[11 empty] | c_DK2_SmallDecentral | 6861 | 9.8652e-05
[11 empty] | c_DK2_SmallDecentral | 6862 | 7.7322e-05
[11 empty] | c_DK2_SmallDecentral | 6863 | 5.4325e-05
[11 empty] | c_DK2_SmallDecentral | 6864 | 4.2994e-05
[11 empty] | c_DK2_SmallDecentral | 6865 | 4.7326e-05
[11 empty] | c_DK2_SmallDecentral | 6866 | 4.7993e-05
[11 empty] | c_DK2_SmallDecentral | 6867 | 5.2492e-05
[11 empty] | c_DK2_SmallDecentral | 6868 | 7.5989e-05
[11 empty] | c_DK2_SmallDecentral | 6869 | 0.00012515
[11 empty] | c_DK2_SmallDecentral | 6870 | 0.00015048
[11 empty] | c_DK2_SmallDecentral | 6871 | 0.00014814
[11 empty] | c_DK2_SmallDecentral | 6872 | 0.00012332
[11 empty] | c_DK2_SmallDecentral | 6873 | 0.00011682
[11 empty] | c_DK2_SmallDecentral | 6874 | 0.00010882
[11 empty] | c_DK2_SmallDecentral | 6875 | 0.00010332
[11 empty] | c_DK2_SmallDecentral | 6876 | 9.9319e-05
[11 empty] | c_DK2_SmallDecentral | 6877 | 8.9653e-05
[11 empty] | c_DK2_SmallDecentral | 6878 | 8.7154e-05
[11 empty] | c_DK2_SmallDecentral | 6879 | 8.4488e-05
[11 empty] | c_DK2_SmallDecentral | 6880 | 8.6321e-05
[11 empty] | c_DK2_SmallDecentral | 6881 | 9.332e-05
[11 empty] | c_DK2_SmallDecentral | 6882 | 9.6986e-05
[11 empty] | c_DK2_SmallDecentral | 6883 | 0.00010415
[11 empty] | c_DK2_SmallDecentral | 6884 | 0.00010715
[11 empty] | c_DK2_SmallDecentral | 6885 | 9.9319e-05
[11 empty] | c_DK2_SmallDecentral | 6886 | 7.8822e-05
[11 empty] | c_DK2_SmallDecentral | 6887 | 5.3825e-05
[11 empty] | c_DK2_SmallDecentral | 6888 | 4.2494e-05
[11 empty] | c_DK2_SmallDecentral | 6889 | 4.6327e-05
[11 empty] | c_DK2_SmallDecentral | 6890 | 4.6993e-05
[11 empty] | c_DK2_SmallDecentral | 6891 | 5.1159e-05
[11 empty] | c_DK2_SmallDecentral | 6892 | 7.5156e-05
[11 empty] | c_DK2_SmallDecentral | 6893 | 0.00012365
[11 empty] | c_DK2_SmallDecentral | 6894 | 0.00015014
[11 empty] | c_DK2_SmallDecentral | 6895 | 0.00014731
[11 empty] | c_DK2_SmallDecentral | 6896 | 0.00012498
[11 empty] | c_DK2_SmallDecentral | 6897 | 0.00011815
[11 empty] | c_DK2_SmallDecentral | 6898 | 0.00010982
[11 empty] | c_DK2_SmallDecentral | 6899 | 0.00010432
[11 empty] | c_DK2_SmallDecentral | 6900 | 9.9819e-05
[11 empty] | c_DK2_SmallDecentral | 6901 | 9.0153e-05
[11 empty] | c_DK2_SmallDecentral | 6902 | 8.6821e-05
[11 empty] | c_DK2_SmallDecentral | 6903 | 8.3654e-05
[11 empty] | c_DK2_SmallDecentral | 6904 | 8.5321e-05
[11 empty] | c_DK2_SmallDecentral | 6905 | 9.2153e-05
[11 empty] | c_DK2_SmallDecentral | 6906 | 9.5486e-05
[11 empty] | c_DK2_SmallDecentral | 6907 | 0.00010248
[11 empty] | c_DK2_SmallDecentral | 6908 | 0.00010498
[11 empty] | c_DK2_SmallDecentral | 6909 | 9.6986e-05
[11 empty] | c_DK2_SmallDecentral | 6910 | 7.6989e-05
[11 empty] | c_DK2_SmallDecentral | 6911 | 5.2326e-05
[11 empty] | c_DK2_SmallDecentral | 6912 | 4.2827e-05
[11 empty] | c_DK2_SmallDecentral | 6913 | 4.666e-05
[11 empty] | c_DK2_SmallDecentral | 6914 | 4.7326e-05
[11 empty] | c_DK2_SmallDecentral | 6915 | 5.1826e-05
[11 empty] | c_DK2_SmallDecentral | 6916 | 7.5989e-05
[11 empty] | c_DK2_SmallDecentral | 6917 | 0.00012498
[11 empty] | c_DK2_SmallDecentral | 6918 | 0.00015164
[11 empty] | c_DK2_SmallDecentral | 6919 | 0.00014881
[11 empty] | c_DK2_SmallDecentral | 6920 | 0.00012615
[11 empty] | c_DK2_SmallDecentral | 6921 | 0.00011898
[11 empty] | c_DK2_SmallDecentral | 6922 | 0.00011082
[11 empty] | c_DK2_SmallDecentral | 6923 | 0.00010515
[11 empty] | c_DK2_SmallDecentral | 6924 | 0.00010099
[11 empty] | c_DK2_SmallDecentral | 6925 | 9.1153e-05
[11 empty] | c_DK2_SmallDecentral | 6926 | 8.7654e-05
[11 empty] | c_DK2_SmallDecentral | 6927 | 8.4488e-05
[11 empty] | c_DK2_SmallDecentral | 6928 | 8.6154e-05
[11 empty] | c_DK2_SmallDecentral | 6929 | 9.2986e-05
[11 empty] | c_DK2_SmallDecentral | 6930 | 9.6819e-05
[11 empty] | c_DK2_SmallDecentral | 6931 | 0.00010365
[11 empty] | c_DK2_SmallDecentral | 6932 | 0.00010615
[11 empty] | c_DK2_SmallDecentral | 6933 | 9.8152e-05
[11 empty] | c_DK2_SmallDecentral | 6934 | 7.7989e-05
[11 empty] | c_DK2_SmallDecentral | 6935 | 5.2826e-05
[11 empty] | c_DK2_SmallDecentral | 6936 | 4.3494e-05
[11 empty] | c_DK2_SmallDecentral | 6937 | 4.7493e-05
[11 empty] | c_DK2_SmallDecentral | 6938 | 4.8326e-05
[11 empty] | c_DK2_SmallDecentral | 6939 | 5.2826e-05
[11 empty] | c_DK2_SmallDecentral | 6940 | 7.7155e-05
[11 empty] | c_DK2_SmallDecentral | 6941 | 0.00012665
[11 empty] | c_DK2_SmallDecentral | 6942 | 0.00015348
[11 empty] | c_DK2_SmallDecentral | 6943 | 0.00015064
[11 empty] | c_DK2_SmallDecentral | 6944 | 0.00012798
[11 empty] | c_DK2_SmallDecentral | 6945 | 0.00012098
[11 empty] | c_DK2_SmallDecentral | 6946 | 0.00011232
[11 empty] | c_DK2_SmallDecentral | 6947 | 0.00010665
[11 empty] | c_DK2_SmallDecentral | 6948 | 0.00010215
[11 empty] | c_DK2_SmallDecentral | 6949 | 9.232e-05
[11 empty] | c_DK2_SmallDecentral | 6950 | 8.8987e-05
[11 empty] | c_DK2_SmallDecentral | 6951 | 8.5654e-05
[11 empty] | c_DK2_SmallDecentral | 6952 | 8.7487e-05
[11 empty] | c_DK2_SmallDecentral | 6953 | 9.4319e-05
[11 empty] | c_DK2_SmallDecentral | 6954 | 9.8152e-05
[11 empty] | c_DK2_SmallDecentral | 6955 | 0.00010515
[11 empty] | c_DK2_SmallDecentral | 6956 | 0.00010732
[11 empty] | c_DK2_SmallDecentral | 6957 | 9.9485e-05
[11 empty] | c_DK2_SmallDecentral | 6958 | 7.8988e-05
[11 empty] | c_DK2_SmallDecentral | 6959 | 5.3659e-05
[11 empty] | c_DK2_SmallDecentral | 6960 | 4.4327e-05
[11 empty] | c_DK2_SmallDecentral | 6961 | 4.766e-05
[11 empty] | c_DK2_SmallDecentral | 6962 | 4.7493e-05
[11 empty] | c_DK2_SmallDecentral | 6963 | 5.1659e-05
[11 empty] | c_DK2_SmallDecentral | 6964 | 7.4656e-05
[11 empty] | c_DK2_SmallDecentral | 6965 | 0.00012332
[11 empty] | c_DK2_SmallDecentral | 6966 | 0.00015031
[11 empty] | c_DK2_SmallDecentral | 6967 | 0.00014981
[11 empty] | c_DK2_SmallDecentral | 6968 | 0.00012831
[11 empty] | c_DK2_SmallDecentral | 6969 | 0.00012098
[11 empty] | c_DK2_SmallDecentral | 6970 | 0.00011165
[11 empty] | c_DK2_SmallDecentral | 6971 | 0.00010565
[11 empty] | c_DK2_SmallDecentral | 6972 | 0.00010232
[11 empty] | c_DK2_SmallDecentral | 6973 | 9.282e-05
[11 empty] | c_DK2_SmallDecentral | 6974 | 8.832e-05
[11 empty] | c_DK2_SmallDecentral | 6975 | 8.4987e-05
[11 empty] | c_DK2_SmallDecentral | 6976 | 8.6821e-05
[11 empty] | c_DK2_SmallDecentral | 6977 | 9.4486e-05
[11 empty] | c_DK2_SmallDecentral | 6978 | 9.8319e-05
[11 empty] | c_DK2_SmallDecentral | 6979 | 0.00010648
[11 empty] | c_DK2_SmallDecentral | 6980 | 0.00010798
[11 empty] | c_DK2_SmallDecentral | 6981 | 0.00010082
[11 empty] | c_DK2_SmallDecentral | 6982 | 7.8988e-05
[11 empty] | c_DK2_SmallDecentral | 6983 | 5.3492e-05
[11 empty] | c_DK2_SmallDecentral | 6984 | 4.766e-05
[11 empty] | c_DK2_SmallDecentral | 6985 | 4.7993e-05
[11 empty] | c_DK2_SmallDecentral | 6986 | 4.566e-05
[11 empty] | c_DK2_SmallDecentral | 6987 | 5.1492e-05
[11 empty] | c_DK2_SmallDecentral | 6988 | 7.4656e-05
[11 empty] | c_DK2_SmallDecentral | 6989 | 0.00011698
[11 empty] | c_DK2_SmallDecentral | 6990 | 0.00014781
[11 empty] | c_DK2_SmallDecentral | 6991 | 0.00014715
[11 empty] | c_DK2_SmallDecentral | 6992 | 0.00012548
[11 empty] | c_DK2_SmallDecentral | 6993 | 0.00011698
[11 empty] | c_DK2_SmallDecentral | 6994 | 0.00011232
[11 empty] | c_DK2_SmallDecentral | 6995 | 0.00010298
[11 empty] | c_DK2_SmallDecentral | 6996 | 9.9652e-05
[11 empty] | c_DK2_SmallDecentral | 6997 | 8.882e-05
[11 empty] | c_DK2_SmallDecentral | 6998 | 9.1986e-05
[11 empty] | c_DK2_SmallDecentral | 6999 | 8.782e-05
[11 empty] | c_DK2_SmallDecentral | 7000 | 8.8987e-05
[11 empty] | c_DK2_SmallDecentral | 7001 | 9.282e-05
[11 empty] | c_DK2_SmallDecentral | 7002 | 9.7652e-05
[11 empty] | c_DK2_SmallDecentral | 7003 | 0.00010282
[11 empty] | c_DK2_SmallDecentral | 7004 | 0.00010432
[11 empty] | c_DK2_SmallDecentral | 7005 | 9.9319e-05
[11 empty] | c_DK2_SmallDecentral | 7006 | 7.7989e-05
[11 empty] | c_DK2_SmallDecentral | 7007 | 5.3659e-05
[11 empty] | c_DK2_SmallDecentral | 7008 | 4.6993e-05
[11 empty] | c_DK2_SmallDecentral | 7009 | 5.1826e-05
[11 empty] | c_DK2_SmallDecentral | 7010 | 5.3659e-05
[11 empty] | c_DK2_SmallDecentral | 7011 | 6.5324e-05
[11 empty] | c_DK2_SmallDecentral | 7012 | 9.3986e-05
[11 empty] | c_DK2_SmallDecentral | 7013 | 0.00013815
[11 empty] | c_DK2_SmallDecentral | 7014 | 0.00014448
[11 empty] | c_DK2_SmallDecentral | 7015 | 0.00014715
[11 empty] | c_DK2_SmallDecentral | 7016 | 0.00012248
[11 empty] | c_DK2_SmallDecentral | 7017 | 0.00011398
[11 empty] | c_DK2_SmallDecentral | 7018 | 0.00010782
[11 empty] | c_DK2_SmallDecentral | 7019 | 0.00010232
[11 empty] | c_DK2_SmallDecentral | 7020 | 9.9319e-05
[11 empty] | c_DK2_SmallDecentral | 7021 | 9.082e-05
[11 empty] | c_DK2_SmallDecentral | 7022 | 8.8987e-05
[11 empty] | c_DK2_SmallDecentral | 7023 | 8.6321e-05
[11 empty] | c_DK2_SmallDecentral | 7024 | 8.982e-05
[11 empty] | c_DK2_SmallDecentral | 7025 | 9.6486e-05
[11 empty] | c_DK2_SmallDecentral | 7026 | 0.00010198
[11 empty] | c_DK2_SmallDecentral | 7027 | 0.00010848
[11 empty] | c_DK2_SmallDecentral | 7028 | 0.00011048
[11 empty] | c_DK2_SmallDecentral | 7029 | 0.00010532
[11 empty] | c_DK2_SmallDecentral | 7030 | 8.2821e-05
[11 empty] | c_DK2_SmallDecentral | 7031 | 5.8158e-05
[11 empty] | c_DK2_SmallDecentral | 7032 | 5.0159e-05
[11 empty] | c_DK2_SmallDecentral | 7033 | 5.4992e-05
[11 empty] | c_DK2_SmallDecentral | 7034 | 5.5658e-05
[11 empty] | c_DK2_SmallDecentral | 7035 | 6.1158e-05
[11 empty] | c_DK2_SmallDecentral | 7036 | 8.6154e-05
[11 empty] | c_DK2_SmallDecentral | 7037 | 0.00013815
[11 empty] | c_DK2_SmallDecentral | 7038 | 0.00016514
[11 empty] | c_DK2_SmallDecentral | 7039 | 0.00016264
[11 empty] | c_DK2_SmallDecentral | 7040 | 0.00013781
[11 empty] | c_DK2_SmallDecentral | 7041 | 0.00013031
[11 empty] | c_DK2_SmallDecentral | 7042 | 0.00012182
[11 empty] | c_DK2_SmallDecentral | 7043 | 0.00011532
[11 empty] | c_DK2_SmallDecentral | 7044 | 0.00011148
[11 empty] | c_DK2_SmallDecentral | 7045 | 0.00010165
[11 empty] | c_DK2_SmallDecentral | 7046 | 9.9152e-05
[11 empty] | c_DK2_SmallDecentral | 7047 | 9.6986e-05
[11 empty] | c_DK2_SmallDecentral | 7048 | 9.9652e-05
[11 empty] | c_DK2_SmallDecentral | 7049 | 0.00010682
[11 empty] | c_DK2_SmallDecentral | 7050 | 0.00011082
[11 empty] | c_DK2_SmallDecentral | 7051 | 0.00011782
[11 empty] | c_DK2_SmallDecentral | 7052 | 0.00012048
[11 empty] | c_DK2_SmallDecentral | 7053 | 0.00011098
[11 empty] | c_DK2_SmallDecentral | 7054 | 8.832e-05
[11 empty] | c_DK2_SmallDecentral | 7055 | 6.1658e-05
[11 empty] | c_DK2_SmallDecentral | 7056 | 4.7826e-05
[11 empty] | c_DK2_SmallDecentral | 7057 | 5.2159e-05
[11 empty] | c_DK2_SmallDecentral | 7058 | 5.2659e-05
[11 empty] | c_DK2_SmallDecentral | 7059 | 5.7825e-05
[11 empty] | c_DK2_SmallDecentral | 7060 | 8.2988e-05
[11 empty] | c_DK2_SmallDecentral | 7061 | 0.00013415
[11 empty] | c_DK2_SmallDecentral | 7062 | 0.00016198
[11 empty] | c_DK2_SmallDecentral | 7063 | 0.00015898
[11 empty] | c_DK2_SmallDecentral | 7064 | 0.00013615
[11 empty] | c_DK2_SmallDecentral | 7065 | 0.00012881
[11 empty] | c_DK2_SmallDecentral | 7066 | 0.00011982
[11 empty] | c_DK2_SmallDecentral | 7067 | 0.00011398
[11 empty] | c_DK2_SmallDecentral | 7068 | 0.00010948
[11 empty] | c_DK2_SmallDecentral | 7069 | 9.9652e-05
[11 empty] | c_DK2_SmallDecentral | 7070 | 9.6319e-05
[11 empty] | c_DK2_SmallDecentral | 7071 | 9.332e-05
[11 empty] | c_DK2_SmallDecentral | 7072 | 9.5486e-05
[11 empty] | c_DK2_SmallDecentral | 7073 | 0.00010248
[11 empty] | c_DK2_SmallDecentral | 7074 | 0.00010632
[11 empty] | c_DK2_SmallDecentral | 7075 | 0.00011315
[11 empty] | c_DK2_SmallDecentral | 7076 | 0.00011515
[11 empty] | c_DK2_SmallDecentral | 7077 | 0.00010632
[11 empty] | c_DK2_SmallDecentral | 7078 | 8.4321e-05
[11 empty] | c_DK2_SmallDecentral | 7079 | 5.8158e-05
[11 empty] | c_DK2_SmallDecentral | 7080 | 4.6826e-05
[11 empty] | c_DK2_SmallDecentral | 7081 | 5.0992e-05
[11 empty] | c_DK2_SmallDecentral | 7082 | 5.1826e-05
[11 empty] | c_DK2_SmallDecentral | 7083 | 5.6658e-05
[11 empty] | c_DK2_SmallDecentral | 7084 | 8.2488e-05
[11 empty] | c_DK2_SmallDecentral | 7085 | 0.00013431
[11 empty] | c_DK2_SmallDecentral | 7086 | 0.00016298
[11 empty] | c_DK2_SmallDecentral | 7087 | 0.00015998
[11 empty] | c_DK2_SmallDecentral | 7088 | 0.00013631
[11 empty] | c_DK2_SmallDecentral | 7089 | 0.00012848
[11 empty] | c_DK2_SmallDecentral | 7090 | 0.00011965
[11 empty] | c_DK2_SmallDecentral | 7091 | 0.00011332
[11 empty] | c_DK2_SmallDecentral | 7092 | 0.00010865
[11 empty] | c_DK2_SmallDecentral | 7093 | 9.8486e-05
[11 empty] | c_DK2_SmallDecentral | 7094 | 9.4819e-05
[11 empty] | c_DK2_SmallDecentral | 7095 | 9.182e-05
[11 empty] | c_DK2_SmallDecentral | 7096 | 9.3653e-05
[11 empty] | c_DK2_SmallDecentral | 7097 | 0.00010099
[11 empty] | c_DK2_SmallDecentral | 7098 | 0.00010515
[11 empty] | c_DK2_SmallDecentral | 7099 | 0.00011265
[11 empty] | c_DK2_SmallDecentral | 7100 | 0.00011465
[11 empty] | c_DK2_SmallDecentral | 7101 | 0.00010632
[11 empty] | c_DK2_SmallDecentral | 7102 | 8.4154e-05
[11 empty] | c_DK2_SmallDecentral | 7103 | 5.7325e-05
[11 empty] | c_DK2_SmallDecentral | 7104 | 4.466e-05
[11 empty] | c_DK2_SmallDecentral | 7105 | 4.866e-05
[11 empty] | c_DK2_SmallDecentral | 7106 | 4.9326e-05
[11 empty] | c_DK2_SmallDecentral | 7107 | 5.3825e-05
[11 empty] | c_DK2_SmallDecentral | 7108 | 7.8822e-05
[11 empty] | c_DK2_SmallDecentral | 7109 | 0.00012915
[11 empty] | c_DK2_SmallDecentral | 7110 | 0.00015681
[11 empty] | c_DK2_SmallDecentral | 7111 | 0.00015364
[11 empty] | c_DK2_SmallDecentral | 7112 | 0.00013065
[11 empty] | c_DK2_SmallDecentral | 7113 | 0.00012348
[11 empty] | c_DK2_SmallDecentral | 7114 | 0.00011465
[11 empty] | c_DK2_SmallDecentral | 7115 | 0.00010882
[11 empty] | c_DK2_SmallDecentral | 7116 | 0.00010432
[11 empty] | c_DK2_SmallDecentral | 7117 | 9.4319e-05
[11 empty] | c_DK2_SmallDecentral | 7118 | 9.082e-05
[11 empty] | c_DK2_SmallDecentral | 7119 | 8.7654e-05
[11 empty] | c_DK2_SmallDecentral | 7120 | 8.9487e-05
[11 empty] | c_DK2_SmallDecentral | 7121 | 9.6319e-05
[11 empty] | c_DK2_SmallDecentral | 7122 | 0.00010032
[11 empty] | c_DK2_SmallDecentral | 7123 | 0.00010748
[11 empty] | c_DK2_SmallDecentral | 7124 | 0.00010965
[11 empty] | c_DK2_SmallDecentral | 7125 | 0.00010182
[11 empty] | c_DK2_SmallDecentral | 7126 | 8.0655e-05
[11 empty] | c_DK2_SmallDecentral | 7127 | 5.4992e-05
[11 empty] | c_DK2_SmallDecentral | 7128 | 4.416e-05
[11 empty] | c_DK2_SmallDecentral | 7129 | 4.766e-05
[11 empty] | c_DK2_SmallDecentral | 7130 | 4.7326e-05
[11 empty] | c_DK2_SmallDecentral | 7131 | 5.1659e-05
[11 empty] | c_DK2_SmallDecentral | 7132 | 7.4489e-05
[11 empty] | c_DK2_SmallDecentral | 7133 | 0.00012298
[11 empty] | c_DK2_SmallDecentral | 7134 | 0.00014981
[11 empty] | c_DK2_SmallDecentral | 7135 | 0.00014931
[11 empty] | c_DK2_SmallDecentral | 7136 | 0.00012781
[11 empty] | c_DK2_SmallDecentral | 7137 | 0.00012048
[11 empty] | c_DK2_SmallDecentral | 7138 | 0.00011132
[11 empty] | c_DK2_SmallDecentral | 7139 | 0.00010532
[11 empty] | c_DK2_SmallDecentral | 7140 | 0.00010215
[11 empty] | c_DK2_SmallDecentral | 7141 | 9.232e-05
[11 empty] | c_DK2_SmallDecentral | 7142 | 8.8154e-05
[11 empty] | c_DK2_SmallDecentral | 7143 | 8.4821e-05
[11 empty] | c_DK2_SmallDecentral | 7144 | 8.6654e-05
[11 empty] | c_DK2_SmallDecentral | 7145 | 9.4153e-05
[11 empty] | c_DK2_SmallDecentral | 7146 | 9.8319e-05
[11 empty] | c_DK2_SmallDecentral | 7147 | 0.00010615
[11 empty] | c_DK2_SmallDecentral | 7148 | 0.00010765
[11 empty] | c_DK2_SmallDecentral | 7149 | 0.00010049
[11 empty] | c_DK2_SmallDecentral | 7150 | 7.8988e-05
[11 empty] | c_DK2_SmallDecentral | 7151 | 5.3492e-05
[11 empty] | c_DK2_SmallDecentral | 7152 | 4.4993e-05
[11 empty] | c_DK2_SmallDecentral | 7153 | 4.516e-05
[11 empty] | c_DK2_SmallDecentral | 7154 | 4.266e-05
[11 empty] | c_DK2_SmallDecentral | 7155 | 4.8326e-05
[11 empty] | c_DK2_SmallDecentral | 7156 | 6.999e-05
[11 empty] | c_DK2_SmallDecentral | 7157 | 0.00011032
[11 empty] | c_DK2_SmallDecentral | 7158 | 0.00013981
[11 empty] | c_DK2_SmallDecentral | 7159 | 0.00013915
[11 empty] | c_DK2_SmallDecentral | 7160 | 0.00011815
[11 empty] | c_DK2_SmallDecentral | 7161 | 0.00011032
[11 empty] | c_DK2_SmallDecentral | 7162 | 0.00010615
[11 empty] | c_DK2_SmallDecentral | 7163 | 9.7152e-05
[11 empty] | c_DK2_SmallDecentral | 7164 | 9.3986e-05
[11 empty] | c_DK2_SmallDecentral | 7165 | 8.3821e-05
[11 empty] | c_DK2_SmallDecentral | 7166 | 8.6821e-05
[11 empty] | c_DK2_SmallDecentral | 7167 | 8.2655e-05
[11 empty] | c_DK2_SmallDecentral | 7168 | 8.3988e-05
[11 empty] | c_DK2_SmallDecentral | 7169 | 8.732e-05
[11 empty] | c_DK2_SmallDecentral | 7170 | 9.1986e-05
[11 empty] | c_DK2_SmallDecentral | 7171 | 9.6819e-05
[11 empty] | c_DK2_SmallDecentral | 7172 | 9.8319e-05
[11 empty] | c_DK2_SmallDecentral | 7173 | 9.3486e-05
[11 empty] | c_DK2_SmallDecentral | 7174 | 7.3656e-05
[11 empty] | c_DK2_SmallDecentral | 7175 | 5.0326e-05
[11 empty] | c_DK2_SmallDecentral | 7176 | 4.9159e-05
[11 empty] | c_DK2_SmallDecentral | 7177 | 5.4825e-05
[11 empty] | c_DK2_SmallDecentral | 7178 | 5.5658e-05
[11 empty] | c_DK2_SmallDecentral | 7179 | 6.1491e-05
[11 empty] | c_DK2_SmallDecentral | 7180 | 6.7323e-05
[11 empty] | c_DK2_SmallDecentral | 7181 | 9.4986e-05
[11 empty] | c_DK2_SmallDecentral | 7182 | 0.00013915
[11 empty] | c_DK2_SmallDecentral | 7183 | 0.00014548
[11 empty] | c_DK2_SmallDecentral | 7184 | 0.00014715
[11 empty] | c_DK2_SmallDecentral | 7185 | 0.00012365
[11 empty] | c_DK2_SmallDecentral | 7186 | 0.00011565
[11 empty] | c_DK2_SmallDecentral | 7187 | 0.00010965
[11 empty] | c_DK2_SmallDecentral | 7188 | 0.00010432
[11 empty] | c_DK2_SmallDecentral | 7189 | 0.00010165
[11 empty] | c_DK2_SmallDecentral | 7190 | 9.332e-05
[11 empty] | c_DK2_SmallDecentral | 7191 | 9.1986e-05
[11 empty] | c_DK2_SmallDecentral | 7192 | 8.932e-05
[11 empty] | c_DK2_SmallDecentral | 7193 | 9.332e-05
[11 empty] | c_DK2_SmallDecentral | 7194 | 0.00010015
[11 empty] | c_DK2_SmallDecentral | 7195 | 0.00010515
[11 empty] | c_DK2_SmallDecentral | 7196 | 0.00011098
[11 empty] | c_DK2_SmallDecentral | 7197 | 0.00011282
[11 empty] | c_DK2_SmallDecentral | 7198 | 0.00010682
[11 empty] | c_DK2_SmallDecentral | 7199 | 8.4654e-05
[11 empty] | c_DK2_SmallDecentral | 7200 | 6.0158e-05
[11 empty] | c_DK2_SmallDecentral | 7201 | 5.8825e-05
[11 empty] | c_DK2_SmallDecentral | 7202 | 6.4491e-05
[11 empty] | c_DK2_SmallDecentral | 7203 | 6.499e-05
[11 empty] | c_DK2_SmallDecentral | 7204 | 7.1489e-05
[11 empty] | c_DK2_SmallDecentral | 7205 | 9.7152e-05
[11 empty] | c_DK2_SmallDecentral | 7206 | 0.00014964
[11 empty] | c_DK2_SmallDecentral | 7207 | 0.00017564
[11 empty] | c_DK2_SmallDecentral | 7208 | 0.00017331
[11 empty] | c_DK2_SmallDecentral | 7209 | 0.00015081
[11 empty] | c_DK2_SmallDecentral | 7210 | 0.00014281
[11 empty] | c_DK2_SmallDecentral | 7211 | 0.00013431
[11 empty] | c_DK2_SmallDecentral | 7212 | 0.00012798
[11 empty] | c_DK2_SmallDecentral | 7213 | 0.00012448
[11 empty] | c_DK2_SmallDecentral | 7214 | 0.00011482
[11 empty] | c_DK2_SmallDecentral | 7215 | 0.00011332
[11 empty] | c_DK2_SmallDecentral | 7216 | 0.00011148
[11 empty] | c_DK2_SmallDecentral | 7217 | 0.00011582
[11 empty] | c_DK2_SmallDecentral | 7218 | 0.00012332
[11 empty] | c_DK2_SmallDecentral | 7219 | 0.00012681
[11 empty] | c_DK2_SmallDecentral | 7220 | 0.00013165
[11 empty] | c_DK2_SmallDecentral | 7221 | 0.00013331
[11 empty] | c_DK2_SmallDecentral | 7222 | 0.00012148
[11 empty] | c_DK2_SmallDecentral | 7223 | 9.7319e-05
[11 empty] | c_DK2_SmallDecentral | 7224 | 7.0823e-05
[11 empty] | c_DK2_SmallDecentral | 7225 | 7.1489e-05
[11 empty] | c_DK2_SmallDecentral | 7226 | 7.7822e-05
[11 empty] | c_DK2_SmallDecentral | 7227 | 7.8155e-05
[11 empty] | c_DK2_SmallDecentral | 7228 | 8.5654e-05
[11 empty] | c_DK2_SmallDecentral | 7229 | 0.00011432
[11 empty] | c_DK2_SmallDecentral | 7230 | 0.00017147
[11 empty] | c_DK2_SmallDecentral | 7231 | 0.00020097
[11 empty] | c_DK2_SmallDecentral | 7232 | 0.0001983
[11 empty] | c_DK2_SmallDecentral | 7233 | 0.00017864
[11 empty] | c_DK2_SmallDecentral | 7234 | 0.00016864
[11 empty] | c_DK2_SmallDecentral | 7235 | 0.00015848
[11 empty] | c_DK2_SmallDecentral | 7236 | 0.00015198
[11 empty] | c_DK2_SmallDecentral | 7237 | 0.00014731
[11 empty] | c_DK2_SmallDecentral | 7238 | 0.00013765
[11 empty] | c_DK2_SmallDecentral | 7239 | 0.00013648
[11 empty] | c_DK2_SmallDecentral | 7240 | 0.00013431
[11 empty] | c_DK2_SmallDecentral | 7241 | 0.00013848
[11 empty] | c_DK2_SmallDecentral | 7242 | 0.00014715
[11 empty] | c_DK2_SmallDecentral | 7243 | 0.00014948
[11 empty] | c_DK2_SmallDecentral | 7244 | 0.00015364
[11 empty] | c_DK2_SmallDecentral | 7245 | 0.00015414
[11 empty] | c_DK2_SmallDecentral | 7246 | 0.00013998
[11 empty] | c_DK2_SmallDecentral | 7247 | 0.00011165
[11 empty] | c_DK2_SmallDecentral | 7248 | 8.3488e-05
[11 empty] | c_DK2_SmallDecentral | 7249 | 8.0155e-05
[11 empty] | c_DK2_SmallDecentral | 7250 | 8.6487e-05
[11 empty] | c_DK2_SmallDecentral | 7251 | 8.7487e-05
[11 empty] | c_DK2_SmallDecentral | 7252 | 9.4653e-05
[11 empty] | c_DK2_SmallDecentral | 7253 | 0.00012248
[11 empty] | c_DK2_SmallDecentral | 7254 | 0.00018231
[11 empty] | c_DK2_SmallDecentral | 7255 | 0.00021297
[11 empty] | c_DK2_SmallDecentral | 7256 | 0.0002098
[11 empty] | c_DK2_SmallDecentral | 7257 | 0.00019031
[11 empty] | c_DK2_SmallDecentral | 7258 | 0.00018147
[11 empty] | c_DK2_SmallDecentral | 7259 | 0.00017197
[11 empty] | c_DK2_SmallDecentral | 7260 | 0.00016481
[11 empty] | c_DK2_SmallDecentral | 7261 | 0.00016014
[11 empty] | c_DK2_SmallDecentral | 7262 | 0.00015081
[11 empty] | c_DK2_SmallDecentral | 7263 | 0.00014931
[11 empty] | c_DK2_SmallDecentral | 7264 | 0.00014731
[11 empty] | c_DK2_SmallDecentral | 7265 | 0.00015198
[11 empty] | c_DK2_SmallDecentral | 7266 | 0.00015998
[11 empty] | c_DK2_SmallDecentral | 7267 | 0.00016164
[11 empty] | c_DK2_SmallDecentral | 7268 | 0.00016464
[11 empty] | c_DK2_SmallDecentral | 7269 | 0.00016448
[11 empty] | c_DK2_SmallDecentral | 7270 | 0.00014964
[11 empty] | c_DK2_SmallDecentral | 7271 | 0.00012082
[11 empty] | c_DK2_SmallDecentral | 7272 | 9.1653e-05
[11 empty] | c_DK2_SmallDecentral | 7273 | 7.7155e-05
[11 empty] | c_DK2_SmallDecentral | 7274 | 8.3488e-05
[11 empty] | c_DK2_SmallDecentral | 7275 | 8.4321e-05
[11 empty] | c_DK2_SmallDecentral | 7276 | 9.182e-05
[11 empty] | c_DK2_SmallDecentral | 7277 | 0.00011998
[11 empty] | c_DK2_SmallDecentral | 7278 | 0.00017931
[11 empty] | c_DK2_SmallDecentral | 7279 | 0.00020947
[11 empty] | c_DK2_SmallDecentral | 7280 | 0.0002068
[11 empty] | c_DK2_SmallDecentral | 7281 | 0.00018697
[11 empty] | c_DK2_SmallDecentral | 7282 | 0.00017764
[11 empty] | c_DK2_SmallDecentral | 7283 | 0.00016764
[11 empty] | c_DK2_SmallDecentral | 7284 | 0.00016081
[11 empty] | c_DK2_SmallDecentral | 7285 | 0.00015598
[11 empty] | c_DK2_SmallDecentral | 7286 | 0.00014631
[11 empty] | c_DK2_SmallDecentral | 7287 | 0.00014515
[11 empty] | c_DK2_SmallDecentral | 7288 | 0.00014315
[11 empty] | c_DK2_SmallDecentral | 7289 | 0.00014764
[11 empty] | c_DK2_SmallDecentral | 7290 | 0.00015581
[11 empty] | c_DK2_SmallDecentral | 7291 | 0.00015781
[11 empty] | c_DK2_SmallDecentral | 7292 | 0.00016148
[11 empty] | c_DK2_SmallDecentral | 7293 | 0.00016131
[11 empty] | c_DK2_SmallDecentral | 7294 | 0.00014681
[11 empty] | c_DK2_SmallDecentral | 7295 | 0.00011765
[11 empty] | c_DK2_SmallDecentral | 7296 | 8.8987e-05
[11 empty] | c_DK2_SmallDecentral | 7297 | 7.9322e-05
[11 empty] | c_DK2_SmallDecentral | 7298 | 8.4987e-05
[11 empty] | c_DK2_SmallDecentral | 7299 | 8.5654e-05
[11 empty] | c_DK2_SmallDecentral | 7300 | 9.1986e-05
[11 empty] | c_DK2_SmallDecentral | 7301 | 0.00011882
[11 empty] | c_DK2_SmallDecentral | 7302 | 0.00017814
[11 empty] | c_DK2_SmallDecentral | 7303 | 0.00020997
[11 empty] | c_DK2_SmallDecentral | 7304 | 0.00020914
[11 empty] | c_DK2_SmallDecentral | 7305 | 0.00019014
[11 empty] | c_DK2_SmallDecentral | 7306 | 0.00018081
[11 empty] | c_DK2_SmallDecentral | 7307 | 0.00017047
[11 empty] | c_DK2_SmallDecentral | 7308 | 0.00016348
[11 empty] | c_DK2_SmallDecentral | 7309 | 0.00015848
[11 empty] | c_DK2_SmallDecentral | 7310 | 0.00014948
[11 empty] | c_DK2_SmallDecentral | 7311 | 0.00014731
[11 empty] | c_DK2_SmallDecentral | 7312 | 0.00014548
[11 empty] | c_DK2_SmallDecentral | 7313 | 0.00014981
[11 empty] | c_DK2_SmallDecentral | 7314 | 0.00015848
[11 empty] | c_DK2_SmallDecentral | 7315 | 0.00016131
[11 empty] | c_DK2_SmallDecentral | 7316 | 0.00016498
[11 empty] | c_DK2_SmallDecentral | 7317 | 0.00016414
[11 empty] | c_DK2_SmallDecentral | 7318 | 0.00015031
[11 empty] | c_DK2_SmallDecentral | 7319 | 0.00012015
[11 empty] | c_DK2_SmallDecentral | 7320 | 9.082e-05
[11 empty] | c_DK2_SmallDecentral | 7321 | 7.0823e-05
[11 empty] | c_DK2_SmallDecentral | 7322 | 7.4489e-05
[11 empty] | c_DK2_SmallDecentral | 7323 | 7.1156e-05
[11 empty] | c_DK2_SmallDecentral | 7324 | 8.0488e-05
[11 empty] | c_DK2_SmallDecentral | 7325 | 0.00010782
[11 empty] | c_DK2_SmallDecentral | 7326 | 0.00015814
[11 empty] | c_DK2_SmallDecentral | 7327 | 0.00019214
[11 empty] | c_DK2_SmallDecentral | 7328 | 0.00018964
[11 empty] | c_DK2_SmallDecentral | 7329 | 0.00016898
[11 empty] | c_DK2_SmallDecentral | 7330 | 0.00015848
[11 empty] | c_DK2_SmallDecentral | 7331 | 0.00015131
[11 empty] | c_DK2_SmallDecentral | 7332 | 0.00014248
[11 empty] | c_DK2_SmallDecentral | 7333 | 0.00013831
[11 empty] | c_DK2_SmallDecentral | 7334 | 0.00012631
[11 empty] | c_DK2_SmallDecentral | 7335 | 0.00013031
[11 empty] | c_DK2_SmallDecentral | 7336 | 0.00012848
[11 empty] | c_DK2_SmallDecentral | 7337 | 0.00013298
[11 empty] | c_DK2_SmallDecentral | 7338 | 0.00013915
[11 empty] | c_DK2_SmallDecentral | 7339 | 0.00014381
[11 empty] | c_DK2_SmallDecentral | 7340 | 0.00014548
[11 empty] | c_DK2_SmallDecentral | 7341 | 0.00014615
[11 empty] | c_DK2_SmallDecentral | 7342 | 0.00013515
[11 empty] | c_DK2_SmallDecentral | 7343 | 0.00010848
[11 empty] | c_DK2_SmallDecentral | 7344 | 7.9488e-05
[11 empty] | c_DK2_SmallDecentral | 7345 | 6.3657e-05
[11 empty] | c_DK2_SmallDecentral | 7346 | 7.2323e-05
[11 empty] | c_DK2_SmallDecentral | 7347 | 7.0823e-05
[11 empty] | c_DK2_SmallDecentral | 7348 | 8.2988e-05
[11 empty] | c_DK2_SmallDecentral | 7349 | 0.00011148
[11 empty] | c_DK2_SmallDecentral | 7350 | 0.00015948
[11 empty] | c_DK2_SmallDecentral | 7351 | 0.00016648
[11 empty] | c_DK2_SmallDecentral | 7352 | 0.00016548
[11 empty] | c_DK2_SmallDecentral | 7353 | 0.00014381
[11 empty] | c_DK2_SmallDecentral | 7354 | 0.00013665
[11 empty] | c_DK2_SmallDecentral | 7355 | 0.00012915
[11 empty] | c_DK2_SmallDecentral | 7356 | 0.00012432
[11 empty] | c_DK2_SmallDecentral | 7357 | 0.00012148
[11 empty] | c_DK2_SmallDecentral | 7358 | 0.00011365
[11 empty] | c_DK2_SmallDecentral | 7359 | 0.00011382
[11 empty] | c_DK2_SmallDecentral | 7360 | 0.00011148
[11 empty] | c_DK2_SmallDecentral | 7361 | 0.00011782
[11 empty] | c_DK2_SmallDecentral | 7362 | 0.00012648
[11 empty] | c_DK2_SmallDecentral | 7363 | 0.00013015
[11 empty] | c_DK2_SmallDecentral | 7364 | 0.00013398
[11 empty] | c_DK2_SmallDecentral | 7365 | 0.00013565
[11 empty] | c_DK2_SmallDecentral | 7366 | 0.00012615
[11 empty] | c_DK2_SmallDecentral | 7367 | 0.00010165
[11 empty] | c_DK2_SmallDecentral | 7368 | 7.5656e-05
[11 empty] | c_DK2_SmallDecentral | 7369 | 6.2158e-05
[11 empty] | c_DK2_SmallDecentral | 7370 | 6.8323e-05
[11 empty] | c_DK2_SmallDecentral | 7371 | 6.8657e-05
[11 empty] | c_DK2_SmallDecentral | 7372 | 7.5156e-05
[11 empty] | c_DK2_SmallDecentral | 7373 | 0.00010132
[11 empty] | c_DK2_SmallDecentral | 7374 | 0.00015398
[11 empty] | c_DK2_SmallDecentral | 7375 | 0.00017997
[11 empty] | c_DK2_SmallDecentral | 7376 | 0.00017781
[11 empty] | c_DK2_SmallDecentral | 7377 | 0.00015598
[11 empty] | c_DK2_SmallDecentral | 7378 | 0.00014781
[11 empty] | c_DK2_SmallDecentral | 7379 | 0.00013931
[11 empty] | c_DK2_SmallDecentral | 7380 | 0.00013281
[11 empty] | c_DK2_SmallDecentral | 7381 | 0.00012948
[11 empty] | c_DK2_SmallDecentral | 7382 | 0.00011982
[11 empty] | c_DK2_SmallDecentral | 7383 | 0.00011898
[11 empty] | c_DK2_SmallDecentral | 7384 | 0.00011715
[11 empty] | c_DK2_SmallDecentral | 7385 | 0.00012198
[11 empty] | c_DK2_SmallDecentral | 7386 | 0.00012981
[11 empty] | c_DK2_SmallDecentral | 7387 | 0.00013298
[11 empty] | c_DK2_SmallDecentral | 7388 | 0.00013731
[11 empty] | c_DK2_SmallDecentral | 7389 | 0.00013865
[11 empty] | c_DK2_SmallDecentral | 7390 | 0.00012581
[11 empty] | c_DK2_SmallDecentral | 7391 | 0.00010082
[11 empty] | c_DK2_SmallDecentral | 7392 | 7.3989e-05
[11 empty] | c_DK2_SmallDecentral | 7393 | 6.999e-05
[11 empty] | c_DK2_SmallDecentral | 7394 | 7.6489e-05
[11 empty] | c_DK2_SmallDecentral | 7395 | 7.6822e-05
[11 empty] | c_DK2_SmallDecentral | 7396 | 8.4154e-05
[11 empty] | c_DK2_SmallDecentral | 7397 | 0.00011315
[11 empty] | c_DK2_SmallDecentral | 7398 | 0.00016981
[11 empty] | c_DK2_SmallDecentral | 7399 | 0.00019914
[11 empty] | c_DK2_SmallDecentral | 7400 | 0.00019664
[11 empty] | c_DK2_SmallDecentral | 7401 | 0.00017697
[11 empty] | c_DK2_SmallDecentral | 7402 | 0.00016664
[11 empty] | c_DK2_SmallDecentral | 7403 | 0.00015648
[11 empty] | c_DK2_SmallDecentral | 7404 | 0.00014998
[11 empty] | c_DK2_SmallDecentral | 7405 | 0.00014531
[11 empty] | c_DK2_SmallDecentral | 7406 | 0.00013581
[11 empty] | c_DK2_SmallDecentral | 7407 | 0.00013431
[11 empty] | c_DK2_SmallDecentral | 7408 | 0.00013248
[11 empty] | c_DK2_SmallDecentral | 7409 | 0.00013648
[11 empty] | c_DK2_SmallDecentral | 7410 | 0.00014531
[11 empty] | c_DK2_SmallDecentral | 7411 | 0.00014764
[11 empty] | c_DK2_SmallDecentral | 7412 | 0.00015214
[11 empty] | c_DK2_SmallDecentral | 7413 | 0.00015248
[11 empty] | c_DK2_SmallDecentral | 7414 | 0.00013848
[11 empty] | c_DK2_SmallDecentral | 7415 | 0.00011015
[11 empty] | c_DK2_SmallDecentral | 7416 | 8.2155e-05
[11 empty] | c_DK2_SmallDecentral | 7417 | 8.0322e-05
[11 empty] | c_DK2_SmallDecentral | 7418 | 8.6654e-05
[11 empty] | c_DK2_SmallDecentral | 7419 | 8.7654e-05
[11 empty] | c_DK2_SmallDecentral | 7420 | 9.4986e-05
[11 empty] | c_DK2_SmallDecentral | 7421 | 0.00012315
[11 empty] | c_DK2_SmallDecentral | 7422 | 0.00018381
[11 empty] | c_DK2_SmallDecentral | 7423 | 0.00021447
[11 empty] | c_DK2_SmallDecentral | 7424 | 0.00021164
[11 empty] | c_DK2_SmallDecentral | 7425 | 0.00019197
[11 empty] | c_DK2_SmallDecentral | 7426 | 0.00018264
[11 empty] | c_DK2_SmallDecentral | 7427 | 0.00017297
[11 empty] | c_DK2_SmallDecentral | 7428 | 0.00016564
[11 empty] | c_DK2_SmallDecentral | 7429 | 0.00016098
[11 empty] | c_DK2_SmallDecentral | 7430 | 0.00015148
[11 empty] | c_DK2_SmallDecentral | 7431 | 0.00015014
[11 empty] | c_DK2_SmallDecentral | 7432 | 0.00014814
[11 empty] | c_DK2_SmallDecentral | 7433 | 0.00015281
[11 empty] | c_DK2_SmallDecentral | 7434 | 0.00016098
[11 empty] | c_DK2_SmallDecentral | 7435 | 0.00016281
[11 empty] | c_DK2_SmallDecentral | 7436 | 0.00016598
[11 empty] | c_DK2_SmallDecentral | 7437 | 0.00016564
[11 empty] | c_DK2_SmallDecentral | 7438 | 0.00015081
[11 empty] | c_DK2_SmallDecentral | 7439 | 0.00012148
[11 empty] | c_DK2_SmallDecentral | 7440 | 9.2153e-05
[11 empty] | c_DK2_SmallDecentral | 7441 | 8.2655e-05
[11 empty] | c_DK2_SmallDecentral | 7442 | 8.9154e-05
[11 empty] | c_DK2_SmallDecentral | 7443 | 9.0153e-05
[11 empty] | c_DK2_SmallDecentral | 7444 | 9.7319e-05
[11 empty] | c_DK2_SmallDecentral | 7445 | 0.00012531
[11 empty] | c_DK2_SmallDecentral | 7446 | 0.00018681
[11 empty] | c_DK2_SmallDecentral | 7447 | 0.00021763
[11 empty] | c_DK2_SmallDecentral | 7448 | 0.00021464
[11 empty] | c_DK2_SmallDecentral | 7449 | 0.0001948
[11 empty] | c_DK2_SmallDecentral | 7450 | 0.00018631
[11 empty] | c_DK2_SmallDecentral | 7451 | 0.00017631
[11 empty] | c_DK2_SmallDecentral | 7452 | 0.00016914
[11 empty] | c_DK2_SmallDecentral | 7453 | 0.00016414
[11 empty] | c_DK2_SmallDecentral | 7454 | 0.00015481
[11 empty] | c_DK2_SmallDecentral | 7455 | 0.00015331
[11 empty] | c_DK2_SmallDecentral | 7456 | 0.00015164
[11 empty] | c_DK2_SmallDecentral | 7457 | 0.00015631
[11 empty] | c_DK2_SmallDecentral | 7458 | 0.00016414
[11 empty] | c_DK2_SmallDecentral | 7459 | 0.00016581
[11 empty] | c_DK2_SmallDecentral | 7460 | 0.00016864
[11 empty] | c_DK2_SmallDecentral | 7461 | 0.00016848
[11 empty] | c_DK2_SmallDecentral | 7462 | 0.00015331
[11 empty] | c_DK2_SmallDecentral | 7463 | 0.00012365
[11 empty] | c_DK2_SmallDecentral | 7464 | 9.4319e-05
[11 empty] | c_DK2_SmallDecentral | 7465 | 7.6822e-05
[11 empty] | c_DK2_SmallDecentral | 7466 | 8.2488e-05
[11 empty] | c_DK2_SmallDecentral | 7467 | 8.2988e-05
[11 empty] | c_DK2_SmallDecentral | 7468 | 8.9487e-05
[11 empty] | c_DK2_SmallDecentral | 7469 | 0.00011715
[11 empty] | c_DK2_SmallDecentral | 7470 | 0.00017564
[11 empty] | c_DK2_SmallDecentral | 7471 | 0.0002073
[11 empty] | c_DK2_SmallDecentral | 7472 | 0.0002068
[11 empty] | c_DK2_SmallDecentral | 7473 | 0.00018797
[11 empty] | c_DK2_SmallDecentral | 7474 | 0.00017781
[11 empty] | c_DK2_SmallDecentral | 7475 | 0.00016714
[11 empty] | c_DK2_SmallDecentral | 7476 | 0.00016014
[11 empty] | c_DK2_SmallDecentral | 7477 | 0.00015531
[11 empty] | c_DK2_SmallDecentral | 7478 | 0.00014615
[11 empty] | c_DK2_SmallDecentral | 7479 | 0.00014415
[11 empty] | c_DK2_SmallDecentral | 7480 | 0.00014231
[11 empty] | c_DK2_SmallDecentral | 7481 | 0.00014615
[11 empty] | c_DK2_SmallDecentral | 7482 | 0.00015548
[11 empty] | c_DK2_SmallDecentral | 7483 | 0.00015848
[11 empty] | c_DK2_SmallDecentral | 7484 | 0.00016264
[11 empty] | c_DK2_SmallDecentral | 7485 | 0.00016198
[11 empty] | c_DK2_SmallDecentral | 7486 | 0.00014814
[11 empty] | c_DK2_SmallDecentral | 7487 | 0.00011782
[11 empty] | c_DK2_SmallDecentral | 7488 | 8.8654e-05
[11 empty] | c_DK2_SmallDecentral | 7489 | 7.8988e-05
[11 empty] | c_DK2_SmallDecentral | 7490 | 8.2321e-05
[11 empty] | c_DK2_SmallDecentral | 7491 | 7.9655e-05
[11 empty] | c_DK2_SmallDecentral | 7492 | 8.9154e-05
[11 empty] | c_DK2_SmallDecentral | 7493 | 0.00011632
[11 empty] | c_DK2_SmallDecentral | 7494 | 0.00016981
[11 empty] | c_DK2_SmallDecentral | 7495 | 0.00020564
[11 empty] | c_DK2_SmallDecentral | 7496 | 0.0002023
[11 empty] | c_DK2_SmallDecentral | 7497 | 0.00018164
[11 empty] | c_DK2_SmallDecentral | 7498 | 0.00017131
[11 empty] | c_DK2_SmallDecentral | 7499 | 0.00016431
[11 empty] | c_DK2_SmallDecentral | 7500 | 0.00015498
[11 empty] | c_DK2_SmallDecentral | 7501 | 0.00015048
[11 empty] | c_DK2_SmallDecentral | 7502 | 0.00013898
[11 empty] | c_DK2_SmallDecentral | 7503 | 0.00014281
[11 empty] | c_DK2_SmallDecentral | 7504 | 0.00014098
[11 empty] | c_DK2_SmallDecentral | 7505 | 0.00014581
[11 empty] | c_DK2_SmallDecentral | 7506 | 0.00015198
[11 empty] | c_DK2_SmallDecentral | 7507 | 0.00015598
[11 empty] | c_DK2_SmallDecentral | 7508 | 0.00015731
[11 empty] | c_DK2_SmallDecentral | 7509 | 0.00015714
[11 empty] | c_DK2_SmallDecentral | 7510 | 0.00014598
[11 empty] | c_DK2_SmallDecentral | 7511 | 0.00011748
[11 empty] | c_DK2_SmallDecentral | 7512 | 8.7654e-05
[11 empty] | c_DK2_SmallDecentral | 7513 | 8.0988e-05
[11 empty] | c_DK2_SmallDecentral | 7514 | 8.9154e-05
[11 empty] | c_DK2_SmallDecentral | 7515 | 8.8487e-05
[11 empty] | c_DK2_SmallDecentral | 7516 | 0.00010198
[11 empty] | c_DK2_SmallDecentral | 7517 | 0.00013331
[11 empty] | c_DK2_SmallDecentral | 7518 | 0.00018814
[11 empty] | c_DK2_SmallDecentral | 7519 | 0.00019647
[11 empty] | c_DK2_SmallDecentral | 7520 | 0.00019414
[11 empty] | c_DK2_SmallDecentral | 7521 | 0.00017297
[11 empty] | c_DK2_SmallDecentral | 7522 | 0.00016514
[11 empty] | c_DK2_SmallDecentral | 7523 | 0.00015731
[11 empty] | c_DK2_SmallDecentral | 7524 | 0.00015181
[11 empty] | c_DK2_SmallDecentral | 7525 | 0.00014814
[11 empty] | c_DK2_SmallDecentral | 7526 | 0.00014031
[11 empty] | c_DK2_SmallDecentral | 7527 | 0.00014098
[11 empty] | c_DK2_SmallDecentral | 7528 | 0.00013931
[11 empty] | c_DK2_SmallDecentral | 7529 | 0.00014548
[11 empty] | c_DK2_SmallDecentral | 7530 | 0.00015514
[11 empty] | c_DK2_SmallDecentral | 7531 | 0.00015898
[11 empty] | c_DK2_SmallDecentral | 7532 | 0.00016164
[11 empty] | c_DK2_SmallDecentral | 7533 | 0.00016231
[11 empty] | c_DK2_SmallDecentral | 7534 | 0.00015098
[11 empty] | c_DK2_SmallDecentral | 7535 | 0.00012198
[11 empty] | c_DK2_SmallDecentral | 7536 | 9.3986e-05
[11 empty] | c_DK2_SmallDecentral | 7537 | 7.7989e-05
[11 empty] | c_DK2_SmallDecentral | 7538 | 8.4821e-05
[11 empty] | c_DK2_SmallDecentral | 7539 | 8.5487e-05
[11 empty] | c_DK2_SmallDecentral | 7540 | 9.332e-05
[11 empty] | c_DK2_SmallDecentral | 7541 | 0.00012165
[11 empty] | c_DK2_SmallDecentral | 7542 | 0.00018164
[11 empty] | c_DK2_SmallDecentral | 7543 | 0.00021114
[11 empty] | c_DK2_SmallDecentral | 7544 | 0.00020814
[11 empty] | c_DK2_SmallDecentral | 7545 | 0.00018597
[11 empty] | c_DK2_SmallDecentral | 7546 | 0.00017697
[11 empty] | c_DK2_SmallDecentral | 7547 | 0.00016748
[11 empty] | c_DK2_SmallDecentral | 7548 | 0.00015998
[11 empty] | c_DK2_SmallDecentral | 7549 | 0.00015564
[11 empty] | c_DK2_SmallDecentral | 7550 | 0.00014598
[11 empty] | c_DK2_SmallDecentral | 7551 | 0.00014515
[11 empty] | c_DK2_SmallDecentral | 7552 | 0.00014365
[11 empty] | c_DK2_SmallDecentral | 7553 | 0.00014931
[11 empty] | c_DK2_SmallDecentral | 7554 | 0.00015781
[11 empty] | c_DK2_SmallDecentral | 7555 | 0.00016114
[11 empty] | c_DK2_SmallDecentral | 7556 | 0.00016464
[11 empty] | c_DK2_SmallDecentral | 7557 | 0.00016498
[11 empty] | c_DK2_SmallDecentral | 7558 | 0.00015014
[11 empty] | c_DK2_SmallDecentral | 7559 | 0.00012065
[11 empty] | c_DK2_SmallDecentral | 7560 | 9.082e-05
[11 empty] | c_DK2_SmallDecentral | 7561 | 7.6655e-05
[11 empty] | c_DK2_SmallDecentral | 7562 | 8.3321e-05
[11 empty] | c_DK2_SmallDecentral | 7563 | 8.3654e-05
[11 empty] | c_DK2_SmallDecentral | 7564 | 9.1487e-05
[11 empty] | c_DK2_SmallDecentral | 7565 | 0.00012065
[11 empty] | c_DK2_SmallDecentral | 7566 | 0.00018014
[11 empty] | c_DK2_SmallDecentral | 7567 | 0.00021097
[11 empty] | c_DK2_SmallDecentral | 7568 | 0.0002083
[11 empty] | c_DK2_SmallDecentral | 7569 | 0.00018831
[11 empty] | c_DK2_SmallDecentral | 7570 | 0.00017797
[11 empty] | c_DK2_SmallDecentral | 7571 | 0.00016764
[11 empty] | c_DK2_SmallDecentral | 7572 | 0.00016081
[11 empty] | c_DK2_SmallDecentral | 7573 | 0.00015598
[11 empty] | c_DK2_SmallDecentral | 7574 | 0.00014631
[11 empty] | c_DK2_SmallDecentral | 7575 | 0.00014481
[11 empty] | c_DK2_SmallDecentral | 7576 | 0.00014298
[11 empty] | c_DK2_SmallDecentral | 7577 | 0.00014748
[11 empty] | c_DK2_SmallDecentral | 7578 | 0.00015614
[11 empty] | c_DK2_SmallDecentral | 7579 | 0.00015831
[11 empty] | c_DK2_SmallDecentral | 7580 | 0.00016231
[11 empty] | c_DK2_SmallDecentral | 7581 | 0.00016231
[11 empty] | c_DK2_SmallDecentral | 7582 | 0.00014764
[11 empty] | c_DK2_SmallDecentral | 7583 | 0.00011798
[11 empty] | c_DK2_SmallDecentral | 7584 | 8.882e-05
[11 empty] | c_DK2_SmallDecentral | 7585 | 7.7822e-05
[11 empty] | c_DK2_SmallDecentral | 7586 | 8.4154e-05
[11 empty] | c_DK2_SmallDecentral | 7587 | 8.5154e-05
[11 empty] | c_DK2_SmallDecentral | 7588 | 9.2653e-05
[11 empty] | c_DK2_SmallDecentral | 7589 | 0.00012148
[11 empty] | c_DK2_SmallDecentral | 7590 | 0.00018114
[11 empty] | c_DK2_SmallDecentral | 7591 | 0.0002118
[11 empty] | c_DK2_SmallDecentral | 7592 | 0.00020897
[11 empty] | c_DK2_SmallDecentral | 7593 | 0.00018931
[11 empty] | c_DK2_SmallDecentral | 7594 | 0.00017931
[11 empty] | c_DK2_SmallDecentral | 7595 | 0.00016948
[11 empty] | c_DK2_SmallDecentral | 7596 | 0.00016214
[11 empty] | c_DK2_SmallDecentral | 7597 | 0.00015748
[11 empty] | c_DK2_SmallDecentral | 7598 | 0.00014781
[11 empty] | c_DK2_SmallDecentral | 7599 | 0.00014665
[11 empty] | c_DK2_SmallDecentral | 7600 | 0.00014481
[11 empty] | c_DK2_SmallDecentral | 7601 | 0.00014914
[11 empty] | c_DK2_SmallDecentral | 7602 | 0.00015781
[11 empty] | c_DK2_SmallDecentral | 7603 | 0.00015981
[11 empty] | c_DK2_SmallDecentral | 7604 | 0.00016348
[11 empty] | c_DK2_SmallDecentral | 7605 | 0.00016331
[11 empty] | c_DK2_SmallDecentral | 7606 | 0.00014864
[11 empty] | c_DK2_SmallDecentral | 7607 | 0.00011915
[11 empty] | c_DK2_SmallDecentral | 7608 | 8.982e-05
[11 empty] | c_DK2_SmallDecentral | 7609 | 7.8488e-05
[11 empty] | c_DK2_SmallDecentral | 7610 | 8.4821e-05
[11 empty] | c_DK2_SmallDecentral | 7611 | 8.5487e-05
[11 empty] | c_DK2_SmallDecentral | 7612 | 9.2986e-05
[11 empty] | c_DK2_SmallDecentral | 7613 | 0.00012148
[11 empty] | c_DK2_SmallDecentral | 7614 | 0.00018131
[11 empty] | c_DK2_SmallDecentral | 7615 | 0.0002118
[11 empty] | c_DK2_SmallDecentral | 7616 | 0.00020897
[11 empty] | c_DK2_SmallDecentral | 7617 | 0.00018931
[11 empty] | c_DK2_SmallDecentral | 7618 | 0.00017997
[11 empty] | c_DK2_SmallDecentral | 7619 | 0.00016964
[11 empty] | c_DK2_SmallDecentral | 7620 | 0.00016281
[11 empty] | c_DK2_SmallDecentral | 7621 | 0.00015781
[11 empty] | c_DK2_SmallDecentral | 7622 | 0.00014831
[11 empty] | c_DK2_SmallDecentral | 7623 | 0.00014698
[11 empty] | c_DK2_SmallDecentral | 7624 | 0.00014515
[11 empty] | c_DK2_SmallDecentral | 7625 | 0.00014948
[11 empty] | c_DK2_SmallDecentral | 7626 | 0.00015798
[11 empty] | c_DK2_SmallDecentral | 7627 | 0.00015981
[11 empty] | c_DK2_SmallDecentral | 7628 | 0.00016348
[11 empty] | c_DK2_SmallDecentral | 7629 | 0.00016331
[11 empty] | c_DK2_SmallDecentral | 7630 | 0.00014848
[11 empty] | c_DK2_SmallDecentral | 7631 | 0.00011932
[11 empty] | c_DK2_SmallDecentral | 7632 | 9.0153e-05
[11 empty] | c_DK2_SmallDecentral | 7633 | 7.2323e-05
[11 empty] | c_DK2_SmallDecentral | 7634 | 7.8155e-05
[11 empty] | c_DK2_SmallDecentral | 7635 | 7.8155e-05
[11 empty] | c_DK2_SmallDecentral | 7636 | 8.4987e-05
[11 empty] | c_DK2_SmallDecentral | 7637 | 0.00011332
[11 empty] | c_DK2_SmallDecentral | 7638 | 0.00017047
[11 empty] | c_DK2_SmallDecentral | 7639 | 0.0002018
[11 empty] | c_DK2_SmallDecentral | 7640 | 0.00020147
[11 empty] | c_DK2_SmallDecentral | 7641 | 0.00018281
[11 empty] | c_DK2_SmallDecentral | 7642 | 0.00017164
[11 empty] | c_DK2_SmallDecentral | 7643 | 0.00016048
[11 empty] | c_DK2_SmallDecentral | 7644 | 0.00015364
[11 empty] | c_DK2_SmallDecentral | 7645 | 0.00014898
[11 empty] | c_DK2_SmallDecentral | 7646 | 0.00013981
[11 empty] | c_DK2_SmallDecentral | 7647 | 0.00013765
[11 empty] | c_DK2_SmallDecentral | 7648 | 0.00013581
[11 empty] | c_DK2_SmallDecentral | 7649 | 0.00013981
[11 empty] | c_DK2_SmallDecentral | 7650 | 0.00014931
[11 empty] | c_DK2_SmallDecentral | 7651 | 0.00015298
[11 empty] | c_DK2_SmallDecentral | 7652 | 0.00015764
[11 empty] | c_DK2_SmallDecentral | 7653 | 0.00015731
[11 empty] | c_DK2_SmallDecentral | 7654 | 0.00014365
[11 empty] | c_DK2_SmallDecentral | 7655 | 0.00011348
[11 empty] | c_DK2_SmallDecentral | 7656 | 8.4654e-05
[11 empty] | c_DK2_SmallDecentral | 7657 | 6.8657e-05
[11 empty] | c_DK2_SmallDecentral | 7658 | 7.2156e-05
[11 empty] | c_DK2_SmallDecentral | 7659 | 6.8657e-05
[11 empty] | c_DK2_SmallDecentral | 7660 | 7.7989e-05
[11 empty] | c_DK2_SmallDecentral | 7661 | 0.00010448
[11 empty] | c_DK2_SmallDecentral | 7662 | 0.00015348
[11 empty] | c_DK2_SmallDecentral | 7663 | 0.00018681
[11 empty] | c_DK2_SmallDecentral | 7664 | 0.00018464
[11 empty] | c_DK2_SmallDecentral | 7665 | 0.00016398
[11 empty] | c_DK2_SmallDecentral | 7666 | 0.00015398
[11 empty] | c_DK2_SmallDecentral | 7667 | 0.00014698
[11 empty] | c_DK2_SmallDecentral | 7668 | 0.00013831
[11 empty] | c_DK2_SmallDecentral | 7669 | 0.00013431
[11 empty] | c_DK2_SmallDecentral | 7670 | 0.00012248
[11 empty] | c_DK2_SmallDecentral | 7671 | 0.00012648
[11 empty] | c_DK2_SmallDecentral | 7672 | 0.00012465
[11 empty] | c_DK2_SmallDecentral | 7673 | 0.00012898
[11 empty] | c_DK2_SmallDecentral | 7674 | 0.00013498
[11 empty] | c_DK2_SmallDecentral | 7675 | 0.00013931
[11 empty] | c_DK2_SmallDecentral | 7676 | 0.00014098
[11 empty] | c_DK2_SmallDecentral | 7677 | 0.00014148
[11 empty] | c_DK2_SmallDecentral | 7678 | 0.00013115
[11 empty] | c_DK2_SmallDecentral | 7679 | 0.00010532
[11 empty] | c_DK2_SmallDecentral | 7680 | 7.6989e-05
[11 empty] | c_DK2_SmallDecentral | 7681 | 7.1156e-05
[11 empty] | c_DK2_SmallDecentral | 7682 | 8.0322e-05
[11 empty] | c_DK2_SmallDecentral | 7683 | 7.8655e-05
[11 empty] | c_DK2_SmallDecentral | 7684 | 9.182e-05
[11 empty] | c_DK2_SmallDecentral | 7685 | 0.00012265
[11 empty] | c_DK2_SmallDecentral | 7686 | 0.00017481
[11 empty] | c_DK2_SmallDecentral | 7687 | 0.00018247
[11 empty] | c_DK2_SmallDecentral | 7688 | 0.00018064
[11 empty] | c_DK2_SmallDecentral | 7689 | 0.00015831
[11 empty] | c_DK2_SmallDecentral | 7690 | 0.00015014
[11 empty] | c_DK2_SmallDecentral | 7691 | 0.00014198
[11 empty] | c_DK2_SmallDecentral | 7692 | 0.00013665
[11 empty] | c_DK2_SmallDecentral | 7693 | 0.00013348
[11 empty] | c_DK2_SmallDecentral | 7694 | 0.00012531
[11 empty] | c_DK2_SmallDecentral | 7695 | 0.00012581
[11 empty] | c_DK2_SmallDecentral | 7696 | 0.00012382
[11 empty] | c_DK2_SmallDecentral | 7697 | 0.00013065
[11 empty] | c_DK2_SmallDecentral | 7698 | 0.00014015
[11 empty] | c_DK2_SmallDecentral | 7699 | 0.00014415
[11 empty] | c_DK2_SmallDecentral | 7700 | 0.00014798
[11 empty] | c_DK2_SmallDecentral | 7701 | 0.00014948
[11 empty] | c_DK2_SmallDecentral | 7702 | 0.00013881
[11 empty] | c_DK2_SmallDecentral | 7703 | 0.00011215
[11 empty] | c_DK2_SmallDecentral | 7704 | 8.3821e-05
[11 empty] | c_DK2_SmallDecentral | 7705 | 6.599e-05
[11 empty] | c_DK2_SmallDecentral | 7706 | 7.2656e-05
[11 empty] | c_DK2_SmallDecentral | 7707 | 7.2989e-05
[11 empty] | c_DK2_SmallDecentral | 7708 | 7.9822e-05
[11 empty] | c_DK2_SmallDecentral | 7709 | 0.00010698
[11 empty] | c_DK2_SmallDecentral | 7710 | 0.00016164
[11 empty] | c_DK2_SmallDecentral | 7711 | 0.00018831
[11 empty] | c_DK2_SmallDecentral | 7712 | 0.00018614
[11 empty] | c_DK2_SmallDecentral | 7713 | 0.00016431
[11 empty] | c_DK2_SmallDecentral | 7714 | 0.00015564
[11 empty] | c_DK2_SmallDecentral | 7715 | 0.00014648
[11 empty] | c_DK2_SmallDecentral | 7716 | 0.00013965
[11 empty] | c_DK2_SmallDecentral | 7717 | 0.00013631
[11 empty] | c_DK2_SmallDecentral | 7718 | 0.00012648
[11 empty] | c_DK2_SmallDecentral | 7719 | 0.00012565
[11 empty] | c_DK2_SmallDecentral | 7720 | 0.00012382
[11 empty] | c_DK2_SmallDecentral | 7721 | 0.00012915
[11 empty] | c_DK2_SmallDecentral | 7722 | 0.00013698
[11 empty] | c_DK2_SmallDecentral | 7723 | 0.00014065
[11 empty] | c_DK2_SmallDecentral | 7724 | 0.00014498
[11 empty] | c_DK2_SmallDecentral | 7725 | 0.00014598
[11 empty] | c_DK2_SmallDecentral | 7726 | 0.00013265
[11 empty] | c_DK2_SmallDecentral | 7727 | 0.00010598
[11 empty] | c_DK2_SmallDecentral | 7728 | 7.8322e-05
[11 empty] | c_DK2_SmallDecentral | 7729 | 6.7323e-05
[11 empty] | c_DK2_SmallDecentral | 7730 | 7.3489e-05
[11 empty] | c_DK2_SmallDecentral | 7731 | 7.3822e-05
[11 empty] | c_DK2_SmallDecentral | 7732 | 8.0988e-05
[11 empty] | c_DK2_SmallDecentral | 7733 | 0.00010915
[11 empty] | c_DK2_SmallDecentral | 7734 | 0.00016431
[11 empty] | c_DK2_SmallDecentral | 7735 | 0.00019297
[11 empty] | c_DK2_SmallDecentral | 7736 | 0.00019047
[11 empty] | c_DK2_SmallDecentral | 7737 | 0.00017114
[11 empty] | c_DK2_SmallDecentral | 7738 | 0.00016098
[11 empty] | c_DK2_SmallDecentral | 7739 | 0.00015131
[11 empty] | c_DK2_SmallDecentral | 7740 | 0.00014498
[11 empty] | c_DK2_SmallDecentral | 7741 | 0.00014065
[11 empty] | c_DK2_SmallDecentral | 7742 | 0.00013115
[11 empty] | c_DK2_SmallDecentral | 7743 | 0.00012965
[11 empty] | c_DK2_SmallDecentral | 7744 | 0.00012748
[11 empty] | c_DK2_SmallDecentral | 7745 | 0.00013165
[11 empty] | c_DK2_SmallDecentral | 7746 | 0.00014015
[11 empty] | c_DK2_SmallDecentral | 7747 | 0.00014248
[11 empty] | c_DK2_SmallDecentral | 7748 | 0.00014681
[11 empty] | c_DK2_SmallDecentral | 7749 | 0.00014731
[11 empty] | c_DK2_SmallDecentral | 7750 | 0.00013398
[11 empty] | c_DK2_SmallDecentral | 7751 | 0.00010648
[11 empty] | c_DK2_SmallDecentral | 7752 | 7.9155e-05
[11 empty] | c_DK2_SmallDecentral | 7753 | 6.9656e-05
[11 empty] | c_DK2_SmallDecentral | 7754 | 7.5822e-05
[11 empty] | c_DK2_SmallDecentral | 7755 | 7.6322e-05
[11 empty] | c_DK2_SmallDecentral | 7756 | 8.3654e-05
[11 empty] | c_DK2_SmallDecentral | 7757 | 0.00011265
[11 empty] | c_DK2_SmallDecentral | 7758 | 0.00016881
[11 empty] | c_DK2_SmallDecentral | 7759 | 0.00019847
[11 empty] | c_DK2_SmallDecentral | 7760 | 0.00019597
[11 empty] | c_DK2_SmallDecentral | 7761 | 0.00017631
[11 empty] | c_DK2_SmallDecentral | 7762 | 0.00016581
[11 empty] | c_DK2_SmallDecentral | 7763 | 0.00015581
[11 empty] | c_DK2_SmallDecentral | 7764 | 0.00014898
[11 empty] | c_DK2_SmallDecentral | 7765 | 0.00014498
[11 empty] | c_DK2_SmallDecentral | 7766 | 0.00013498
[11 empty] | c_DK2_SmallDecentral | 7767 | 0.00013381
[11 empty] | c_DK2_SmallDecentral | 7768 | 0.00013181
[11 empty] | c_DK2_SmallDecentral | 7769 | 0.00013581
[11 empty] | c_DK2_SmallDecentral | 7770 | 0.00014481
[11 empty] | c_DK2_SmallDecentral | 7771 | 0.00014731
[11 empty] | c_DK2_SmallDecentral | 7772 | 0.00015148
[11 empty] | c_DK2_SmallDecentral | 7773 | 0.00015198
[11 empty] | c_DK2_SmallDecentral | 7774 | 0.00013798
[11 empty] | c_DK2_SmallDecentral | 7775 | 0.00010965
[11 empty] | c_DK2_SmallDecentral | 7776 | 8.1655e-05
[11 empty] | c_DK2_SmallDecentral | 7777 | 6.9156e-05
[11 empty] | c_DK2_SmallDecentral | 7778 | 7.5489e-05
[11 empty] | c_DK2_SmallDecentral | 7779 | 7.5656e-05
[11 empty] | c_DK2_SmallDecentral | 7780 | 8.3154e-05
[11 empty] | c_DK2_SmallDecentral | 7781 | 0.00011182
[11 empty] | c_DK2_SmallDecentral | 7782 | 0.00016781
[11 empty] | c_DK2_SmallDecentral | 7783 | 0.00019714
[11 empty] | c_DK2_SmallDecentral | 7784 | 0.00019464
[11 empty] | c_DK2_SmallDecentral | 7785 | 0.00017514
[11 empty] | c_DK2_SmallDecentral | 7786 | 0.00016464
[11 empty] | c_DK2_SmallDecentral | 7787 | 0.00015481
[11 empty] | c_DK2_SmallDecentral | 7788 | 0.00014848
[11 empty] | c_DK2_SmallDecentral | 7789 | 0.00014381
[11 empty] | c_DK2_SmallDecentral | 7790 | 0.00013415
[11 empty] | c_DK2_SmallDecentral | 7791 | 0.00013265
[11 empty] | c_DK2_SmallDecentral | 7792 | 0.00013081
[11 empty] | c_DK2_SmallDecentral | 7793 | 0.00013498
[11 empty] | c_DK2_SmallDecentral | 7794 | 0.00014365
[11 empty] | c_DK2_SmallDecentral | 7795 | 0.00014598
[11 empty] | c_DK2_SmallDecentral | 7796 | 0.00015031
[11 empty] | c_DK2_SmallDecentral | 7797 | 0.00015064
[11 empty] | c_DK2_SmallDecentral | 7798 | 0.00013698
[11 empty] | c_DK2_SmallDecentral | 7799 | 0.00010882
[11 empty] | c_DK2_SmallDecentral | 7800 | 8.1155e-05
[11 empty] | c_DK2_SmallDecentral | 7801 | 6.6324e-05
[11 empty] | c_DK2_SmallDecentral | 7802 | 7.1489e-05
[11 empty] | c_DK2_SmallDecentral | 7803 | 7.1656e-05
[11 empty] | c_DK2_SmallDecentral | 7804 | 7.7989e-05
[11 empty] | c_DK2_SmallDecentral | 7805 | 0.00010432
[11 empty] | c_DK2_SmallDecentral | 7806 | 0.00015848
[11 empty] | c_DK2_SmallDecentral | 7807 | 0.00018764
[11 empty] | c_DK2_SmallDecentral | 7808 | 0.00018747
[11 empty] | c_DK2_SmallDecentral | 7809 | 0.00016898
[11 empty] | c_DK2_SmallDecentral | 7810 | 0.00015914
[11 empty] | c_DK2_SmallDecentral | 7811 | 0.00014881
[11 empty] | c_DK2_SmallDecentral | 7812 | 0.00014231
[11 empty] | c_DK2_SmallDecentral | 7813 | 0.00013815
[11 empty] | c_DK2_SmallDecentral | 7814 | 0.00012931
[11 empty] | c_DK2_SmallDecentral | 7815 | 0.00012698
[11 empty] | c_DK2_SmallDecentral | 7816 | 0.00012515
[11 empty] | c_DK2_SmallDecentral | 7817 | 0.00012848
[11 empty] | c_DK2_SmallDecentral | 7818 | 0.00013781
[11 empty] | c_DK2_SmallDecentral | 7819 | 0.00014115
[11 empty] | c_DK2_SmallDecentral | 7820 | 0.00014565
[11 empty] | c_DK2_SmallDecentral | 7821 | 0.00014548
[11 empty] | c_DK2_SmallDecentral | 7822 | 0.00013298
[11 empty] | c_DK2_SmallDecentral | 7823 | 0.00010532
[11 empty] | c_DK2_SmallDecentral | 7824 | 7.7989e-05
[11 empty] | c_DK2_SmallDecentral | 7825 | 6.8657e-05
[11 empty] | c_DK2_SmallDecentral | 7826 | 7.2156e-05
[11 empty] | c_DK2_SmallDecentral | 7827 | 6.8823e-05
[11 empty] | c_DK2_SmallDecentral | 7828 | 7.7989e-05
[11 empty] | c_DK2_SmallDecentral | 7829 | 0.00010448
[11 empty] | c_DK2_SmallDecentral | 7830 | 0.00015364
[11 empty] | c_DK2_SmallDecentral | 7831 | 0.00018681
[11 empty] | c_DK2_SmallDecentral | 7832 | 0.00018464
[11 empty] | c_DK2_SmallDecentral | 7833 | 0.00016398
[11 empty] | c_DK2_SmallDecentral | 7834 | 0.00015398
[11 empty] | c_DK2_SmallDecentral | 7835 | 0.00014715
[11 empty] | c_DK2_SmallDecentral | 7836 | 0.00013831
[11 empty] | c_DK2_SmallDecentral | 7837 | 0.00013431
[11 empty] | c_DK2_SmallDecentral | 7838 | 0.00012248
[11 empty] | c_DK2_SmallDecentral | 7839 | 0.00012665
[11 empty] | c_DK2_SmallDecentral | 7840 | 0.00012465
[11 empty] | c_DK2_SmallDecentral | 7841 | 0.00012898
[11 empty] | c_DK2_SmallDecentral | 7842 | 0.00013498
[11 empty] | c_DK2_SmallDecentral | 7843 | 0.00013931
[11 empty] | c_DK2_SmallDecentral | 7844 | 0.00014098
[11 empty] | c_DK2_SmallDecentral | 7845 | 0.00014181
[11 empty] | c_DK2_SmallDecentral | 7846 | 0.00013115
[11 empty] | c_DK2_SmallDecentral | 7847 | 0.00010532
[11 empty] | c_DK2_SmallDecentral | 7848 | 7.6989e-05
[11 empty] | c_DK2_SmallDecentral | 7849 | 7.1489e-05
[11 empty] | c_DK2_SmallDecentral | 7850 | 8.0988e-05
[11 empty] | c_DK2_SmallDecentral | 7851 | 7.8988e-05
[11 empty] | c_DK2_SmallDecentral | 7852 | 9.2486e-05
[11 empty] | c_DK2_SmallDecentral | 7853 | 0.00012332
[11 empty] | c_DK2_SmallDecentral | 7854 | 0.00017581
[11 empty] | c_DK2_SmallDecentral | 7855 | 0.00018331
[11 empty] | c_DK2_SmallDecentral | 7856 | 0.00018147
[11 empty] | c_DK2_SmallDecentral | 7857 | 0.00015898
[11 empty] | c_DK2_SmallDecentral | 7858 | 0.00015081
[11 empty] | c_DK2_SmallDecentral | 7859 | 0.00014281
[11 empty] | c_DK2_SmallDecentral | 7860 | 0.00013748
[11 empty] | c_DK2_SmallDecentral | 7861 | 0.00013415
[11 empty] | c_DK2_SmallDecentral | 7862 | 0.00012598
[11 empty] | c_DK2_SmallDecentral | 7863 | 0.00012665
[11 empty] | c_DK2_SmallDecentral | 7864 | 0.00012432
[11 empty] | c_DK2_SmallDecentral | 7865 | 0.00013148
[11 empty] | c_DK2_SmallDecentral | 7866 | 0.00014081
[11 empty] | c_DK2_SmallDecentral | 7867 | 0.00014515
[11 empty] | c_DK2_SmallDecentral | 7868 | 0.00014881
[11 empty] | c_DK2_SmallDecentral | 7869 | 0.00015048
[11 empty] | c_DK2_SmallDecentral | 7870 | 0.00013948
[11 empty] | c_DK2_SmallDecentral | 7871 | 0.00011282
[11 empty] | c_DK2_SmallDecentral | 7872 | 8.4488e-05
[11 empty] | c_DK2_SmallDecentral | 7873 | 7.2489e-05
[11 empty] | c_DK2_SmallDecentral | 7874 | 7.9655e-05
[11 empty] | c_DK2_SmallDecentral | 7875 | 8.0155e-05
[11 empty] | c_DK2_SmallDecentral | 7876 | 8.782e-05
[11 empty] | c_DK2_SmallDecentral | 7877 | 0.00011715
[11 empty] | c_DK2_SmallDecentral | 7878 | 0.00017497
[11 empty] | c_DK2_SmallDecentral | 7879 | 0.00020397
[11 empty] | c_DK2_SmallDecentral | 7880 | 0.00020147
[11 empty] | c_DK2_SmallDecentral | 7881 | 0.00017881
[11 empty] | c_DK2_SmallDecentral | 7882 | 0.00016898
[11 empty] | c_DK2_SmallDecentral | 7883 | 0.00015914
[11 empty] | c_DK2_SmallDecentral | 7884 | 0.00015181
[11 empty] | c_DK2_SmallDecentral | 7885 | 0.00014831
[11 empty] | c_DK2_SmallDecentral | 7886 | 0.00013798
[11 empty] | c_DK2_SmallDecentral | 7887 | 0.00013715
[11 empty] | c_DK2_SmallDecentral | 7888 | 0.00013565
[11 empty] | c_DK2_SmallDecentral | 7889 | 0.00014148
[11 empty] | c_DK2_SmallDecentral | 7890 | 0.00014981
[11 empty] | c_DK2_SmallDecentral | 7891 | 0.00015381
[11 empty] | c_DK2_SmallDecentral | 7892 | 0.00015814
[11 empty] | c_DK2_SmallDecentral | 7893 | 0.00015881
[11 empty] | c_DK2_SmallDecentral | 7894 | 0.00014431
[11 empty] | c_DK2_SmallDecentral | 7895 | 0.00011548
[11 empty] | c_DK2_SmallDecentral | 7896 | 8.5987e-05
[11 empty] | c_DK2_SmallDecentral | 7897 | 7.3156e-05
[11 empty] | c_DK2_SmallDecentral | 7898 | 7.9822e-05
[11 empty] | c_DK2_SmallDecentral | 7899 | 8.0322e-05
[11 empty] | c_DK2_SmallDecentral | 7900 | 8.8154e-05
[11 empty] | c_DK2_SmallDecentral | 7901 | 0.00011815
[11 empty] | c_DK2_SmallDecentral | 7902 | 0.00017664
[11 empty] | c_DK2_SmallDecentral | 7903 | 0.00020697
[11 empty] | c_DK2_SmallDecentral | 7904 | 0.00020447
[11 empty] | c_DK2_SmallDecentral | 7905 | 0.00018464
[11 empty] | c_DK2_SmallDecentral | 7906 | 0.00017347
[11 empty] | c_DK2_SmallDecentral | 7907 | 0.00016298
[11 empty] | c_DK2_SmallDecentral | 7908 | 0.00015614
[11 empty] | c_DK2_SmallDecentral | 7909 | 0.00015148
[11 empty] | c_DK2_SmallDecentral | 7910 | 0.00014148
[11 empty] | c_DK2_SmallDecentral | 7911 | 0.00014015
[11 empty] | c_DK2_SmallDecentral | 7912 | 0.00013831
[11 empty] | c_DK2_SmallDecentral | 7913 | 0.00014265
[11 empty] | c_DK2_SmallDecentral | 7914 | 0.00015164
[11 empty] | c_DK2_SmallDecentral | 7915 | 0.00015414
[11 empty] | c_DK2_SmallDecentral | 7916 | 0.00015881
[11 empty] | c_DK2_SmallDecentral | 7917 | 0.00015898
[11 empty] | c_DK2_SmallDecentral | 7918 | 0.00014431
[11 empty] | c_DK2_SmallDecentral | 7919 | 0.00011482
[11 empty] | c_DK2_SmallDecentral | 7920 | 8.5821e-05
[11 empty] | c_DK2_SmallDecentral | 7921 | 6.9323e-05
[11 empty] | c_DK2_SmallDecentral | 7922 | 7.5822e-05
[11 empty] | c_DK2_SmallDecentral | 7923 | 7.6155e-05
[11 empty] | c_DK2_SmallDecentral | 7924 | 8.3654e-05
[11 empty] | c_DK2_SmallDecentral | 7925 | 0.00011232
[11 empty] | c_DK2_SmallDecentral | 7926 | 0.00016881
[11 empty] | c_DK2_SmallDecentral | 7927 | 0.00019797
[11 empty] | c_DK2_SmallDecentral | 7928 | 0.00019547
[11 empty] | c_DK2_SmallDecentral | 7929 | 0.00017597
[11 empty] | c_DK2_SmallDecentral | 7930 | 0.00016548
[11 empty] | c_DK2_SmallDecentral | 7931 | 0.00015564
[11 empty] | c_DK2_SmallDecentral | 7932 | 0.00014898
[11 empty] | c_DK2_SmallDecentral | 7933 | 0.00014448
[11 empty] | c_DK2_SmallDecentral | 7934 | 0.00013481
[11 empty] | c_DK2_SmallDecentral | 7935 | 0.00013348
[11 empty] | c_DK2_SmallDecentral | 7936 | 0.00013148
[11 empty] | c_DK2_SmallDecentral | 7937 | 0.00013565
[11 empty] | c_DK2_SmallDecentral | 7938 | 0.00014431
[11 empty] | c_DK2_SmallDecentral | 7939 | 0.00014715
[11 empty] | c_DK2_SmallDecentral | 7940 | 0.00015114
[11 empty] | c_DK2_SmallDecentral | 7941 | 0.00015181
[11 empty] | c_DK2_SmallDecentral | 7942 | 0.00013781
[11 empty] | c_DK2_SmallDecentral | 7943 | 0.00010965
[11 empty] | c_DK2_SmallDecentral | 7944 | 8.1655e-05
[11 empty] | c_DK2_SmallDecentral | 7945 | 6.749e-05
[11 empty] | c_DK2_SmallDecentral | 7946 | 7.3656e-05
[11 empty] | c_DK2_SmallDecentral | 7947 | 7.3989e-05
[11 empty] | c_DK2_SmallDecentral | 7948 | 8.1155e-05
[11 empty] | c_DK2_SmallDecentral | 7949 | 0.00010948
[11 empty] | c_DK2_SmallDecentral | 7950 | 0.00016481
[11 empty] | c_DK2_SmallDecentral | 7951 | 0.00019347
[11 empty] | c_DK2_SmallDecentral | 7952 | 0.00019097
[11 empty] | c_DK2_SmallDecentral | 7953 | 0.00017164
[11 empty] | c_DK2_SmallDecentral | 7954 | 0.00016148
[11 empty] | c_DK2_SmallDecentral | 7955 | 0.00015181
[11 empty] | c_DK2_SmallDecentral | 7956 | 0.00014548
[11 empty] | c_DK2_SmallDecentral | 7957 | 0.00014115
[11 empty] | c_DK2_SmallDecentral | 7958 | 0.00013148
[11 empty] | c_DK2_SmallDecentral | 7959 | 0.00013015
[11 empty] | c_DK2_SmallDecentral | 7960 | 0.00012798
[11 empty] | c_DK2_SmallDecentral | 7961 | 0.00013215
[11 empty] | c_DK2_SmallDecentral | 7962 | 0.00014065
[11 empty] | c_DK2_SmallDecentral | 7963 | 0.00014298
[11 empty] | c_DK2_SmallDecentral | 7964 | 0.00014731
[11 empty] | c_DK2_SmallDecentral | 7965 | 0.00014781
[11 empty] | c_DK2_SmallDecentral | 7966 | 0.00013431
[11 empty] | c_DK2_SmallDecentral | 7967 | 0.00010682
[11 empty] | c_DK2_SmallDecentral | 7968 | 7.9488e-05
[11 empty] | c_DK2_SmallDecentral | 7969 | 7.9822e-05
[11 empty] | c_DK2_SmallDecentral | 7970 | 8.5487e-05
[11 empty] | c_DK2_SmallDecentral | 7971 | 8.6154e-05
[11 empty] | c_DK2_SmallDecentral | 7972 | 9.282e-05
[11 empty] | c_DK2_SmallDecentral | 7973 | 0.00012032
[11 empty] | c_DK2_SmallDecentral | 7974 | 0.00018014
[11 empty] | c_DK2_SmallDecentral | 7975 | 0.00021247
[11 empty] | c_DK2_SmallDecentral | 7976 | 0.00021164
[11 empty] | c_DK2_SmallDecentral | 7977 | 0.0001928
[11 empty] | c_DK2_SmallDecentral | 7978 | 0.00018281
[11 empty] | c_DK2_SmallDecentral | 7979 | 0.00017214
[11 empty] | c_DK2_SmallDecentral | 7980 | 0.00016498
[11 empty] | c_DK2_SmallDecentral | 7981 | 0.00015998
[11 empty] | c_DK2_SmallDecentral | 7982 | 0.00015098
[11 empty] | c_DK2_SmallDecentral | 7983 | 0.00014881
[11 empty] | c_DK2_SmallDecentral | 7984 | 0.00014698
[11 empty] | c_DK2_SmallDecentral | 7985 | 0.00015114
[11 empty] | c_DK2_SmallDecentral | 7986 | 0.00016014
[11 empty] | c_DK2_SmallDecentral | 7987 | 0.00016314
[11 empty] | c_DK2_SmallDecentral | 7988 | 0.00016714
[11 empty] | c_DK2_SmallDecentral | 7989 | 0.00016614
[11 empty] | c_DK2_SmallDecentral | 7990 | 0.00015198
[11 empty] | c_DK2_SmallDecentral | 7991 | 0.00012148
[11 empty] | c_DK2_SmallDecentral | 7992 | 9.1487e-05
[11 empty] | c_DK2_SmallDecentral | 7993 | 9.1653e-05
[11 empty] | c_DK2_SmallDecentral | 7994 | 9.382e-05
[11 empty] | c_DK2_SmallDecentral | 7995 | 9.2653e-05
[11 empty] | c_DK2_SmallDecentral | 7996 | 0.00010149
[11 empty] | c_DK2_SmallDecentral | 7997 | 0.00012748
[11 empty] | c_DK2_SmallDecentral | 7998 | 0.00018531
[11 empty] | c_DK2_SmallDecentral | 7999 | 0.00022313
[11 empty] | c_DK2_SmallDecentral | 8000 | 0.00021847
[11 empty] | c_DK2_SmallDecentral | 8001 | 0.00019847
[11 empty] | c_DK2_SmallDecentral | 8002 | 0.00018914
[11 empty] | c_DK2_SmallDecentral | 8003 | 0.00018247
[11 empty] | c_DK2_SmallDecentral | 8004 | 0.00017331
[11 empty] | c_DK2_SmallDecentral | 8005 | 0.00016764
[11 empty] | c_DK2_SmallDecentral | 8006 | 0.00015731
[11 empty] | c_DK2_SmallDecentral | 8007 | 0.00016131
[11 empty] | c_DK2_SmallDecentral | 8008 | 0.00015881
[11 empty] | c_DK2_SmallDecentral | 8009 | 0.00016431
[11 empty] | c_DK2_SmallDecentral | 8010 | 0.00017031
[11 empty] | c_DK2_SmallDecentral | 8011 | 0.00017281
[11 empty] | c_DK2_SmallDecentral | 8012 | 0.00017331
[11 empty] | c_DK2_SmallDecentral | 8013 | 0.00017164
[11 empty] | c_DK2_SmallDecentral | 8014 | 0.00016031
[11 empty] | c_DK2_SmallDecentral | 8015 | 0.00012965
[11 empty] | c_DK2_SmallDecentral | 8016 | 9.9152e-05
[11 empty] | c_DK2_SmallDecentral | 8017 | 9.5653e-05
[11 empty] | c_DK2_SmallDecentral | 8018 | 0.00010232
[11 empty] | c_DK2_SmallDecentral | 8019 | 0.00010315
[11 empty] | c_DK2_SmallDecentral | 8020 | 0.00011715
[11 empty] | c_DK2_SmallDecentral | 8021 | 0.00014998
[11 empty] | c_DK2_SmallDecentral | 8022 | 0.00020964
[11 empty] | c_DK2_SmallDecentral | 8023 | 0.00021913
[11 empty] | c_DK2_SmallDecentral | 8024 | 0.00021597
[11 empty] | c_DK2_SmallDecentral | 8025 | 0.0001963
[11 empty] | c_DK2_SmallDecentral | 8026 | 0.00018814
[11 empty] | c_DK2_SmallDecentral | 8027 | 0.00017997
[11 empty] | c_DK2_SmallDecentral | 8028 | 0.00017447
[11 empty] | c_DK2_SmallDecentral | 8029 | 0.00016997
[11 empty] | c_DK2_SmallDecentral | 8030 | 0.00016231
[11 empty] | c_DK2_SmallDecentral | 8031 | 0.00016331
[11 empty] | c_DK2_SmallDecentral | 8032 | 0.00016248
[11 empty] | c_DK2_SmallDecentral | 8033 | 0.00016781
[11 empty] | c_DK2_SmallDecentral | 8034 | 0.00017814
[11 empty] | c_DK2_SmallDecentral | 8035 | 0.00018164
[11 empty] | c_DK2_SmallDecentral | 8036 | 0.00018331
[11 empty] | c_DK2_SmallDecentral | 8037 | 0.00018264
[11 empty] | c_DK2_SmallDecentral | 8038 | 0.00017031
[11 empty] | c_DK2_SmallDecentral | 8039 | 0.00013765
[11 empty] | c_DK2_SmallDecentral | 8040 | 0.00010898
[11 empty] | c_DK2_SmallDecentral | 8041 | 9.5819e-05
[11 empty] | c_DK2_SmallDecentral | 8042 | 0.00010198
[11 empty] | c_DK2_SmallDecentral | 8043 | 0.00010365
[11 empty] | c_DK2_SmallDecentral | 8044 | 0.00011165
[11 empty] | c_DK2_SmallDecentral | 8045 | 0.00013948
[11 empty] | c_DK2_SmallDecentral | 8046 | 0.00020647
[11 empty] | c_DK2_SmallDecentral | 8047 | 0.00023863
[11 empty] | c_DK2_SmallDecentral | 8048 | 0.00023447
[11 empty] | c_DK2_SmallDecentral | 8049 | 0.0002128
[11 empty] | c_DK2_SmallDecentral | 8050 | 0.00020547
[11 empty] | c_DK2_SmallDecentral | 8051 | 0.00019597
[11 empty] | c_DK2_SmallDecentral | 8052 | 0.00018814
[11 empty] | c_DK2_SmallDecentral | 8053 | 0.00018264
[11 empty] | c_DK2_SmallDecentral | 8054 | 0.00017381
[11 empty] | c_DK2_SmallDecentral | 8055 | 0.00017297
[11 empty] | c_DK2_SmallDecentral | 8056 | 0.00017131
[11 empty] | c_DK2_SmallDecentral | 8057 | 0.00017681
[11 empty] | c_DK2_SmallDecentral | 8058 | 0.00018547
[11 empty] | c_DK2_SmallDecentral | 8059 | 0.00018714
[11 empty] | c_DK2_SmallDecentral | 8060 | 0.00018931
[11 empty] | c_DK2_SmallDecentral | 8061 | 0.00018747
[11 empty] | c_DK2_SmallDecentral | 8062 | 0.00017147
[11 empty] | c_DK2_SmallDecentral | 8063 | 0.00013948
[11 empty] | c_DK2_SmallDecentral | 8064 | 0.00010782
[11 empty] | c_DK2_SmallDecentral | 8065 | 9.032e-05
[11 empty] | c_DK2_SmallDecentral | 8066 | 9.6986e-05
[11 empty] | c_DK2_SmallDecentral | 8067 | 9.8319e-05
[11 empty] | c_DK2_SmallDecentral | 8068 | 0.00010565
[11 empty] | c_DK2_SmallDecentral | 8069 | 0.00013331
[11 empty] | c_DK2_SmallDecentral | 8070 | 0.0001978
[11 empty] | c_DK2_SmallDecentral | 8071 | 0.00022997
[11 empty] | c_DK2_SmallDecentral | 8072 | 0.00022663
[11 empty] | c_DK2_SmallDecentral | 8073 | 0.00020647
[11 empty] | c_DK2_SmallDecentral | 8074 | 0.00019847
[11 empty] | c_DK2_SmallDecentral | 8075 | 0.00018864
[11 empty] | c_DK2_SmallDecentral | 8076 | 0.00018131
[11 empty] | c_DK2_SmallDecentral | 8077 | 0.00017581
[11 empty] | c_DK2_SmallDecentral | 8078 | 0.00016648
[11 empty] | c_DK2_SmallDecentral | 8079 | 0.00016514
[11 empty] | c_DK2_SmallDecentral | 8080 | 0.00016331
[11 empty] | c_DK2_SmallDecentral | 8081 | 0.00016831
[11 empty] | c_DK2_SmallDecentral | 8082 | 0.00017597
[11 empty] | c_DK2_SmallDecentral | 8083 | 0.00017697
[11 empty] | c_DK2_SmallDecentral | 8084 | 0.00017947
[11 empty] | c_DK2_SmallDecentral | 8085 | 0.00017881
[11 empty] | c_DK2_SmallDecentral | 8086 | 0.00016281
[11 empty] | c_DK2_SmallDecentral | 8087 | 0.00013215
[11 empty] | c_DK2_SmallDecentral | 8088 | 0.00010165
[11 empty] | c_DK2_SmallDecentral | 8089 | 7.8655e-05
[11 empty] | c_DK2_SmallDecentral | 8090 | 8.4987e-05
[11 empty] | c_DK2_SmallDecentral | 8091 | 8.5821e-05
[11 empty] | c_DK2_SmallDecentral | 8092 | 9.332e-05
[11 empty] | c_DK2_SmallDecentral | 8093 | 0.00012165
[11 empty] | c_DK2_SmallDecentral | 8094 | 0.00018147
[11 empty] | c_DK2_SmallDecentral | 8095 | 0.0002123
[11 empty] | c_DK2_SmallDecentral | 8096 | 0.0002093
[11 empty] | c_DK2_SmallDecentral | 8097 | 0.00018964
[11 empty] | c_DK2_SmallDecentral | 8098 | 0.00018014
[11 empty] | c_DK2_SmallDecentral | 8099 | 0.00017031
[11 empty] | c_DK2_SmallDecentral | 8100 | 0.00016314
[11 empty] | c_DK2_SmallDecentral | 8101 | 0.00015848
[11 empty] | c_DK2_SmallDecentral | 8102 | 0.00014881
[11 empty] | c_DK2_SmallDecentral | 8103 | 0.00014748
[11 empty] | c_DK2_SmallDecentral | 8104 | 0.00014565
[11 empty] | c_DK2_SmallDecentral | 8105 | 0.00015014
[11 empty] | c_DK2_SmallDecentral | 8106 | 0.00015848
[11 empty] | c_DK2_SmallDecentral | 8107 | 0.00016048
[11 empty] | c_DK2_SmallDecentral | 8108 | 0.00016381
[11 empty] | c_DK2_SmallDecentral | 8109 | 0.00016381
[11 empty] | c_DK2_SmallDecentral | 8110 | 0.00014898
[11 empty] | c_DK2_SmallDecentral | 8111 | 0.00011965
[11 empty] | c_DK2_SmallDecentral | 8112 | 9.032e-05
[11 empty] | c_DK2_SmallDecentral | 8113 | 7.2656e-05
[11 empty] | c_DK2_SmallDecentral | 8114 | 7.9322e-05
[11 empty] | c_DK2_SmallDecentral | 8115 | 7.9822e-05
[11 empty] | c_DK2_SmallDecentral | 8116 | 8.7487e-05
[11 empty] | c_DK2_SmallDecentral | 8117 | 0.00011732
[11 empty] | c_DK2_SmallDecentral | 8118 | 0.00017547
[11 empty] | c_DK2_SmallDecentral | 8119 | 0.00020564
[11 empty] | c_DK2_SmallDecentral | 8120 | 0.0002033
[11 empty] | c_DK2_SmallDecentral | 8121 | 0.00018331
[11 empty] | c_DK2_SmallDecentral | 8122 | 0.00017247
[11 empty] | c_DK2_SmallDecentral | 8123 | 0.00016181
[11 empty] | c_DK2_SmallDecentral | 8124 | 0.00015498
[11 empty] | c_DK2_SmallDecentral | 8125 | 0.00015031
[11 empty] | c_DK2_SmallDecentral | 8126 | 0.00014081
[11 empty] | c_DK2_SmallDecentral | 8127 | 0.00013915
[11 empty] | c_DK2_SmallDecentral | 8128 | 0.00013748
[11 empty] | c_DK2_SmallDecentral | 8129 | 0.00014181
[11 empty] | c_DK2_SmallDecentral | 8130 | 0.00015064
[11 empty] | c_DK2_SmallDecentral | 8131 | 0.00015314
[11 empty] | c_DK2_SmallDecentral | 8132 | 0.00015764
[11 empty] | c_DK2_SmallDecentral | 8133 | 0.00015781
[11 empty] | c_DK2_SmallDecentral | 8134 | 0.00014348
[11 empty] | c_DK2_SmallDecentral | 8135 | 0.00011398
[11 empty] | c_DK2_SmallDecentral | 8136 | 8.5154e-05
[11 empty] | c_DK2_SmallDecentral | 8137 | 6.749e-05
[11 empty] | c_DK2_SmallDecentral | 8138 | 7.2823e-05
[11 empty] | c_DK2_SmallDecentral | 8139 | 7.2823e-05
[11 empty] | c_DK2_SmallDecentral | 8140 | 7.9322e-05
[11 empty] | c_DK2_SmallDecentral | 8141 | 0.00010598
[11 empty] | c_DK2_SmallDecentral | 8142 | 0.00016064
[11 empty] | c_DK2_SmallDecentral | 8143 | 0.00019031
[11 empty] | c_DK2_SmallDecentral | 8144 | 0.00019014
[11 empty] | c_DK2_SmallDecentral | 8145 | 0.00017164
[11 empty] | c_DK2_SmallDecentral | 8146 | 0.00016148
[11 empty] | c_DK2_SmallDecentral | 8147 | 0.00015098
[11 empty] | c_DK2_SmallDecentral | 8148 | 0.00014465
[11 empty] | c_DK2_SmallDecentral | 8149 | 0.00014015
[11 empty] | c_DK2_SmallDecentral | 8150 | 0.00013115
[11 empty] | c_DK2_SmallDecentral | 8151 | 0.00012915
[11 empty] | c_DK2_SmallDecentral | 8152 | 0.00012715
[11 empty] | c_DK2_SmallDecentral | 8153 | 0.00013081
[11 empty] | c_DK2_SmallDecentral | 8154 | 0.00013981
[11 empty] | c_DK2_SmallDecentral | 8155 | 0.00014315
[11 empty] | c_DK2_SmallDecentral | 8156 | 0.00014798
[11 empty] | c_DK2_SmallDecentral | 8157 | 0.00014781
[11 empty] | c_DK2_SmallDecentral | 8158 | 0.00013481
[11 empty] | c_DK2_SmallDecentral | 8159 | 0.00010665
[11 empty] | c_DK2_SmallDecentral | 8160 | 7.9155e-05
[11 empty] | c_DK2_SmallDecentral | 8161 | 6.9323e-05
[11 empty] | c_DK2_SmallDecentral | 8162 | 7.2823e-05
[11 empty] | c_DK2_SmallDecentral | 8163 | 6.9323e-05
[11 empty] | c_DK2_SmallDecentral | 8164 | 7.8822e-05
[11 empty] | c_DK2_SmallDecentral | 8165 | 0.00010548
[11 empty] | c_DK2_SmallDecentral | 8166 | 0.00015498
[11 empty] | c_DK2_SmallDecentral | 8167 | 0.00018864
[11 empty] | c_DK2_SmallDecentral | 8168 | 0.00018614
[11 empty] | c_DK2_SmallDecentral | 8169 | 0.00016564
[11 empty] | c_DK2_SmallDecentral | 8170 | 0.00015514
[11 empty] | c_DK2_SmallDecentral | 8171 | 0.00014864
[11 empty] | c_DK2_SmallDecentral | 8172 | 0.00013948
[11 empty] | c_DK2_SmallDecentral | 8173 | 0.00013581
[11 empty] | c_DK2_SmallDecentral | 8174 | 0.00012382
[11 empty] | c_DK2_SmallDecentral | 8175 | 0.00012781
[11 empty] | c_DK2_SmallDecentral | 8176 | 0.00012581
[11 empty] | c_DK2_SmallDecentral | 8177 | 0.00013031
[11 empty] | c_DK2_SmallDecentral | 8178 | 0.00013648
[11 empty] | c_DK2_SmallDecentral | 8179 | 0.00014065
[11 empty] | c_DK2_SmallDecentral | 8180 | 0.00014248
[11 empty] | c_DK2_SmallDecentral | 8181 | 0.00014298
[11 empty] | c_DK2_SmallDecentral | 8182 | 0.00013265
[11 empty] | c_DK2_SmallDecentral | 8183 | 0.00010632
[11 empty] | c_DK2_SmallDecentral | 8184 | 7.7822e-05
[11 empty] | c_DK2_SmallDecentral | 8185 | 6.8657e-05
[11 empty] | c_DK2_SmallDecentral | 8186 | 7.7655e-05
[11 empty] | c_DK2_SmallDecentral | 8187 | 7.5989e-05
[11 empty] | c_DK2_SmallDecentral | 8188 | 8.8987e-05
[11 empty] | c_DK2_SmallDecentral | 8189 | 0.00011915
[11 empty] | c_DK2_SmallDecentral | 8190 | 0.00016981
[11 empty] | c_DK2_SmallDecentral | 8191 | 0.00017714
[11 empty] | c_DK2_SmallDecentral | 8192 | 0.00017564
[11 empty] | c_DK2_SmallDecentral | 8193 | 0.00015331
[11 empty] | c_DK2_SmallDecentral | 8194 | 0.00014565
[11 empty] | c_DK2_SmallDecentral | 8195 | 0.00013781
[11 empty] | c_DK2_SmallDecentral | 8196 | 0.00013265
[11 empty] | c_DK2_SmallDecentral | 8197 | 0.00012965
[11 empty] | c_DK2_SmallDecentral | 8198 | 0.00012165
[11 empty] | c_DK2_SmallDecentral | 8199 | 0.00012198
[11 empty] | c_DK2_SmallDecentral | 8200 | 0.00011965
[11 empty] | c_DK2_SmallDecentral | 8201 | 0.00012648
[11 empty] | c_DK2_SmallDecentral | 8202 | 0.00013581
[11 empty] | c_DK2_SmallDecentral | 8203 | 0.00013965
[11 empty] | c_DK2_SmallDecentral | 8204 | 0.00014331
[11 empty] | c_DK2_SmallDecentral | 8205 | 0.00014515
[11 empty] | c_DK2_SmallDecentral | 8206 | 0.00013465
[11 empty] | c_DK2_SmallDecentral | 8207 | 0.00010865
[11 empty] | c_DK2_SmallDecentral | 8208 | 8.1155e-05
[11 empty] | c_DK2_SmallDecentral | 8209 | 7.1489e-05
[11 empty] | c_DK2_SmallDecentral | 8210 | 7.8488e-05
[11 empty] | c_DK2_SmallDecentral | 8211 | 7.8988e-05
[11 empty] | c_DK2_SmallDecentral | 8212 | 8.6487e-05
[11 empty] | c_DK2_SmallDecentral | 8213 | 0.00011532
[11 empty] | c_DK2_SmallDecentral | 8214 | 0.00017247
[11 empty] | c_DK2_SmallDecentral | 8215 | 0.00020114
[11 empty] | c_DK2_SmallDecentral | 8216 | 0.00019897
[11 empty] | c_DK2_SmallDecentral | 8217 | 0.00017614
[11 empty] | c_DK2_SmallDecentral | 8218 | 0.00016681
[11 empty] | c_DK2_SmallDecentral | 8219 | 0.00015714
[11 empty] | c_DK2_SmallDecentral | 8220 | 0.00014981
[11 empty] | c_DK2_SmallDecentral | 8221 | 0.00014615
[11 empty] | c_DK2_SmallDecentral | 8222 | 0.00013598
[11 empty] | c_DK2_SmallDecentral | 8223 | 0.00013498
[11 empty] | c_DK2_SmallDecentral | 8224 | 0.00013365
[11 empty] | c_DK2_SmallDecentral | 8225 | 0.00013931
[11 empty] | c_DK2_SmallDecentral | 8226 | 0.00014764
[11 empty] | c_DK2_SmallDecentral | 8227 | 0.00015164
[11 empty] | c_DK2_SmallDecentral | 8228 | 0.00015581
[11 empty] | c_DK2_SmallDecentral | 8229 | 0.00015664
[11 empty] | c_DK2_SmallDecentral | 8230 | 0.00014215
[11 empty] | c_DK2_SmallDecentral | 8231 | 0.00011382
[11 empty] | c_DK2_SmallDecentral | 8232 | 8.4488e-05
[11 empty] | c_DK2_SmallDecentral | 8233 | 8.2821e-05
[11 empty] | c_DK2_SmallDecentral | 8234 | 8.9154e-05
[11 empty] | c_DK2_SmallDecentral | 8235 | 9.0153e-05
[11 empty] | c_DK2_SmallDecentral | 8236 | 9.7486e-05
[11 empty] | c_DK2_SmallDecentral | 8237 | 0.00012531
[11 empty] | c_DK2_SmallDecentral | 8238 | 0.00018681
[11 empty] | c_DK2_SmallDecentral | 8239 | 0.00021763
[11 empty] | c_DK2_SmallDecentral | 8240 | 0.00021464
[11 empty] | c_DK2_SmallDecentral | 8241 | 0.0001948
[11 empty] | c_DK2_SmallDecentral | 8242 | 0.00018614
[11 empty] | c_DK2_SmallDecentral | 8243 | 0.00017631
[11 empty] | c_DK2_SmallDecentral | 8244 | 0.00016914
[11 empty] | c_DK2_SmallDecentral | 8245 | 0.00016414
[11 empty] | c_DK2_SmallDecentral | 8246 | 0.00015481
[11 empty] | c_DK2_SmallDecentral | 8247 | 0.00015331
[11 empty] | c_DK2_SmallDecentral | 8248 | 0.00015164
[11 empty] | c_DK2_SmallDecentral | 8249 | 0.00015614
[11 empty] | c_DK2_SmallDecentral | 8250 | 0.00016414
[11 empty] | c_DK2_SmallDecentral | 8251 | 0.00016581
[11 empty] | c_DK2_SmallDecentral | 8252 | 0.00016864
[11 empty] | c_DK2_SmallDecentral | 8253 | 0.00016831
[11 empty] | c_DK2_SmallDecentral | 8254 | 0.00015331
[11 empty] | c_DK2_SmallDecentral | 8255 | 0.00012365
[11 empty] | c_DK2_SmallDecentral | 8256 | 9.4319e-05
[11 empty] | c_DK2_SmallDecentral | 8257 | 8.0322e-05
[11 empty] | c_DK2_SmallDecentral | 8258 | 8.6987e-05
[11 empty] | c_DK2_SmallDecentral | 8259 | 8.782e-05
[11 empty] | c_DK2_SmallDecentral | 8260 | 9.5153e-05
[11 empty] | c_DK2_SmallDecentral | 8261 | 0.00012348
[11 empty] | c_DK2_SmallDecentral | 8262 | 0.00018397
[11 empty] | c_DK2_SmallDecentral | 8263 | 0.0002148
[11 empty] | c_DK2_SmallDecentral | 8264 | 0.00021197
[11 empty] | c_DK2_SmallDecentral | 8265 | 0.00019231
[11 empty] | c_DK2_SmallDecentral | 8266 | 0.00018281
[11 empty] | c_DK2_SmallDecentral | 8267 | 0.00017297
[11 empty] | c_DK2_SmallDecentral | 8268 | 0.00016581
[11 empty] | c_DK2_SmallDecentral | 8269 | 0.00016098
[11 empty] | c_DK2_SmallDecentral | 8270 | 0.00015148
[11 empty] | c_DK2_SmallDecentral | 8271 | 0.00015014
[11 empty] | c_DK2_SmallDecentral | 8272 | 0.00014814
[11 empty] | c_DK2_SmallDecentral | 8273 | 0.00015281
[11 empty] | c_DK2_SmallDecentral | 8274 | 0.00016114
[11 empty] | c_DK2_SmallDecentral | 8275 | 0.00016298
[11 empty] | c_DK2_SmallDecentral | 8276 | 0.00016614
[11 empty] | c_DK2_SmallDecentral | 8277 | 0.00016614
[11 empty] | c_DK2_SmallDecentral | 8278 | 0.00015114
[11 empty] | c_DK2_SmallDecentral | 8279 | 0.00012165
[11 empty] | c_DK2_SmallDecentral | 8280 | 9.2153e-05
[11 empty] | c_DK2_SmallDecentral | 8281 | 8.4987e-05
[11 empty] | c_DK2_SmallDecentral | 8282 | 9.1487e-05
[11 empty] | c_DK2_SmallDecentral | 8283 | 9.232e-05
[11 empty] | c_DK2_SmallDecentral | 8284 | 9.9652e-05
[11 empty] | c_DK2_SmallDecentral | 8285 | 0.00012698
[11 empty] | c_DK2_SmallDecentral | 8286 | 0.00018897
[11 empty] | c_DK2_SmallDecentral | 8287 | 0.00021997
[11 empty] | c_DK2_SmallDecentral | 8288 | 0.0002168
[11 empty] | c_DK2_SmallDecentral | 8289 | 0.0001968
[11 empty] | c_DK2_SmallDecentral | 8290 | 0.00018897
[11 empty] | c_DK2_SmallDecentral | 8291 | 0.00017931
[11 empty] | c_DK2_SmallDecentral | 8292 | 0.00017214
[11 empty] | c_DK2_SmallDecentral | 8293 | 0.00016731
[11 empty] | c_DK2_SmallDecentral | 8294 | 0.00015781
[11 empty] | c_DK2_SmallDecentral | 8295 | 0.00015631
[11 empty] | c_DK2_SmallDecentral | 8296 | 0.00015464
[11 empty] | c_DK2_SmallDecentral | 8297 | 0.00015931
[11 empty] | c_DK2_SmallDecentral | 8298 | 0.00016698
[11 empty] | c_DK2_SmallDecentral | 8299 | 0.00016814
[11 empty] | c_DK2_SmallDecentral | 8300 | 0.00017064
[11 empty] | c_DK2_SmallDecentral | 8301 | 0.00017031
[11 empty] | c_DK2_SmallDecentral | 8302 | 0.00015514
[11 empty] | c_DK2_SmallDecentral | 8303 | 0.00012565
[11 empty] | c_DK2_SmallDecentral | 8304 | 9.6319e-05
[11 empty] | c_DK2_SmallDecentral | 8305 | 8.782e-05
[11 empty] | c_DK2_SmallDecentral | 8306 | 9.3486e-05
[11 empty] | c_DK2_SmallDecentral | 8307 | 9.4819e-05
[11 empty] | c_DK2_SmallDecentral | 8308 | 0.00010082
[11 empty] | c_DK2_SmallDecentral | 8309 | 0.00012615
[11 empty] | c_DK2_SmallDecentral | 8310 | 0.00018864
[11 empty] | c_DK2_SmallDecentral | 8311 | 0.00022097
[11 empty] | c_DK2_SmallDecentral | 8312 | 0.0002198
[11 empty] | c_DK2_SmallDecentral | 8313 | 0.00020064
[11 empty] | c_DK2_SmallDecentral | 8314 | 0.00019314
[11 empty] | c_DK2_SmallDecentral | 8315 | 0.00018314
[11 empty] | c_DK2_SmallDecentral | 8316 | 0.00017581
[11 empty] | c_DK2_SmallDecentral | 8317 | 0.00017064
[11 empty] | c_DK2_SmallDecentral | 8318 | 0.00016181
[11 empty] | c_DK2_SmallDecentral | 8319 | 0.00015964
[11 empty] | c_DK2_SmallDecentral | 8320 | 0.00015781
[11 empty] | c_DK2_SmallDecentral | 8321 | 0.00016231
[11 empty] | c_DK2_SmallDecentral | 8322 | 0.00017064
[11 empty] | c_DK2_SmallDecentral | 8323 | 0.00017214
[11 empty] | c_DK2_SmallDecentral | 8324 | 0.00017514
[11 empty] | c_DK2_SmallDecentral | 8325 | 0.00017364
[11 empty] | c_DK2_SmallDecentral | 8326 | 0.00015914
[11 empty] | c_DK2_SmallDecentral | 8327 | 0.00012865
[11 empty] | c_DK2_SmallDecentral | 8328 | 9.8486e-05
[11 empty] | c_DK2_SmallDecentral | 8329 | 8.9487e-05
[11 empty] | c_DK2_SmallDecentral | 8330 | 9.1487e-05
[11 empty] | c_DK2_SmallDecentral | 8331 | 9.0653e-05
[11 empty] | c_DK2_SmallDecentral | 8332 | 9.9152e-05
[11 empty] | c_DK2_SmallDecentral | 8333 | 0.00012415
[11 empty] | c_DK2_SmallDecentral | 8334 | 0.00018064
[11 empty] | c_DK2_SmallDecentral | 8335 | 0.00021763
[11 empty] | c_DK2_SmallDecentral | 8336 | 0.00021297
[11 empty] | c_DK2_SmallDecentral | 8337 | 0.0001933
[11 empty] | c_DK2_SmallDecentral | 8338 | 0.00018464
[11 empty] | c_DK2_SmallDecentral | 8339 | 0.00017864
[11 empty] | c_DK2_SmallDecentral | 8340 | 0.00016931
[11 empty] | c_DK2_SmallDecentral | 8341 | 0.00016381
[11 empty] | c_DK2_SmallDecentral | 8342 | 0.00015381
[11 empty] | c_DK2_SmallDecentral | 8343 | 0.00015781
[11 empty] | c_DK2_SmallDecentral | 8344 | 0.00015514
[11 empty] | c_DK2_SmallDecentral | 8345 | 0.00016048
[11 empty] | c_DK2_SmallDecentral | 8346 | 0.00016614
[11 empty] | c_DK2_SmallDecentral | 8347 | 0.00016848
[11 empty] | c_DK2_SmallDecentral | 8348 | 0.00016881
[11 empty] | c_DK2_SmallDecentral | 8349 | 0.00016714
[11 empty] | c_DK2_SmallDecentral | 8350 | 0.00015614
[11 empty] | c_DK2_SmallDecentral | 8351 | 0.00012648
[11 empty] | c_DK2_SmallDecentral | 8352 | 9.6819e-05
[11 empty] | c_DK2_SmallDecentral | 8353 | 8.6654e-05
[11 empty] | c_DK2_SmallDecentral | 8354 | 9.3653e-05
[11 empty] | c_DK2_SmallDecentral | 8355 | 9.382e-05
[11 empty] | c_DK2_SmallDecentral | 8356 | 0.00010748
[11 empty] | c_DK2_SmallDecentral | 8357 | 0.00013865
[11 empty] | c_DK2_SmallDecentral | 8358 | 0.00019447
[11 empty] | c_DK2_SmallDecentral | 8359 | 0.00020347
[11 empty] | c_DK2_SmallDecentral | 8360 | 0.00020097
[11 empty] | c_DK2_SmallDecentral | 8361 | 0.00018081
[11 empty] | c_DK2_SmallDecentral | 8362 | 0.00017331
[11 empty] | c_DK2_SmallDecentral | 8363 | 0.00016548
[11 empty] | c_DK2_SmallDecentral | 8364 | 0.00016014
[11 empty] | c_DK2_SmallDecentral | 8365 | 0.00015631
[11 empty] | c_DK2_SmallDecentral | 8366 | 0.00014864
[11 empty] | c_DK2_SmallDecentral | 8367 | 0.00014931
[11 empty] | c_DK2_SmallDecentral | 8368 | 0.00014831
[11 empty] | c_DK2_SmallDecentral | 8369 | 0.00015364
[11 empty] | c_DK2_SmallDecentral | 8370 | 0.00016331
[11 empty] | c_DK2_SmallDecentral | 8371 | 0.00016681
[11 empty] | c_DK2_SmallDecentral | 8372 | 0.00016864
[11 empty] | c_DK2_SmallDecentral | 8373 | 0.00016881
[11 empty] | c_DK2_SmallDecentral | 8374 | 0.00015731
[11 empty] | c_DK2_SmallDecentral | 8375 | 0.00012698
[11 empty] | c_DK2_SmallDecentral | 8376 | 9.9485e-05
[11 empty] | c_DK2_SmallDecentral | 8377 | 8.0821e-05
[11 empty] | c_DK2_SmallDecentral | 8378 | 8.7487e-05
[11 empty] | c_DK2_SmallDecentral | 8379 | 8.832e-05
[11 empty] | c_DK2_SmallDecentral | 8380 | 9.6153e-05
[11 empty] | c_DK2_SmallDecentral | 8381 | 0.00012432
[11 empty] | c_DK2_SmallDecentral | 8382 | 0.00018514
[11 empty] | c_DK2_SmallDecentral | 8383 | 0.00021497
[11 empty] | c_DK2_SmallDecentral | 8384 | 0.00021197
[11 empty] | c_DK2_SmallDecentral | 8385 | 0.00018981
[11 empty] | c_DK2_SmallDecentral | 8386 | 0.00018131
[11 empty] | c_DK2_SmallDecentral | 8387 | 0.00017197
[11 empty] | c_DK2_SmallDecentral | 8388 | 0.00016448
[11 empty] | c_DK2_SmallDecentral | 8389 | 0.00015998
[11 empty] | c_DK2_SmallDecentral | 8390 | 0.00015064
[11 empty] | c_DK2_SmallDecentral | 8391 | 0.00014964
[11 empty] | c_DK2_SmallDecentral | 8392 | 0.00014814
[11 empty] | c_DK2_SmallDecentral | 8393 | 0.00015381
[11 empty] | c_DK2_SmallDecentral | 8394 | 0.00016198
[11 empty] | c_DK2_SmallDecentral | 8395 | 0.00016498
[11 empty] | c_DK2_SmallDecentral | 8396 | 0.00016831
[11 empty] | c_DK2_SmallDecentral | 8397 | 0.00016798
[11 empty] | c_DK2_SmallDecentral | 8398 | 0.00015298
[11 empty] | c_DK2_SmallDecentral | 8399 | 0.00012348
[11 empty] | c_DK2_SmallDecentral | 8400 | 9.3486e-05
[11 empty] | c_DK2_SmallDecentral | 8401 | 7.4822e-05
[11 empty] | c_DK2_SmallDecentral | 8402 | 8.1321e-05
[11 empty] | c_DK2_SmallDecentral | 8403 | 8.1988e-05
[11 empty] | c_DK2_SmallDecentral | 8404 | 8.9653e-05
[11 empty] | c_DK2_SmallDecentral | 8405 | 0.00011915
[11 empty] | c_DK2_SmallDecentral | 8406 | 0.00017814
[11 empty] | c_DK2_SmallDecentral | 8407 | 0.00020864
[11 empty] | c_DK2_SmallDecentral | 8408 | 0.0002058
[11 empty] | c_DK2_SmallDecentral | 8409 | 0.00018597
[11 empty] | c_DK2_SmallDecentral | 8410 | 0.00017531
[11 empty] | c_DK2_SmallDecentral | 8411 | 0.00016514
[11 empty] | c_DK2_SmallDecentral | 8412 | 0.00015814
[11 empty] | c_DK2_SmallDecentral | 8413 | 0.00015348
[11 empty] | c_DK2_SmallDecentral | 8414 | 0.00014365
[11 empty] | c_DK2_SmallDecentral | 8415 | 0.00014231
[11 empty] | c_DK2_SmallDecentral | 8416 | 0.00014031
[11 empty] | c_DK2_SmallDecentral | 8417 | 0.00014481
[11 empty] | c_DK2_SmallDecentral | 8418 | 0.00015364
[11 empty] | c_DK2_SmallDecentral | 8419 | 0.00015598
[11 empty] | c_DK2_SmallDecentral | 8420 | 0.00016031
[11 empty] | c_DK2_SmallDecentral | 8421 | 0.00016048
[11 empty] | c_DK2_SmallDecentral | 8422 | 0.00014565
[11 empty] | c_DK2_SmallDecentral | 8423 | 0.00011615
[11 empty] | c_DK2_SmallDecentral | 8424 | 8.6987e-05
[11 empty] | c_DK2_SmallDecentral | 8425 | 7.4156e-05
[11 empty] | c_DK2_SmallDecentral | 8426 | 8.0821e-05
[11 empty] | c_DK2_SmallDecentral | 8427 | 8.1321e-05
[11 empty] | c_DK2_SmallDecentral | 8428 | 8.8987e-05
[11 empty] | c_DK2_SmallDecentral | 8429 | 0.00011832
[11 empty] | c_DK2_SmallDecentral | 8430 | 0.00017697
[11 empty] | c_DK2_SmallDecentral | 8431 | 0.0002073
[11 empty] | c_DK2_SmallDecentral | 8432 | 0.00020447
[11 empty] | c_DK2_SmallDecentral | 8433 | 0.00018481
[11 empty] | c_DK2_SmallDecentral | 8434 | 0.00017431
[11 empty] | c_DK2_SmallDecentral | 8435 | 0.00016414
[11 empty] | c_DK2_SmallDecentral | 8436 | 0.00015698
[11 empty] | c_DK2_SmallDecentral | 8437 | 0.00015248
[11 empty] | c_DK2_SmallDecentral | 8438 | 0.00014281
[11 empty] | c_DK2_SmallDecentral | 8439 | 0.00014131
[11 empty] | c_DK2_SmallDecentral | 8440 | 0.00013948
[11 empty] | c_DK2_SmallDecentral | 8441 | 0.00014381
[11 empty] | c_DK2_SmallDecentral | 8442 | 0.00015281
[11 empty] | c_DK2_SmallDecentral | 8443 | 0.00015514
[11 empty] | c_DK2_SmallDecentral | 8444 | 0.00015914
[11 empty] | c_DK2_SmallDecentral | 8445 | 0.00015948
[11 empty] | c_DK2_SmallDecentral | 8446 | 0.00014481
[11 empty] | c_DK2_SmallDecentral | 8447 | 0.00011565
[11 empty] | c_DK2_SmallDecentral | 8448 | 8.6487e-05
[11 empty] | c_DK2_SmallDecentral | 8449 | 7.4656e-05
[11 empty] | c_DK2_SmallDecentral | 8450 | 8.1321e-05
[11 empty] | c_DK2_SmallDecentral | 8451 | 8.1821e-05
[11 empty] | c_DK2_SmallDecentral | 8452 | 8.982e-05
[11 empty] | c_DK2_SmallDecentral | 8453 | 0.00011982
[11 empty] | c_DK2_SmallDecentral | 8454 | 0.00017881
[11 empty] | c_DK2_SmallDecentral | 8455 | 0.00020947
[11 empty] | c_DK2_SmallDecentral | 8456 | 0.00020697
[11 empty] | c_DK2_SmallDecentral | 8457 | 0.00018664
[11 empty] | c_DK2_SmallDecentral | 8458 | 0.00017597
[11 empty] | c_DK2_SmallDecentral | 8459 | 0.00016548
[11 empty] | c_DK2_SmallDecentral | 8460 | 0.00015831
[11 empty] | c_DK2_SmallDecentral | 8461 | 0.00015364
[11 empty] | c_DK2_SmallDecentral | 8462 | 0.00014381
[11 empty] | c_DK2_SmallDecentral | 8463 | 0.00014248
[11 empty] | c_DK2_SmallDecentral | 8464 | 0.00014065
[11 empty] | c_DK2_SmallDecentral | 8465 | 0.00014498
[11 empty] | c_DK2_SmallDecentral | 8466 | 0.00015398
[11 empty] | c_DK2_SmallDecentral | 8467 | 0.00015648
[11 empty] | c_DK2_SmallDecentral | 8468 | 0.00016081
[11 empty] | c_DK2_SmallDecentral | 8469 | 0.00016114
[11 empty] | c_DK2_SmallDecentral | 8470 | 0.00014631
[11 empty] | c_DK2_SmallDecentral | 8471 | 0.00011665
[11 empty] | c_DK2_SmallDecentral | 8472 | 8.7154e-05
[11 empty] | c_DK2_SmallDecentral | 8473 | 7.4156e-05
[11 empty] | c_DK2_SmallDecentral | 8474 | 7.9988e-05
[11 empty] | c_DK2_SmallDecentral | 8475 | 8.0155e-05
[11 empty] | c_DK2_SmallDecentral | 8476 | 8.7154e-05
[11 empty] | c_DK2_SmallDecentral | 8477 | 0.00011615
[11 empty] | c_DK2_SmallDecentral | 8478 | 0.00017397
[11 empty] | c_DK2_SmallDecentral | 8479 | 0.00020614
[11 empty] | c_DK2_SmallDecentral | 8480 | 0.0002058
[11 empty] | c_DK2_SmallDecentral | 8481 | 0.00018697
[11 empty] | c_DK2_SmallDecentral | 8482 | 0.00017547
[11 empty] | c_DK2_SmallDecentral | 8483 | 0.00016431
[11 empty] | c_DK2_SmallDecentral | 8484 | 0.00015714
[11 empty] | c_DK2_SmallDecentral | 8485 | 0.00015231
[11 empty] | c_DK2_SmallDecentral | 8486 | 0.00014315
[11 empty] | c_DK2_SmallDecentral | 8487 | 0.00014115
[11 empty] | c_DK2_SmallDecentral | 8488 | 0.00013931
[11 empty] | c_DK2_SmallDecentral | 8489 | 0.00014315
[11 empty] | c_DK2_SmallDecentral | 8490 | 0.00015298
[11 empty] | c_DK2_SmallDecentral | 8491 | 0.00015664
[11 empty] | c_DK2_SmallDecentral | 8492 | 0.00016131
[11 empty] | c_DK2_SmallDecentral | 8493 | 0.00016098
[11 empty] | c_DK2_SmallDecentral | 8494 | 0.00014715
[11 empty] | c_DK2_SmallDecentral | 8495 | 0.00011632
[11 empty] | c_DK2_SmallDecentral | 8496 | 8.6654e-05
[11 empty] | c_DK2_SmallDecentral | 8497 | 7.4489e-05
[11 empty] | c_DK2_SmallDecentral | 8498 | 7.8155e-05
[11 empty] | c_DK2_SmallDecentral | 8499 | 7.4822e-05
[11 empty] | c_DK2_SmallDecentral | 8500 | 8.4821e-05
[11 empty] | c_DK2_SmallDecentral | 8501 | 0.00011298
[11 empty] | c_DK2_SmallDecentral | 8502 | 0.00016514
[11 empty] | c_DK2_SmallDecentral | 8503 | 0.00020047
[11 empty] | c_DK2_SmallDecentral | 8504 | 0.00019797
[11 empty] | c_DK2_SmallDecentral | 8505 | 0.00017697
[11 empty] | c_DK2_SmallDecentral | 8506 | 0.00016564
[11 empty] | c_DK2_SmallDecentral | 8507 | 0.00015814
[11 empty] | c_DK2_SmallDecentral | 8508 | 0.00014898
[11 empty] | c_DK2_SmallDecentral | 8509 | 0.00014465
[11 empty] | c_DK2_SmallDecentral | 8510 | 0.00013231
[11 empty] | c_DK2_SmallDecentral | 8511 | 0.00013615
[11 empty] | c_DK2_SmallDecentral | 8512 | 0.00013465
[11 empty] | c_DK2_SmallDecentral | 8513 | 0.00013948
[11 empty] | c_DK2_SmallDecentral | 8514 | 0.00014581
[11 empty] | c_DK2_SmallDecentral | 8515 | 0.00015048
[11 empty] | c_DK2_SmallDecentral | 8516 | 0.00015248
[11 empty] | c_DK2_SmallDecentral | 8517 | 0.00015298
[11 empty] | c_DK2_SmallDecentral | 8518 | 0.00014148
[11 empty] | c_DK2_SmallDecentral | 8519 | 0.00011365
[11 empty] | c_DK2_SmallDecentral | 8520 | 8.3488e-05
[11 empty] | c_DK2_SmallDecentral | 8521 | 7.8488e-05
[11 empty] | c_DK2_SmallDecentral | 8522 | 8.8487e-05
[11 empty] | c_DK2_SmallDecentral | 8523 | 8.6487e-05
[11 empty] | c_DK2_SmallDecentral | 8524 | 0.00010049
[11 empty] | c_DK2_SmallDecentral | 8525 | 0.00013365
[11 empty] | c_DK2_SmallDecentral | 8526 | 0.00018947
[11 empty] | c_DK2_SmallDecentral | 8527 | 0.00019764
[11 empty] | c_DK2_SmallDecentral | 8528 | 0.0001953
[11 empty] | c_DK2_SmallDecentral | 8529 | 0.00017197
[11 empty] | c_DK2_SmallDecentral | 8530 | 0.00016331
[11 empty] | c_DK2_SmallDecentral | 8531 | 0.00015464
[11 empty] | c_DK2_SmallDecentral | 8532 | 0.00014881
[11 empty] | c_DK2_SmallDecentral | 8533 | 0.00014515
[11 empty] | c_DK2_SmallDecentral | 8534 | 0.00013681
[11 empty] | c_DK2_SmallDecentral | 8535 | 0.00013765
[11 empty] | c_DK2_SmallDecentral | 8536 | 0.00013565
[11 empty] | c_DK2_SmallDecentral | 8537 | 0.00014315
[11 empty] | c_DK2_SmallDecentral | 8538 | 0.00015331
[11 empty] | c_DK2_SmallDecentral | 8539 | 0.00015781
[11 empty] | c_DK2_SmallDecentral | 8540 | 0.00016148
[11 empty] | c_DK2_SmallDecentral | 8541 | 0.00016298
[11 empty] | c_DK2_SmallDecentral | 8542 | 0.00015114
[11 empty] | c_DK2_SmallDecentral | 8543 | 0.00012232
[11 empty] | c_DK2_SmallDecentral | 8544 | 9.1986e-05
[11 empty] | c_DK2_SmallDecentral | 8545 | 7.5489e-05
[11 empty] | c_DK2_SmallDecentral | 8546 | 8.3154e-05
[11 empty] | c_DK2_SmallDecentral | 8547 | 8.3488e-05
[11 empty] | c_DK2_SmallDecentral | 8548 | 9.1653e-05
[11 empty] | c_DK2_SmallDecentral | 8549 | 0.00012165
[11 empty] | c_DK2_SmallDecentral | 8550 | 0.00018114
[11 empty] | c_DK2_SmallDecentral | 8551 | 0.00021097
[11 empty] | c_DK2_SmallDecentral | 8552 | 0.00020847
[11 empty] | c_DK2_SmallDecentral | 8553 | 0.00018531
[11 empty] | c_DK2_SmallDecentral | 8554 | 0.00017531
[11 empty] | c_DK2_SmallDecentral | 8555 | 0.00016531
[11 empty] | c_DK2_SmallDecentral | 8556 | 0.00015731
[11 empty] | c_DK2_SmallDecentral | 8557 | 0.00015364
[11 empty] | c_DK2_SmallDecentral | 8558 | 0.00014315
[11 empty] | c_DK2_SmallDecentral | 8559 | 0.00014248
[11 empty] | c_DK2_SmallDecentral | 8560 | 0.00014115
[11 empty] | c_DK2_SmallDecentral | 8561 | 0.00014715
[11 empty] | c_DK2_SmallDecentral | 8562 | 0.00015564
[11 empty] | c_DK2_SmallDecentral | 8563 | 0.00015998
[11 empty] | c_DK2_SmallDecentral | 8564 | 0.00016431
[11 empty] | c_DK2_SmallDecentral | 8565 | 0.00016498
[11 empty] | c_DK2_SmallDecentral | 8566 | 0.00014981
[11 empty] | c_DK2_SmallDecentral | 8567 | 0.00011965
[11 empty] | c_DK2_SmallDecentral | 8568 | 8.932e-05
[11 empty] | c_DK2_SmallDecentral | 8569 | 7.5656e-05
[11 empty] | c_DK2_SmallDecentral | 8570 | 8.2321e-05
[11 empty] | c_DK2_SmallDecentral | 8571 | 8.2821e-05
[11 empty] | c_DK2_SmallDecentral | 8572 | 9.0987e-05
[11 empty] | c_DK2_SmallDecentral | 8573 | 0.00012165
[11 empty] | c_DK2_SmallDecentral | 8574 | 0.00018114
[11 empty] | c_DK2_SmallDecentral | 8575 | 0.00021247
[11 empty] | c_DK2_SmallDecentral | 8576 | 0.0002098
[11 empty] | c_DK2_SmallDecentral | 8577 | 0.00018947
[11 empty] | c_DK2_SmallDecentral | 8578 | 0.00017814
[11 empty] | c_DK2_SmallDecentral | 8579 | 0.00016748
[11 empty] | c_DK2_SmallDecentral | 8580 | 0.00016014
[11 empty] | c_DK2_SmallDecentral | 8581 | 0.00015548
[11 empty] | c_DK2_SmallDecentral | 8582 | 0.00014548
[11 empty] | c_DK2_SmallDecentral | 8583 | 0.00014415
[11 empty] | c_DK2_SmallDecentral | 8584 | 0.00014248
[11 empty] | c_DK2_SmallDecentral | 8585 | 0.00014698
[11 empty] | c_DK2_SmallDecentral | 8586 | 0.00015631
[11 empty] | c_DK2_SmallDecentral | 8587 | 0.00015864
[11 empty] | c_DK2_SmallDecentral | 8588 | 0.00016314
[11 empty] | c_DK2_SmallDecentral | 8589 | 0.00016331
[11 empty] | c_DK2_SmallDecentral | 8590 | 0.00014848
[11 empty] | c_DK2_SmallDecentral | 8591 | 0.00011798
[11 empty] | c_DK2_SmallDecentral | 8592 | 8.8154e-05
[11 empty] | c_DK2_SmallDecentral | 8593 | 7.8822e-05
[11 empty] | c_DK2_SmallDecentral | 8594 | 8.5654e-05
[11 empty] | c_DK2_SmallDecentral | 8595 | 8.6154e-05
[11 empty] | c_DK2_SmallDecentral | 8596 | 9.4153e-05
[11 empty] | c_DK2_SmallDecentral | 8597 | 0.00012398
[11 empty] | c_DK2_SmallDecentral | 8598 | 0.00018414
[11 empty] | c_DK2_SmallDecentral | 8599 | 0.0002158
[11 empty] | c_DK2_SmallDecentral | 8600 | 0.0002128
[11 empty] | c_DK2_SmallDecentral | 8601 | 0.00019297
[11 empty] | c_DK2_SmallDecentral | 8602 | 0.00018247
[11 empty] | c_DK2_SmallDecentral | 8603 | 0.00017197
[11 empty] | c_DK2_SmallDecentral | 8604 | 0.00016464
[11 empty] | c_DK2_SmallDecentral | 8605 | 0.00015998
[11 empty] | c_DK2_SmallDecentral | 8606 | 0.00015014
[11 empty] | c_DK2_SmallDecentral | 8607 | 0.00014864
[11 empty] | c_DK2_SmallDecentral | 8608 | 0.00014715
[11 empty] | c_DK2_SmallDecentral | 8609 | 0.00015164
[11 empty] | c_DK2_SmallDecentral | 8610 | 0.00016048
[11 empty] | c_DK2_SmallDecentral | 8611 | 0.00016264
[11 empty] | c_DK2_SmallDecentral | 8612 | 0.00016664
[11 empty] | c_DK2_SmallDecentral | 8613 | 0.00016648
[11 empty] | c_DK2_SmallDecentral | 8614 | 0.00015131
[11 empty] | c_DK2_SmallDecentral | 8615 | 0.00012115
[11 empty] | c_DK2_SmallDecentral | 8616 | 9.1153e-05
[11 empty] | c_DK2_SmallDecentral | 8617 | 8.7987e-05
[11 empty] | c_DK2_SmallDecentral | 8618 | 9.4486e-05
[11 empty] | c_DK2_SmallDecentral | 8619 | 9.5653e-05
[11 empty] | c_DK2_SmallDecentral | 8620 | 0.00010265
[11 empty] | c_DK2_SmallDecentral | 8621 | 0.00012948
[11 empty] | c_DK2_SmallDecentral | 8622 | 0.00019264
[11 empty] | c_DK2_SmallDecentral | 8623 | 0.00022363
[11 empty] | c_DK2_SmallDecentral | 8624 | 0.00022047
[11 empty] | c_DK2_SmallDecentral | 8625 | 0.00020064
[11 empty] | c_DK2_SmallDecentral | 8626 | 0.0001933
[11 empty] | c_DK2_SmallDecentral | 8627 | 0.00018381
[11 empty] | c_DK2_SmallDecentral | 8628 | 0.00017681
[11 empty] | c_DK2_SmallDecentral | 8629 | 0.00017131
[11 empty] | c_DK2_SmallDecentral | 8630 | 0.00016231
[11 empty] | c_DK2_SmallDecentral | 8631 | 0.00016081
[11 empty] | c_DK2_SmallDecentral | 8632 | 0.00015898
[11 empty] | c_DK2_SmallDecentral | 8633 | 0.00016381
[11 empty] | c_DK2_SmallDecentral | 8634 | 0.00017097
[11 empty] | c_DK2_SmallDecentral | 8635 | 0.00017214
[11 empty] | c_DK2_SmallDecentral | 8636 | 0.00017431
[11 empty] | c_DK2_SmallDecentral | 8637 | 0.00017364
[11 empty] | c_DK2_SmallDecentral | 8638 | 0.00015831
[11 empty] | c_DK2_SmallDecentral | 8639 | 0.00012865
[11 empty] | c_DK2_SmallDecentral | 8640 | 9.8985e-05
[11 empty] | c_DK2_SmallDecentral | 8641 | 9.6486e-05
[11 empty] | c_DK2_SmallDecentral | 8642 | 0.00010215
[11 empty] | c_DK2_SmallDecentral | 8643 | 0.00010382
[11 empty] | c_DK2_SmallDecentral | 8644 | 0.00011032
[11 empty] | c_DK2_SmallDecentral | 8645 | 0.00013698
[11 empty] | c_DK2_SmallDecentral | 8646 | 0.0002033
[11 empty] | c_DK2_SmallDecentral | 8647 | 0.00023747
[11 empty] | c_DK2_SmallDecentral | 8648 | 0.0002363
[11 empty] | c_DK2_SmallDecentral | 8649 | 0.00021663
[11 empty] | c_DK2_SmallDecentral | 8650 | 0.0002088
[11 empty] | c_DK2_SmallDecentral | 8651 | 0.0001983
[11 empty] | c_DK2_SmallDecentral | 8652 | 0.00019031
[11 empty] | c_DK2_SmallDecentral | 8653 | 0.00018447
[11 empty] | c_DK2_SmallDecentral | 8654 | 0.00017581
[11 empty] | c_DK2_SmallDecentral | 8655 | 0.00017364
[11 empty] | c_DK2_SmallDecentral | 8656 | 0.00017197
[11 empty] | c_DK2_SmallDecentral | 8657 | 0.00017697
[11 empty] | c_DK2_SmallDecentral | 8658 | 0.00018514
[11 empty] | c_DK2_SmallDecentral | 8659 | 0.00018681
[11 empty] | c_DK2_SmallDecentral | 8660 | 0.00018947
[11 empty] | c_DK2_SmallDecentral | 8661 | 0.00018764
[11 empty] | c_DK2_SmallDecentral | 8662 | 0.00017181
[11 empty] | c_DK2_SmallDecentral | 8663 | 0.00013915
[11 empty] | c_DK2_SmallDecentral | 8664 | 0.00010715
[11 empty] | c_DK2_SmallDecentral | 8665 | 0.00010632
[11 empty] | c_DK2_SmallDecentral | 8666 | 0.00010832
[11 empty] | c_DK2_SmallDecentral | 8667 | 0.00010782
[11 empty] | c_DK2_SmallDecentral | 8668 | 0.00011698
[11 empty] | c_DK2_SmallDecentral | 8669 | 0.00014398
[11 empty] | c_DK2_SmallDecentral | 8670 | 0.0002068
[11 empty] | c_DK2_SmallDecentral | 8671 | 0.00024763
[11 empty] | c_DK2_SmallDecentral | 8672 | 0.00024196
[11 empty] | c_DK2_SmallDecentral | 8673 | 0.0002218
[11 empty] | c_DK2_SmallDecentral | 8674 | 0.0002123
[11 empty] | c_DK2_SmallDecentral | 8675 | 0.00020547
[11 empty] | c_DK2_SmallDecentral | 8676 | 0.00019564
[11 empty] | c_DK2_SmallDecentral | 8677 | 0.00018931
[11 empty] | c_DK2_SmallDecentral | 8678 | 0.00017897
[11 empty] | c_DK2_SmallDecentral | 8679 | 0.00018297
[11 empty] | c_DK2_SmallDecentral | 8680 | 0.00018014
[11 empty] | c_DK2_SmallDecentral | 8681 | 0.00018631
[11 empty] | c_DK2_SmallDecentral | 8682 | 0.00019231
[11 empty] | c_DK2_SmallDecentral | 8683 | 0.0001943
[11 empty] | c_DK2_SmallDecentral | 8684 | 0.00019447
[11 empty] | c_DK2_SmallDecentral | 8685 | 0.00019181
[11 empty] | c_DK2_SmallDecentral | 8686 | 0.00017897
[11 empty] | c_DK2_SmallDecentral | 8687 | 0.00014615
[11 empty] | c_DK2_SmallDecentral | 8688 | 0.00011365
[11 empty] | c_DK2_SmallDecentral | 8689 | 9.8819e-05
[11 empty] | c_DK2_SmallDecentral | 8690 | 0.00010532
[11 empty] | c_DK2_SmallDecentral | 8691 | 0.00010632
[11 empty] | c_DK2_SmallDecentral | 8692 | 0.00012065
[11 empty] | c_DK2_SmallDecentral | 8693 | 0.00015364
[11 empty] | c_DK2_SmallDecentral | 8694 | 0.00021447
[11 empty] | c_DK2_SmallDecentral | 8695 | 0.00022447
[11 empty] | c_DK2_SmallDecentral | 8696 | 0.00022097
[11 empty] | c_DK2_SmallDecentral | 8697 | 0.0002013
[11 empty] | c_DK2_SmallDecentral | 8698 | 0.0001933
[11 empty] | c_DK2_SmallDecentral | 8699 | 0.00018514
[11 empty] | c_DK2_SmallDecentral | 8700 | 0.00017947
[11 empty] | c_DK2_SmallDecentral | 8701 | 0.00017497
[11 empty] | c_DK2_SmallDecentral | 8702 | 0.00016748
[11 empty] | c_DK2_SmallDecentral | 8703 | 0.00016831
[11 empty] | c_DK2_SmallDecentral | 8704 | 0.00016764
[11 empty] | c_DK2_SmallDecentral | 8705 | 0.00017281
[11 empty] | c_DK2_SmallDecentral | 8706 | 0.00018331
[11 empty] | c_DK2_SmallDecentral | 8707 | 0.00018681
[11 empty] | c_DK2_SmallDecentral | 8708 | 0.00018797
[11 empty] | c_DK2_SmallDecentral | 8709 | 0.00018731
[11 empty] | c_DK2_SmallDecentral | 8710 | 0.00017464
[11 empty] | c_DK2_SmallDecentral | 8711 | 0.00014115
[11 empty] | c_DK2_SmallDecentral | 8712 | 0.00011232
[11 empty] | c_DK2_SmallDecentral | 8713 | 8.3654e-05
[11 empty] | c_DK2_SmallDecentral | 8714 | 8.9987e-05
[11 empty] | c_DK2_SmallDecentral | 8715 | 9.1153e-05
[11 empty] | c_DK2_SmallDecentral | 8716 | 9.8819e-05
[11 empty] | c_DK2_SmallDecentral | 8717 | 0.00012615
[11 empty] | c_DK2_SmallDecentral | 8718 | 0.00018797
[11 empty] | c_DK2_SmallDecentral | 8719 | 0.00021813
[11 empty] | c_DK2_SmallDecentral | 8720 | 0.0002148
[11 empty] | c_DK2_SmallDecentral | 8721 | 0.00019297
[11 empty] | c_DK2_SmallDecentral | 8722 | 0.00018497
[11 empty] | c_DK2_SmallDecentral | 8723 | 0.00017597
[11 empty] | c_DK2_SmallDecentral | 8724 | 0.00016848
[11 empty] | c_DK2_SmallDecentral | 8725 | 0.00016381
[11 empty] | c_DK2_SmallDecentral | 8726 | 0.00015464
[11 empty] | c_DK2_SmallDecentral | 8727 | 0.00015364
[11 empty] | c_DK2_SmallDecentral | 8728 | 0.00015214
[11 empty] | c_DK2_SmallDecentral | 8729 | 0.00015748
[11 empty] | c_DK2_SmallDecentral | 8730 | 0.00016598
[11 empty] | c_DK2_SmallDecentral | 8731 | 0.00016814
[11 empty] | c_DK2_SmallDecentral | 8732 | 0.00017114
[11 empty] | c_DK2_SmallDecentral | 8733 | 0.00017047
[11 empty] | c_DK2_SmallDecentral | 8734 | 0.00015564
[11 empty] | c_DK2_SmallDecentral | 8735 | 0.00012598
[11 empty] | c_DK2_SmallDecentral | 8736 | 9.5986e-05
[11 empty] | c_DK2_SmallDecentral | 8737 | 7.8988e-05
[11 empty] | c_DK2_SmallDecentral | 8738 | 8.5654e-05
[11 empty] | c_DK2_SmallDecentral | 8739 | 8.6321e-05
[11 empty] | c_DK2_SmallDecentral | 8740 | 9.382e-05
[11 empty] | c_DK2_SmallDecentral | 8741 | 0.00012298
[11 empty] | c_DK2_SmallDecentral | 8742 | 0.00018331
[11 empty] | c_DK2_SmallDecentral | 8743 | 0.00021414
[11 empty] | c_DK2_SmallDecentral | 8744 | 0.0002113
[11 empty] | c_DK2_SmallDecentral | 8745 | 0.00019147
[11 empty] | c_DK2_SmallDecentral | 8746 | 0.00018164
[11 empty] | c_DK2_SmallDecentral | 8747 | 0.00017131
[11 empty] | c_DK2_SmallDecentral | 8748 | 0.00016431
[11 empty] | c_DK2_SmallDecentral | 8749 | 0.00015931
[11 empty] | c_DK2_SmallDecentral | 8750 | 0.00014981
[11 empty] | c_DK2_SmallDecentral | 8751 | 0.00014831
[11 empty] | c_DK2_SmallDecentral | 8752 | 0.00014648
[11 empty] | c_DK2_SmallDecentral | 8753 | 0.00015114
[11 empty] | c_DK2_SmallDecentral | 8754 | 0.00015948
[11 empty] | c_DK2_SmallDecentral | 8755 | 0.00016164
[11 empty] | c_DK2_SmallDecentral | 8756 | 0.00016514
[11 empty] | c_DK2_SmallDecentral | 8757 | 0.00016531
[11 empty] | c_DK2_SmallDecentral | 8758 | 0.00015031
[11 empty] | c_DK2_SmallDecentral | 8759 | 0.00012048
[11 empty] | c_DK2_SmallDecentral | 8760 | 9.0987e-05

## LoadMaps
c_E2g_E/c_E | c_E2g_E/g_E | c_H2g_H/c_H | c_H2g_H/g_H
c_DK1 | DK1 | c_DK1_Central | DK1
c_DK2 | DK2 | c_DK1_LargeDecentral | DK1
|  | c_DK1_SmallDecentral | DK1
|  | c_DK2_Central | DK2
|  | c_DK2_LargeDecentral | DK2
|  | c_DK2_SmallDecentral | DK2

## MarketMaps
g_E2g_H/g_E | g_E2g_H/g_H | g_E2g/g_E | g_E2g/g | g_H2g/g_H | g_H2g/g
DK1 | DK1_Central | DK1 | DK1 | DK1_Central | DK1
DK1 | DK1_LargeDecentral | DK2 | DK2 | DK1_LargeDecentral | DK1
DK1 | DK1_SmallDecentral |  |  | DK1_SmallDecentral | DK1
DK2 | DK2_Central |  |  | DK2_Central | DK2
DK2 | DK2_LargeDecentral |  |  | DK2_LargeDecentral | DK2
DK2 | DK2_SmallDecentral |  |  | DK2_SmallDecentral | DK2

## GeneratorsVariables
FuelMix/id | FuelMix/BFt | FuelMix/FuelMix | GeneratingCap_E/id | GeneratingCap_E/GeneratingCap_E | GeneratingCap_H/id | GeneratingCap_H/GeneratingCap_H | OtherMC/id | OtherMC/OtherMC | FOM/id | FOM/FOM | E2H/id | E2H/E2H
DK1_Central_BP_Biogas | Biogas | 2.5443 | DK1_Central_BP_Biogas | 9.412 | DK1_Central_IndustryH_Biogas | 8.414 | DK1_Central_BP_Biogas | 9.281 | DK1_Central_BP_Biogas | 109751.6689 | DK1_Central_BP_Biogas | 0.89587
DK1_Central_IndustryH_Biogas | Biogas | 0.51852 | DK1_Central_BP_Biomass | 671.081 | DK1_Central_BH_Biomass | 266.306 | DK1_Central_IndustryH_Biogas | 0 | DK1_Central_IndustryH_Biogas | 0 | DK1_Central_BP_Biomass | 0.50421
DK1_Central_BH_Biomass | Biomass | 0.94647 | DK1_Central_BP_Coal | 1091.285 | DK1_Central_BH_Natgas | 1234.991 | DK1_Central_BH_Biomass | 1.0382 | DK1_Central_BH_Biomass | 40675.098 | DK1_Central_BP_Coal | 0.82532
DK1_Central_BP_Biomass | Biomass | 4.1692 | DK1_Central_BP_Natgas | 598.211 | DK1_Central_IndustryH_Natgas | 7.355 | DK1_Central_BP_Biomass | 4.4415 | DK1_Central_BP_Biomass | 213076.7144 | DK1_Central_BP_Natgas | 0.85095
DK1_Central_BP_Coal | Coal | 2.6504 | DK1_Central_BP_Oil | 50.952 | DK1_Central_BH_Oil | 2224.42 | DK1_Central_BP_Coal | 3.047 | DK1_Central_BP_Coal | 32570.8982 | DK1_Central_BP_Oil | 1.0299
DK1_Central_BH_Natgas | Natgas | 1 | DK1_Central_BP_Waste | 69.137 | DK1_Central_IndustryH_Oil | 52 | DK1_Central_BH_Natgas | 1.2258 | DK1_Central_BH_Natgas | 1908.7247 | DK1_Central_BP_Waste | 0.20232
DK1_Central_BP_Natgas | Natgas | 2.7733 | DK1_LargeDecentral_BP_Biogas | 6.579 | DK1_Central_BH_Waste | 41.886 | DK1_Central_BP_Natgas | 6.8894 | DK1_Central_BP_Natgas | 18871.9987 | DK1_Central_EP | -10
DK1_Central_BH_Oil | Oil | 1.1131 | DK1_LargeDecentral_BP_Biomass | 13.281 | DK1_Central_EP | 2 | DK1_Central_IndustryH_Natgas | 0 | DK1_Central_IndustryH_Natgas | 0 | DK1_Central_HPstandard | -0.28084
DK1_Central_BP_Oil | Oil | 2.6923 | DK1_LargeDecentral_BP_Natgas | 340.864 | DK1_Central_HPstandard | 100.826 | DK1_Central_BH_Oil | 2.716 | DK1_Central_BH_Oil | 41780.6406 | DK1_Central_HPsurplusheat | -0.24712
DK1_Central_IndustryH_Oil | Oil | 0.49296 | DK1_LargeDecentral_BP_Oil | 0.195 | DK1_Central_HPsurplusheat | 44.546 | DK1_Central_BP_Oil | 11.0214 | DK1_Central_BP_Oil | 146939.6312 | DK1_Central_IH | -1
DK1_Central_BH_Waste | Waste | 1 | DK1_LargeDecentral_BP_Waste | 34.192 | DK1_Central_IH | 560.42 | DK1_Central_IndustryH_Oil | 0 | DK1_Central_IndustryH_Oil | 0 | DK1_LargeDecentral_BP_Biogas | 0.58464
DK1_Central_BP_Waste | Waste | 5.7394 | DK1_SmallDecentral_BP_Biogas | 40.033 | DK1_Central_IndustryH | 248.8 | DK1_Central_BH_Waste | 5.8839 | DK1_Central_BH_Waste | 82758.0993 | DK1_LargeDecentral_BP_Biomass | 0.28612
DK1_LargeDecentral_BH_Biogas | Biogas | 1.5 | DK1_SmallDecentral_BP_Biomass | 9.721 | DK1_Central_SH | 4.1 | DK1_Central_BP_Waste | 27.2109 | DK1_Central_BP_Waste | 281317.9994 | DK1_LargeDecentral_BP_Natgas | 0.97224
DK1_LargeDecentral_BP_Biogas | Biogas | 3.0465 | DK1_SmallDecentral_BP_Natgas | 511.05 | DK1_LargeDecentral_BH_Biogas | 0.5 | DK1_Central_EP |  | DK1_Central_EP |  | DK1_LargeDecentral_BP_Oil | 0.088556
DK1_LargeDecentral_IndustryH_Biogas | Biogas | 1 | DK1_SmallDecentral_BP_Oil | 21.257 | DK1_LargeDecentral_IndustryH_Biogas | 1.61 | DK1_Central_HPstandard | 2.301 | DK1_Central_HPstandard | 2101.3483 | DK1_LargeDecentral_BP_Waste | 0.16906
DK1_LargeDecentral_BH_Biomass | Biomass | 1.0322 | DK1_SmallDecentral_BP_Waste | 0.978 | DK1_LargeDecentral_BH_Biomass | 545.326 | DK1_Central_HPsurplusheat | 2.301 | DK1_Central_HPsurplusheat | 2101.3483 | DK1_LargeDecentral_EP | -10
DK1_LargeDecentral_BP_Biomass | Biomass | 5.3509 |  |  | DK1_LargeDecentral_IndustryH_Biomass | 5.35 | DK1_Central_IH | 0.49031 | DK1_Central_IH | 1110.2123 | DK1_LargeDecentral_HPstandard | -0.31137
DK1_LargeDecentral_IndustryH_Biomass | Biomass | 1.1176 |  |  | DK1_LargeDecentral_BH_Natgas | 896.681 | DK1_Central_IndustryH | 0 | DK1_Central_IndustryH | 0 | DK1_LargeDecentral_HPsurplusheat | -0.18487
DK1_LargeDecentral_BH_Natgas | Natgas | 0.99394 |  |  | DK1_LargeDecentral_BH_Oil | 355.433 | DK1_Central_SH | 0 | DK1_Central_SH | 63.6602 | DK1_LargeDecentral_IH | -1
DK1_LargeDecentral_BP_Natgas | Natgas | 2.2439 |  |  | DK1_LargeDecentral_BH_Waste | 32.816 | DK1_LargeDecentral_BH_Biogas | 2.716 | DK1_LargeDecentral_BH_Biogas | 41780.6406 | DK1_SmallDecentral_BP_Biogas | 0.85054
DK1_LargeDecentral_BH_Oil | Oil | 1.1509 |  |  | DK1_LargeDecentral_EP | 7.8 | DK1_LargeDecentral_BP_Biogas | 9.281 | DK1_LargeDecentral_BP_Biogas | 109751.6689 | DK1_SmallDecentral_BP_Biomass | 0.18471
DK1_LargeDecentral_BP_Oil | Oil | 20 |  |  | DK1_LargeDecentral_GT | 8.3 | DK1_LargeDecentral_IndustryH_Biogas | 0 | DK1_LargeDecentral_IndustryH_Biogas | 0 | DK1_SmallDecentral_BP_Natgas | 0.75807
DK1_LargeDecentral_BH_Waste | Waste | 0.9386 |  |  | DK1_LargeDecentral_HPstandard | 72.949 | DK1_LargeDecentral_BH_Biomass | 1.0382 | DK1_LargeDecentral_BH_Biomass | 40675.098 | DK1_SmallDecentral_BP_Oil | 1.0682
DK1_LargeDecentral_BP_Waste | Waste | 8.1262 |  |  | DK1_LargeDecentral_HPsurplusheat | 10.786 | DK1_LargeDecentral_BP_Biomass | 4.4415 | DK1_LargeDecentral_BP_Biomass | 213076.7144 | DK1_SmallDecentral_BP_Waste | 0.10676
DK1_SmallDecentral_BH_Biogas | Biogas | 1.8571 |  |  | DK1_LargeDecentral_IH | 192.3 | DK1_LargeDecentral_IndustryH_Biomass | 0 | DK1_LargeDecentral_IndustryH_Biomass | 0 | DK1_SmallDecentral_EP | -10
DK1_SmallDecentral_BP_Biogas | Biogas | 2.5674 |  |  | DK1_LargeDecentral_IndustryH | 14.5 | DK1_LargeDecentral_BH_Natgas | 1.2258 | DK1_LargeDecentral_BH_Natgas | 1908.7247 | DK1_SmallDecentral_HPstandard | -0.29297
DK1_SmallDecentral_IndustryH_Biogas | Biogas | 0.57576 |  |  | DK1_LargeDecentral_SH | 139 | DK1_LargeDecentral_BP_Natgas | 6.8894 | DK1_LargeDecentral_BP_Natgas | 18871.9987 | DK1_SmallDecentral_HPsurplusheat | -0.20804
DK1_SmallDecentral_BH_Biomass | Biomass | 1.0088 | DK2_Central_BP_Biogas | 3.047 | DK1_SmallDecentral_BH_Biogas | 18.208 | DK1_LargeDecentral_BH_Oil | 2.716 | DK1_LargeDecentral_BH_Oil | 41780.6406 | DK1_SmallDecentral_IH | -1
DK1_SmallDecentral_BP_Biomass | Biomass | 6.7045 | DK2_Central_BP_Biomass | 904.218 | DK1_SmallDecentral_IndustryH_Biogas | 20.158 | DK1_LargeDecentral_BP_Oil | 11.0214 | DK1_LargeDecentral_BP_Oil | 146939.6312 | DK2_Central_BP_Biogas | 0.93038
DK1_SmallDecentral_IndustryH_Biomass | Biomass | 0.91667 | DK2_Central_BP_Natgas | 183.328 | DK1_SmallDecentral_BH_Biomass | 1247.883 | DK1_LargeDecentral_BH_Waste | 5.8839 | DK1_LargeDecentral_BH_Waste | 82758.0993 | DK2_Central_BP_Biomass | 0.53075
DK1_SmallDecentral_BH_Natgas | Natgas | 1.125 | DK2_Central_BP_Oil | 2.777 | DK1_SmallDecentral_IndustryH_Biomass | 55.534 | DK1_LargeDecentral_BP_Waste | 27.2109 | DK1_LargeDecentral_BP_Waste | 281317.9994 | DK2_Central_BP_Natgas | 1.0197
DK1_SmallDecentral_BP_Natgas | Natgas | 2.5221 | DK2_Central_BP_Waste | 82.993 | DK1_SmallDecentral_BH_Natgas | 1308.327 | DK1_LargeDecentral_EP |  | DK1_LargeDecentral_EP |  | DK2_Central_BP_Oil | 0.33345
DK1_SmallDecentral_IndustryH_Natgas | Natgas | 1 | DK2_LargeDecentral_BP_Biomass | 28.505 | DK1_SmallDecentral_IndustryH_Natgas | 1.264 | DK1_LargeDecentral_GT | 2.6631 | DK1_LargeDecentral_GT | 14919.5727 | DK2_Central_BP_Waste | 0.23103
DK1_SmallDecentral_BH_Oil | Oil | 1.1364 | DK2_LargeDecentral_BP_Natgas | 98.213 | DK1_SmallDecentral_BH_Oil | 456.711 | DK1_LargeDecentral_HPstandard | 2.301 | DK1_LargeDecentral_HPstandard | 2101.3483 | DK2_Central_HPstandard | -0.2902
DK1_SmallDecentral_BP_Oil | Oil | 2.1111 | DK2_LargeDecentral_BP_Oil | 0.014 | DK1_SmallDecentral_IndustryH_Oil | 1.102 | DK1_LargeDecentral_HPsurplusheat | 2.301 | DK1_LargeDecentral_HPsurplusheat | 2101.3483 | DK2_Central_HPsurplusheat | -0.16588
DK1_SmallDecentral_IndustryH_Oil | Oil | 1 | DK2_LargeDecentral_BP_Waste | 23.699 | DK1_SmallDecentral_BH_Waste | 6.284 | DK1_LargeDecentral_IH | 0.49031 | DK1_LargeDecentral_IH | 1110.2123 | DK2_Central_IH | -1
DK1_SmallDecentral_BH_Waste | Waste | 1.0833 | DK2_SmallDecentral_BP_Biogas | 13.327 | DK1_SmallDecentral_EP | 1 | DK1_LargeDecentral_IndustryH | 0 | DK1_LargeDecentral_IndustryH | 0 | DK2_LargeDecentral_BP_Biomass | 0.2321
DK1_SmallDecentral_BP_Waste | Waste | 11.2857 | DK2_SmallDecentral_BP_Biomass | 21.986 | DK1_SmallDecentral_HPstandard | 258.837 | DK1_LargeDecentral_SH | 0 | DK1_LargeDecentral_SH | 63.6602 | DK2_LargeDecentral_BP_Natgas | 0.89614
DK2_Central_BH_Biogas | Biogas | 1.25 |  |  | DK2_Central_IndustryH_Biogas | 1.51 | DK1_SmallDecentral_IndustryH_Biomass | 0 | DK1_SmallDecentral_IndustryH_Biomass | 0 | DK2_SmallDecentral_BP_Biogas | 0.89293
DK2_Central_BP_Biogas | Biogas | 2.3846 |  |  | DK2_Central_BH_Biomass | 39.522 | DK1_SmallDecentral_BH_Natgas | 1.2258 | DK1_SmallDecentral_BH_Natgas | 1908.7247 | DK2_SmallDecentral_BP_Biomass | 0.3063
DK2_Central_IndustryH_Biogas | Biogas | 1 |  |  | DK2_Central_BH_Natgas | 1049.665 | DK1_SmallDecentral_BP_Natgas | 6.8894 | DK1_SmallDecentral_BP_Natgas | 18871.9987 | DK2_SmallDecentral_BP_Natgas | 0.80307
DK2_Central_BH_Biomass | Biomass | 1.1172 |  |  | DK2_Central_BH_Oil | 1214.422 | DK1_SmallDecentral_IndustryH_Natgas | 0 | DK1_SmallDecentral_IndustryH_Natgas | 0 | DK2_SmallDecentral_BP_Oil | 0.45
DK2_Central_BP_Biomass | Biomass | 4.0853 |  |  | DK2_Central_BH_Waste | 7 | DK1_SmallDecentral_BH_Oil | 2.716 | DK1_SmallDecentral_BH_Oil | 41780.6406 | DK2_SmallDecentral_HPstandard | -0.30955
DK2_Central_BH_Natgas | Natgas | 1.12 |  |  | DK2_Central_HPstandard | 41.52 | DK1_SmallDecentral_BP_Oil | 11.0214 | DK1_SmallDecentral_BP_Oil | 146939.6312 | DK2_SmallDecentral_IH | -1
DK2_Central_BP_Natgas | Natgas | 2.5462 |  |  | DK2_Central_HPsurplusheat | 15.18 | DK1_SmallDecentral_IndustryH_Oil | 0 | DK1_SmallDecentral_IndustryH_Oil | 0
DK2_Central_BH_Oil | Oil | 1.1298 |  |  | DK2_Central_IH | 205.2 | DK1_SmallDecentral_BH_Waste | 5.8839 | DK1_SmallDecentral_BH_Waste | 82758.0993
DK2_Central_BP_Oil | Oil | 5.5882 |  |  | DK2_Central_IndustryH | 0.9 | DK1_SmallDecentral_BP_Waste | 27.2109 | DK1_SmallDecentral_BP_Waste | 281317.9994
DK2_Central_BH_Waste | Waste | 1.1786 |  |  | DK2_Central_SH | 2.1 | DK1_SmallDecentral_EP |  | DK1_SmallDecentral_EP
DK2_Central_BP_Waste | Waste | 6.7123 |  |  | DK2_LargeDecentral_IndustryH_Biogas | 1.33 | DK1_SmallDecentral_HPstandard | 2.301 | DK1_SmallDecentral_HPstandard | 2101.3483
DK2_LargeDecentral_IndustryH_Biogas | Biogas | 1.5 |  |  | DK2_LargeDecentral_BH_Biomass | 169.194 | DK1_SmallDecentral_HPsurplusheat | 2.301 | DK1_SmallDecentral_HPsurplusheat | 2101.3483
DK2_LargeDecentral_BH_Biomass | Biomass | 1.0225 |  |  | DK2_LargeDecentral_BH_Natgas | 609.367 | DK1_SmallDecentral_IH | 0.49031 | DK1_SmallDecentral_IH | 1110.2123
DK2_LargeDecentral_BP_Biomass | Biomass | 8.264 |  |  | DK2_LargeDecentral_BH_Oil | 57.83 | DK1_SmallDecentral_IndustryH | 0 | DK1_SmallDecentral_IndustryH | 0
DK2_LargeDecentral_BH_Natgas | Natgas | 1.03 |  |  | DK2_LargeDecentral_BH_Waste | 8.346 | DK1_SmallDecentral_SH | 0 | DK1_SmallDecentral_SH | 63.6602
DK2_LargeDecentral_BP_Natgas | Natgas | 2.875 |  |  | DK2_LargeDecentral_HPstandard | 25
DK2_LargeDecentral_BH_Oil | Oil | 1.1429 |  |  | DK2_LargeDecentral_HPsurplusheat | 0.9
DK2_LargeDecentral_BP_Oil | Oil | 20 |  |  | DK2_LargeDecentral_IH | 40
DK2_LargeDecentral_BH_Waste | Waste | 1.2727 |  |  | DK2_LargeDecentral_IndustryH | 2
DK2_LargeDecentral_BP_Waste | Waste | 6.274 |  |  | DK2_LargeDecentral_SH | 2.88
DK2_SmallDecentral_BH_Biogas | Biogas | 1.6667 |  |  | DK2_SmallDecentral_BH_Biogas | 4.061
DK2_SmallDecentral_BP_Biogas | Biogas | 2.5729 |  |  | DK2_SmallDecentral_BH_Biomass | 395.102
DK2_SmallDecentral_BH_Biomass | Biomass | 1.0237 |  |  | DK2_SmallDecentral_IndustryH_Biomass | 3.8
DK2_SmallDecentral_BP_Biomass | Biomass | 5.17 |  |  | DK2_SmallDecentral_BH_Natgas | 391.324
DK2_SmallDecentral_IndustryH_Biomass | Biomass | 1 |  |  | DK2_SmallDecentral_BH_Oil | 209.911
DK2_SmallDecentral_BH_Natgas | Natgas | 0.97143 |  |  | DK2_SmallDecentral_BH_Waste | 3.217
DK2_SmallDecentral_BP_Natgas | Natgas | 2.5185 |  |  | DK2_SmallDecentral_HPstandard | 67.3 | DK2_Central_BH_Biogas | 2.716 | DK2_Central_BH_Biogas | 41780.6406
DK2_SmallDecentral_BH_Oil | Oil | 1.125 |  |  | DK2_SmallDecentral_IH | 87.3 | DK2_Central_BP_Biogas | 9.281 | DK2_Central_BP_Biogas | 109751.6689
DK2_SmallDecentral_BH_Waste | Waste | 1.15 |  |  | DK2_SmallDecentral_IndustryH | 19.3 | DK2_Central_IndustryH_Biogas | 0 | DK2_Central_IndustryH_Biogas | 0
|  |  | DK2_SmallDecentral_BP_Natgas | 101.657 | DK1_SmallDecentral_HPsurplusheat | 8.359 | DK1_SmallDecentral_BH_Biogas | 2.716 | DK1_SmallDecentral_BH_Biogas | 41780.6406 | DK2_LargeDecentral_BP_Oil | 0.22581
|  |  | DK2_SmallDecentral_BP_Oil | 0.009 | DK1_SmallDecentral_IH | 482.13 | DK1_SmallDecentral_BP_Biogas | 9.281 | DK1_SmallDecentral_BP_Biogas | 109751.6689 | DK2_LargeDecentral_BP_Waste | 0.29072
[5 empty] | DK1_SmallDecentral_IndustryH | 76.62 | DK1_SmallDecentral_IndustryH_Biogas | 0 | DK1_SmallDecentral_IndustryH_Biogas | 0 | DK2_LargeDecentral_HPstandard | -0.29412
[5 empty] | DK1_SmallDecentral_SH | 780.031 | DK1_SmallDecentral_BH_Biomass | 1.0382 | DK1_SmallDecentral_BH_Biomass | 40675.098 | DK2_LargeDecentral_HPsurplusheat | -0.18556
[5 empty] | DK2_Central_BH_Biogas | 7.29 | DK1_SmallDecentral_BP_Biomass | 4.4415 | DK1_SmallDecentral_BP_Biomass | 213076.7144 | DK2_LargeDecentral_IH | -1
[5 empty] | DK2_SmallDecentral_SH | 179.046 | DK2_Central_BH_Biomass | 1.0382 | DK2_Central_BH_Biomass | 40675.098
[7 empty] | DK2_Central_BP_Biomass | 4.4415 | DK2_Central_BP_Biomass | 213076.7144
[7 empty] | DK2_Central_BH_Natgas | 1.2258 | DK2_Central_BH_Natgas | 1908.7247
[7 empty] | DK2_Central_BP_Natgas | 6.8894 | DK2_Central_BP_Natgas | 18871.9987
[7 empty] | DK2_Central_BH_Oil | 2.716 | DK2_Central_BH_Oil | 41780.6406
[7 empty] | DK2_Central_BP_Oil | 11.0214 | DK2_Central_BP_Oil | 146939.6312
[7 empty] | DK2_Central_BH_Waste | 5.8839 | DK2_Central_BH_Waste | 82758.0993
[7 empty] | DK2_Central_BP_Waste | 27.2109 | DK2_Central_BP_Waste | 281317.9994
[7 empty] | DK2_Central_HPstandard | 2.301 | DK2_Central_HPstandard | 2101.3483
[7 empty] | DK2_Central_HPsurplusheat | 2.301 | DK2_Central_HPsurplusheat | 2101.3483
[7 empty] | DK2_Central_IH | 0.49031 | DK2_Central_IH | 1110.2123
[7 empty] | DK2_Central_IndustryH | 0 | DK2_Central_IndustryH | 0
[7 empty] | DK2_Central_SH | 0 | DK2_Central_SH | 63.6602
[7 empty] | DK2_LargeDecentral_IndustryH_Biogas | 0 | DK2_LargeDecentral_IndustryH_Biogas | 0
[7 empty] | DK2_LargeDecentral_BH_Biomass | 1.0382 | DK2_LargeDecentral_BH_Biomass | 40675.098
[7 empty] | DK2_LargeDecentral_BP_Biomass | 4.4415 | DK2_LargeDecentral_BP_Biomass | 213076.7144
[7 empty] | DK2_LargeDecentral_BH_Natgas | 1.2258 | DK2_LargeDecentral_BH_Natgas | 1908.7247
[7 empty] | DK2_LargeDecentral_BP_Natgas | 6.8894 | DK2_LargeDecentral_BP_Natgas | 18871.9987
[7 empty] | DK2_LargeDecentral_BH_Oil | 2.716 | DK2_LargeDecentral_BH_Oil | 41780.6406
[7 empty] | DK2_LargeDecentral_BP_Oil | 11.0214 | DK2_LargeDecentral_BP_Oil | 146939.6312
[7 empty] | DK2_LargeDecentral_BH_Waste | 5.8839 | DK2_LargeDecentral_BH_Waste | 82758.0993
[7 empty] | DK2_LargeDecentral_BP_Waste | 27.2109 | DK2_LargeDecentral_BP_Waste | 281317.9994
[7 empty] | DK2_LargeDecentral_HPstandard | 2.301 | DK2_LargeDecentral_HPstandard | 2101.3483
[7 empty] | DK2_LargeDecentral_HPsurplusheat | 2.301 | DK2_LargeDecentral_HPsurplusheat | 2101.3483
[7 empty] | DK2_LargeDecentral_IH | 0.49031 | DK2_LargeDecentral_IH | 1110.2123
[7 empty] | DK2_LargeDecentral_IndustryH | 0 | DK2_LargeDecentral_IndustryH | 0
[7 empty] | DK2_LargeDecentral_SH | 0 | DK2_LargeDecentral_SH | 63.6602
[7 empty] | DK2_SmallDecentral_BH_Biogas | 2.716 | DK2_SmallDecentral_BH_Biogas | 41780.6406
[7 empty] | DK2_SmallDecentral_BP_Biogas | 9.281 | DK2_SmallDecentral_BP_Biogas | 109751.6689
[7 empty] | DK2_SmallDecentral_BH_Biomass | 1.0382 | DK2_SmallDecentral_BH_Biomass | 40675.098
[7 empty] | DK2_SmallDecentral_BP_Biomass | 4.4415 | DK2_SmallDecentral_BP_Biomass | 213076.7144
[7 empty] | DK2_SmallDecentral_IndustryH_Biomass | 0 | DK2_SmallDecentral_IndustryH_Biomass | 0
[7 empty] | DK2_SmallDecentral_BH_Natgas | 1.2258 | DK2_SmallDecentral_BH_Natgas | 1908.7247
[7 empty] | DK2_SmallDecentral_BP_Natgas | 6.8894 | DK2_SmallDecentral_BP_Natgas | 18871.9987
[7 empty] | DK2_SmallDecentral_BH_Oil | 2.716 | DK2_SmallDecentral_BH_Oil | 41780.6406
[7 empty] | DK2_SmallDecentral_BP_Oil | 11.0214 | DK2_SmallDecentral_BP_Oil | 146939.6312
[7 empty] | DK2_SmallDecentral_BH_Waste | 5.8839 | DK2_SmallDecentral_BH_Waste | 82758.0993
[7 empty] | DK2_SmallDecentral_HPstandard | 2.301 | DK2_SmallDecentral_HPstandard | 2101.3483
[7 empty] | DK2_SmallDecentral_IH | 0.49031 | DK2_SmallDecentral_IH | 1110.2123
[7 empty] | DK2_SmallDecentral_IndustryH | 0 | DK2_SmallDecentral_IndustryH | 0
[7 empty] | DK2_SmallDecentral_SH | 0 | DK2_SmallDecentral_SH | 63.6602

## GeneratorsMaps
id2tech/id | id2tech/tech | id2hvt/id | id2hvt/hvt | id2g_E/id | id2g_E/g_E | id2g_H/id | id2g_H/g_H | tech2modelTech/tech | tech2modelTech/modelTech
DK1_Central_BP_Biogas | BP_Biogas | DK1_Central_SH | SH_DK1_Central | DK1_Central_BP_Biogas | DK1 | DK1_Central_BP_Biogas | DK1_Central | BP_Biogas | BP
DK1_Central_IndustryH_Biogas | IndustryH_Biogas | DK1_LargeDecentral_SH | SH_DK1_LargeDecentral | DK1_Central_BP_Biomass | DK1 | DK1_Central_IndustryH_Biogas | DK1_Central | IndustryH_Biogas | standard_H
DK1_Central_BH_Biomass | BH_Biomass | DK1_SmallDecentral_SH | SH_DK1_SmallDecentral | DK1_Central_BP_Coal | DK1 | DK1_Central_BH_Biomass | DK1_Central | BH_Biomass | standard_H
DK1_Central_BP_Biomass | BP_Biomass |  |  | DK1_Central_BP_Natgas | DK1 | DK1_Central_BP_Biomass | DK1_Central | BP_Biomass | BP
DK1_Central_BP_Coal | BP_Coal |  |  | DK1_Central_BP_Oil | DK1 | DK1_Central_BP_Coal | DK1_Central | BP_Coal | BP
DK1_Central_BH_Natgas | BH_Natgas |  |  | DK1_Central_BP_Waste | DK1 | DK1_Central_BH_Natgas | DK1_Central | BH_Natgas | standard_H
DK1_Central_BP_Natgas | BP_Natgas |  |  | DK1_Central_EP | DK1 | DK1_Central_BP_Natgas | DK1_Central | BP_Natgas | BP
DK1_Central_IndustryH_Natgas | IndustryH_Natgas | DK2_Central_SH | SH_DK2_Central | DK1_Central_HPstandard | DK1 | DK1_Central_IndustryH_Natgas | DK1_Central | IndustryH_Natgas | standard_H
DK1_Central_BH_Oil | BH_Oil | DK2_LargeDecentral_SH | SH_DK2_LargeDecentral | DK1_Central_HPsurplusheat | DK1 | DK1_Central_BH_Oil | DK1_Central | BH_Oil | standard_H
DK1_Central_BP_Oil | BP_Oil | DK2_SmallDecentral_SH | SH_DK2_SmallDecentral | DK1_Central_IH | DK1 | DK1_Central_BP_Oil | DK1_Central | BP_Oil | BP
DK1_Central_IndustryH_Oil | IndustryH_Oil |  |  | DK1_LargeDecentral_BP_Biogas | DK1 | DK1_Central_IndustryH_Oil | DK1_Central | IndustryH_Oil | standard_H
DK1_Central_BH_Waste | BH_Waste |  |  | DK1_LargeDecentral_BP_Biomass | DK1 | DK1_Central_BH_Waste | DK1_Central | BH_Waste | standard_H
DK1_Central_BP_Waste | BP_Waste |  |  | DK1_LargeDecentral_BP_Natgas | DK1 | DK1_Central_BP_Waste | DK1_Central | BP_Waste | BP
DK1_Central_EP | EP | DK1_Central_BP_Biogas | Standard | DK1_LargeDecentral_BP_Oil | DK1 | DK1_Central_EP | DK1_Central | EP | HP
DK1_Central_HPstandard | HPstandard | DK1_Central_IndustryH_Biogas | Standard | DK1_LargeDecentral_BP_Waste | DK1 | DK1_Central_HPstandard | DK1_Central | HPstandard | HP
DK1_Central_HPsurplusheat | HPsurplusheat | DK1_Central_BH_Biomass | Standard | DK1_LargeDecentral_EP | DK1 | DK1_Central_HPsurplusheat | DK1_Central | HPsurplusheat | HP
DK1_Central_IH | IH | DK1_Central_BP_Biomass | Standard | DK1_LargeDecentral_HPstandard | DK1 | DK1_Central_IH | DK1_Central | IH | HP
DK1_Central_IndustryH | IndustryH | DK1_Central_BP_Coal | Standard | DK1_LargeDecentral_HPsurplusheat | DK1 | DK1_Central_IndustryH | DK1_Central | IndustryH | standard_H
DK1_Central_SH | SH | DK1_Central_BH_Natgas | Standard | DK1_LargeDecentral_IH | DK1 | DK1_Central_SH | DK1_Central | SH | standard_H
DK1_LargeDecentral_BH_Biogas | BH_Biogas | DK1_Central_BP_Natgas | Standard | DK1_SmallDecentral_BP_Biogas | DK1 | DK1_LargeDecentral_BH_Biogas | DK1_LargeDecentral | BH_Biogas | standard_H
DK1_LargeDecentral_BP_Biogas | BP_Biogas | DK1_Central_IndustryH_Natgas | Standard | DK1_SmallDecentral_BP_Biomass | DK1 | DK1_LargeDecentral_BP_Biogas | DK1_LargeDecentral | IndustryH_Biomass | standard_H
DK1_LargeDecentral_IndustryH_Biogas | IndustryH_Biogas | DK1_Central_BH_Oil | Standard | DK1_SmallDecentral_BP_Natgas | DK1 | DK1_LargeDecentral_IndustryH_Biogas | DK1_LargeDecentral | GT | standard_H
DK1_LargeDecentral_BH_Biomass | BH_Biomass | DK1_Central_BP_Oil | Standard | DK1_SmallDecentral_BP_Oil | DK1 | DK1_LargeDecentral_BH_Biomass | DK1_LargeDecentral | CD_Biogas | standard_E
DK1_LargeDecentral_BP_Biomass | BP_Biomass | DK1_Central_IndustryH_Oil | Standard | DK1_SmallDecentral_BP_Waste | DK1 | DK1_LargeDecentral_BP_Biomass | DK1_LargeDecentral | IndustryE_Biogas | standard_E
DK1_LargeDecentral_IndustryH_Biomass | IndustryH_Biomass | DK1_Central_BH_Waste | Standard | DK1_SmallDecentral_EP | DK1 | DK1_LargeDecentral_IndustryH_Biomass | DK1_LargeDecentral | IndustryE_Biomass | standard_E
DK1_LargeDecentral_BH_Natgas | BH_Natgas | DK1_Central_BP_Waste | Standard | DK1_SmallDecentral_HPstandard | DK1 | DK1_LargeDecentral_BH_Natgas | DK1_LargeDecentral | CD_Natgas | standard_E
DK1_LargeDecentral_BP_Natgas | BP_Natgas | DK1_Central_EP | Standard | DK1_SmallDecentral_HPsurplusheat | DK1 | DK1_LargeDecentral_BP_Natgas | DK1_LargeDecentral | IndustryE_Natgas | standard_E
DK1_LargeDecentral_BH_Oil | BH_Oil | DK1_Central_HPstandard | Standard | DK1_SmallDecentral_IH | DK1 | DK1_LargeDecentral_BH_Oil | DK1_LargeDecentral | CD_Oil | standard_E
DK1_LargeDecentral_BP_Oil | BP_Oil | DK1_Central_HPsurplusheat | Standard |  |  | DK1_LargeDecentral_BP_Oil | DK1_LargeDecentral | IndustryE_Oil | standard_E
DK1_LargeDecentral_BH_Waste | BH_Waste | DK1_Central_IH | Standard |  |  | DK1_LargeDecentral_BH_Waste | DK1_LargeDecentral | PV | standard_E
DK1_LargeDecentral_BP_Waste | BP_Waste | DK1_Central_IndustryH | Standard |  |  | DK1_LargeDecentral_BP_Waste | DK1_LargeDecentral | ROR | standard_E
DK1_LargeDecentral_EP | EP | DK1_LargeDecentral_BH_Biogas | Standard |  |  | DK1_LargeDecentral_EP | DK1_LargeDecentral | WL | standard_E
DK1_LargeDecentral_GT | GT | DK1_LargeDecentral_BP_Biogas | Standard |  |  | DK1_LargeDecentral_GT | DK1_LargeDecentral | WS | standard_E
DK1_LargeDecentral_HPstandard | HPstandard | DK1_LargeDecentral_IndustryH_Biogas | Standard |  |  | DK1_LargeDecentral_HPstandard | DK1_LargeDecentral | CD_Coal | standard_E
DK1_LargeDecentral_HPsurplusheat | HPsurplusheat | DK1_LargeDecentral_BH_Biomass | Standard |  |  | DK1_LargeDecentral_HPsurplusheat | DK1_LargeDecentral | DK1_ImportFrom_DELU | standard_E
DK1_LargeDecentral_IH | IH | DK1_LargeDecentral_BP_Biomass | Standard |  |  | DK1_LargeDecentral_IH | DK1_LargeDecentral | DK1_ImportFrom_NL | standard_E
DK1_LargeDecentral_IndustryH | IndustryH | DK1_LargeDecentral_IndustryH_Biomass | Standard |  |  | DK1_LargeDecentral_IndustryH | DK1_LargeDecentral | DK1_ImportFrom_NO2 | standard_E
DK1_LargeDecentral_SH | SH | DK1_LargeDecentral_BH_Natgas | Standard |  |  | DK1_LargeDecentral_SH | DK1_LargeDecentral | DK1_ImportFrom_SE3 | standard_E
DK1_SmallDecentral_BH_Biogas | BH_Biogas | DK1_LargeDecentral_BP_Natgas | Standard |  |  | DK1_SmallDecentral_BH_Biogas | DK1_SmallDecentral | DK2_ImportFrom_DELU | standard_E
DK1_SmallDecentral_BP_Biogas | BP_Biogas | DK1_LargeDecentral_BH_Oil | Standard | DK2_Central_BP_Biogas | DK2 | DK1_SmallDecentral_BP_Biogas | DK1_SmallDecentral | DK2_ImportFrom_SE4 | standard_E
DK1_SmallDecentral_IndustryH_Biogas | IndustryH_Biogas | DK1_LargeDecentral_BP_Oil | Standard | DK2_Central_BP_Biomass | DK2 | DK1_SmallDecentral_IndustryH_Biogas | DK1_SmallDecentral
DK1_SmallDecentral_BH_Biomass | BH_Biomass | DK1_LargeDecentral_BH_Waste | Standard | DK2_Central_BP_Natgas | DK2 | DK1_SmallDecentral_BH_Biomass | DK1_SmallDecentral
DK1_SmallDecentral_BP_Biomass | BP_Biomass | DK1_LargeDecentral_BP_Waste | Standard | DK2_Central_BP_Oil | DK2 | DK1_SmallDecentral_BP_Biomass | DK1_SmallDecentral
DK1_SmallDecentral_IndustryH_Biomass | IndustryH_Biomass | DK1_LargeDecentral_EP | Standard | DK2_Central_BP_Waste | DK2 | DK1_SmallDecentral_IndustryH_Biomass | DK1_SmallDecentral
DK1_SmallDecentral_BH_Natgas | BH_Natgas | DK1_LargeDecentral_GT | Standard | DK2_Central_HPstandard | DK2 | DK1_SmallDecentral_BH_Natgas | DK1_SmallDecentral
DK1_SmallDecentral_BP_Natgas | BP_Natgas | DK1_LargeDecentral_HPstandard | Standard | DK2_Central_HPsurplusheat | DK2 | DK1_SmallDecentral_BP_Natgas | DK1_SmallDecentral
DK1_SmallDecentral_IndustryH_Natgas | IndustryH_Natgas | DK1_LargeDecentral_HPsurplusheat | Standard | DK2_Central_IH | DK2 | DK1_SmallDecentral_IndustryH_Natgas | DK1_SmallDecentral
DK1_SmallDecentral_BH_Oil | BH_Oil | DK1_LargeDecentral_IH | Standard | DK2_LargeDecentral_BP_Biomass | DK2 | DK1_SmallDecentral_BH_Oil | DK1_SmallDecentral
DK1_SmallDecentral_BP_Oil | BP_Oil | DK1_LargeDecentral_IndustryH | Standard | DK2_LargeDecentral_BP_Natgas | DK2 | DK1_SmallDecentral_BP_Oil | DK1_SmallDecentral
DK1_SmallDecentral_IndustryH_Oil | IndustryH_Oil | DK1_SmallDecentral_BH_Biogas | Standard | DK2_LargeDecentral_BP_Oil | DK2 | DK1_SmallDecentral_IndustryH_Oil | DK1_SmallDecentral
DK1_SmallDecentral_BH_Waste | BH_Waste | DK1_SmallDecentral_BP_Biogas | Standard | DK2_LargeDecentral_BP_Waste | DK2 | DK1_SmallDecentral_BH_Waste | DK1_SmallDecentral
DK1_SmallDecentral_BP_Waste | BP_Waste | DK1_SmallDecentral_IndustryH_Biogas | Standard | DK2_LargeDecentral_HPstandard | DK2 | DK1_SmallDecentral_BP_Waste | DK1_SmallDecentral
DK1_SmallDecentral_EP | EP | DK1_SmallDecentral_BH_Biomass | Standard | DK2_LargeDecentral_HPsurplusheat | DK2 | DK1_SmallDecentral_EP | DK1_SmallDecentral
DK1_SmallDecentral_HPstandard | HPstandard | DK1_SmallDecentral_BP_Biomass | Standard | DK2_LargeDecentral_IH | DK2 | DK1_SmallDecentral_HPstandard | DK1_SmallDecentral
DK1_SmallDecentral_HPsurplusheat | HPsurplusheat | DK1_SmallDecentral_IndustryH_Biomass | Standard | DK2_SmallDecentral_BP_Biogas | DK2 | DK1_SmallDecentral_HPsurplusheat | DK1_SmallDecentral
DK1_SmallDecentral_IH | IH | DK1_SmallDecentral_BH_Natgas | Standard | DK2_SmallDecentral_BP_Biomass | DK2 | DK1_SmallDecentral_IH | DK1_SmallDecentral
DK1_SmallDecentral_IndustryH | IndustryH | DK1_SmallDecentral_BP_Natgas | Standard | DK2_SmallDecentral_BP_Natgas | DK2 | DK1_SmallDecentral_IndustryH | DK1_SmallDecentral
DK1_SmallDecentral_SH | SH | DK1_SmallDecentral_IndustryH_Natgas | Standard | DK2_SmallDecentral_BP_Oil | DK2 | DK1_SmallDecentral_SH | DK1_SmallDecentral
DK2_Central_BH_Biogas | BH_Biogas |  |  |  |  | DK2_Central_HPstandard | DK2_Central
DK2_Central_BP_Biogas | BP_Biogas |  |  |  |  | DK2_Central_HPsurplusheat | DK2_Central
DK2_Central_IndustryH_Biogas | IndustryH_Biogas |  |  |  |  | DK2_Central_IH | DK2_Central
DK2_Central_BH_Biomass | BH_Biomass |  |  |  |  | DK2_Central_IndustryH | DK2_Central
DK2_Central_BP_Biomass | BP_Biomass |  |  |  |  | DK2_Central_SH | DK2_Central
DK2_Central_BH_Natgas | BH_Natgas |  |  |  |  | DK2_LargeDecentral_IndustryH_Biogas | DK2_LargeDecentral
DK2_Central_BP_Natgas | BP_Natgas | DK2_Central_BH_Biogas | Standard |  |  | DK2_LargeDecentral_BH_Biomass | DK2_LargeDecentral
DK2_Central_BH_Oil | BH_Oil | DK2_Central_BP_Biogas | Standard |  |  | DK2_LargeDecentral_BP_Biomass | DK2_LargeDecentral
DK2_Central_BP_Oil | BP_Oil | DK2_Central_IndustryH_Biogas | Standard |  |  | DK2_LargeDecentral_BH_Natgas | DK2_LargeDecentral
DK2_Central_BH_Waste | BH_Waste | DK2_Central_BH_Biomass | Standard |  |  | DK2_LargeDecentral_BP_Natgas | DK2_LargeDecentral
DK2_Central_BP_Waste | BP_Waste | DK2_Central_BP_Biomass | Standard |  |  | DK2_LargeDecentral_BH_Oil | DK2_LargeDecentral
DK2_Central_HPstandard | HPstandard | DK2_Central_BH_Natgas | Standard |  |  | DK2_LargeDecentral_BP_Oil | DK2_LargeDecentral
DK2_Central_HPsurplusheat | HPsurplusheat | DK2_Central_BP_Natgas | Standard |  |  | DK2_LargeDecentral_BH_Waste | DK2_LargeDecentral
DK2_Central_IH | IH | DK2_Central_BH_Oil | Standard |  |  | DK2_LargeDecentral_BP_Waste | DK2_LargeDecentral
DK2_Central_IndustryH | IndustryH | DK2_Central_BP_Oil | Standard |  |  | DK2_LargeDecentral_HPstandard | DK2_LargeDecentral
DK2_Central_SH | SH | DK2_Central_BH_Waste | Standard |  |  | DK2_LargeDecentral_HPsurplusheat | DK2_LargeDecentral
DK2_LargeDecentral_IndustryH_Biogas | IndustryH_Biogas | DK2_Central_BP_Waste | Standard |  |  | DK2_LargeDecentral_IH | DK2_LargeDecentral
DK2_LargeDecentral_BH_Biomass | BH_Biomass | DK2_Central_HPstandard | Standard |  |  | DK2_LargeDecentral_IndustryH | DK2_LargeDecentral
DK2_LargeDecentral_BP_Biomass | BP_Biomass | DK2_Central_HPsurplusheat | Standard |  |  | DK2_LargeDecentral_SH | DK2_LargeDecentral
DK2_LargeDecentral_BH_Natgas | BH_Natgas | DK2_Central_IH | Standard |  |  | DK2_SmallDecentral_BH_Biogas | DK2_SmallDecentral
DK2_LargeDecentral_BP_Natgas | BP_Natgas | DK2_Central_IndustryH | Standard |  |  | DK2_SmallDecentral_BP_Biogas | DK2_SmallDecentral
DK2_LargeDecentral_BH_Oil | BH_Oil | DK2_LargeDecentral_IndustryH_Biogas | Standard |  |  | DK2_SmallDecentral_BH_Biomass | DK2_SmallDecentral
DK2_LargeDecentral_BP_Oil | BP_Oil | DK2_LargeDecentral_BH_Biomass | Standard |  |  | DK2_SmallDecentral_BP_Biomass | DK2_SmallDecentral
DK2_LargeDecentral_BH_Waste | BH_Waste | DK2_LargeDecentral_BP_Biomass | Standard |  |  | DK2_SmallDecentral_IndustryH_Biomass | DK2_SmallDecentral
DK2_LargeDecentral_BP_Waste | BP_Waste | DK2_LargeDecentral_BH_Natgas | Standard |  |  | DK2_SmallDecentral_BH_Natgas | DK2_SmallDecentral
DK2_LargeDecentral_HPstandard | HPstandard | DK2_LargeDecentral_BP_Natgas | Standard |  |  | DK2_SmallDecentral_BP_Natgas | DK2_SmallDecentral
DK2_LargeDecentral_HPsurplusheat | HPsurplusheat | DK2_LargeDecentral_BH_Oil | Standard |  |  | DK2_SmallDecentral_BH_Oil | DK2_SmallDecentral
DK2_LargeDecentral_IH | IH | DK2_LargeDecentral_BP_Oil | Standard |  |  | DK2_SmallDecentral_BP_Oil | DK2_SmallDecentral
DK2_LargeDecentral_IndustryH | IndustryH | DK2_LargeDecentral_BH_Waste | Standard |  |  | DK2_SmallDecentral_BH_Waste | DK2_SmallDecentral
DK2_LargeDecentral_SH | SH | DK2_LargeDecentral_BP_Waste | Standard |  |  | DK2_SmallDecentral_HPstandard | DK2_SmallDecentral
DK2_SmallDecentral_BH_Biogas | BH_Biogas | DK2_LargeDecentral_HPstandard | Standard |  |  | DK2_SmallDecentral_IH | DK2_SmallDecentral
DK2_SmallDecentral_BP_Biogas | BP_Biogas | DK2_LargeDecentral_HPsurplusheat | Standard |  |  | DK2_SmallDecentral_IndustryH | DK2_SmallDecentral
DK2_SmallDecentral_BH_Biomass | BH_Biomass | DK2_LargeDecentral_IH | Standard |  |  | DK2_SmallDecentral_SH | DK2_SmallDecentral
DK2_SmallDecentral_BP_Biomass | BP_Biomass | DK2_LargeDecentral_IndustryH | Standard
DK2_SmallDecentral_IndustryH_Biomass | IndustryH_Biomass | DK2_SmallDecentral_BH_Biogas | Standard
DK2_SmallDecentral_BH_Natgas | BH_Natgas | DK2_SmallDecentral_BP_Biogas | Standard
DK2_SmallDecentral_BP_Natgas | BP_Natgas | DK2_SmallDecentral_BH_Biomass | Standard
DK2_SmallDecentral_BH_Oil | BH_Oil | DK2_SmallDecentral_BP_Biomass | Standard
DK2_SmallDecentral_BP_Oil | BP_Oil | DK2_SmallDecentral_IndustryH_Biomass | Standard
DK2_SmallDecentral_BH_Waste | BH_Waste | DK2_SmallDecentral_BH_Natgas | Standard
DK2_SmallDecentral_HPstandard | HPstandard | DK2_SmallDecentral_BP_Natgas | Standard
DK2_SmallDecentral_IH | IH | DK2_SmallDecentral_BH_Oil | Standard
DK2_SmallDecentral_IndustryH | IndustryH | DK2_SmallDecentral_BP_Oil | Standard
DK2_SmallDecentral_SH | SH | DK2_SmallDecentral_BH_Waste | Standard
|  | DK1_SmallDecentral_BH_Oil | Standard | DK2_SmallDecentral_HPstandard | DK2 | DK2_Central_BH_Biogas | DK2_Central
|  | DK1_SmallDecentral_BP_Oil | Standard | DK2_SmallDecentral_IH | DK2 | DK2_Central_BP_Biogas | DK2_Central
|  | DK1_SmallDecentral_IndustryH_Oil | Standard |  |  | DK2_Central_IndustryH_Biogas | DK2_Central
|  | DK1_SmallDecentral_BH_Waste | Standard |  |  | DK2_Central_BH_Biomass | DK2_Central
|  | DK1_SmallDecentral_BP_Waste | Standard |  |  | DK2_Central_BP_Biomass | DK2_Central
|  | DK1_SmallDecentral_EP | Standard |  |  | DK2_Central_BH_Natgas | DK2_Central
|  | DK1_SmallDecentral_HPstandard | Standard |  |  | DK2_Central_BP_Natgas | DK2_Central
|  | DK1_SmallDecentral_HPsurplusheat | Standard |  |  | DK2_Central_BH_Oil | DK2_Central
|  | DK1_SmallDecentral_IH | Standard |  |  | DK2_Central_BP_Oil | DK2_Central
|  | DK1_SmallDecentral_IndustryH | Standard |  |  | DK2_Central_BH_Waste | DK2_Central
|  | DK2_SmallDecentral_HPstandard | Standard
|  | DK2_SmallDecentral_IH | Standard
|  | DK2_SmallDecentral_IndustryH | Standard
[6 empty] | DK2_Central_BP_Waste | DK2_Central

## StorageVariables
GeneratingCap_H/id | GeneratingCap_H/GeneratingCap_H | chargeCap_H/id | chargeCap_H/chargeCap_H | sCap/id | sCap/sCap | effC/id | effC/effC | effD/id | effD/effD | selfDischarge/id | selfDischarge/selfDischarge | OtherMC/id | OtherMC/OtherMC | FOM/id | FOM/FOM | InvestCost/tech | InvestCost/InvestCost
DK1_Central_HS | 100.826 | DK1_Central_HS | 100.826 | DK1_Central_HS | 6084.3276 | DK1_Central_HS | 1 | DK1_Central_HS | 1 | DK1_Central_HS | 0.00084143 | DK1_Central_HS | 0 | DK1_Central_HS | 9.1019 | DK1_Central_HS | 3137.7956
DK1_LargeDecentral_HS | 72.949 | DK1_LargeDecentral_HS | 72.949 | DK1_LargeDecentral_HS | 4402.0948 | DK1_LargeDecentral_HS | 1 | DK1_LargeDecentral_HS | 1 | DK1_LargeDecentral_HS | 0.00084143 | DK1_LargeDecentral_HS | 0 | DK1_LargeDecentral_HS | 9.1019 | DK1_LargeDecentral_HS | 3137.7956
DK1_SmallDecentral_HS | 258.837 | DK1_SmallDecentral_HS | 258.837 | DK1_SmallDecentral_HS | 15619.4741 | DK1_SmallDecentral_HS | 1 | DK1_SmallDecentral_HS | 1 | DK1_SmallDecentral_HS | 0.00084143 | DK1_SmallDecentral_HS | 0 | DK1_SmallDecentral_HS | 9.1019 | DK1_SmallDecentral_HS | 3137.7956
DK2_Central_HS | 41.52 | DK2_Central_HS | 41.52 | DK2_Central_HS | 2505.5172 | DK2_Central_HS | 1 | DK2_Central_HS | 1 | DK2_Central_HS | 0.00084143 | DK2_Central_HS | 0 | DK2_Central_HS | 9.1019 | DK2_Central_HS | 3137.7956
DK2_LargeDecentral_HS | 25 | DK2_LargeDecentral_HS | 25 | DK2_LargeDecentral_HS | 1508.6207 | DK2_LargeDecentral_HS | 1 | DK2_LargeDecentral_HS | 1 | DK2_LargeDecentral_HS | 0.00084143 | DK2_LargeDecentral_HS | 0 | DK2_LargeDecentral_HS | 9.1019 | DK2_LargeDecentral_HS | 3137.7956
DK2_SmallDecentral_HS | 67.3 | DK2_SmallDecentral_HS | 67.3 | DK2_SmallDecentral_HS | 4061.2069 | DK2_SmallDecentral_HS | 1 | DK2_SmallDecentral_HS | 1 | DK2_SmallDecentral_HS | 0.00084143 | DK2_SmallDecentral_HS | 0 | DK2_SmallDecentral_HS | 9.1019 | DK2_SmallDecentral_HS | 3137.7956

## StorageMaps
id2tech/id | id2tech/tech | id2hvt/id | id2hvt/hvt | id2g_H/id | id2g_H/g_H | tech2modelTech/tech | tech2modelTech/modelTech
DK1_Central_HS | Heat storage | DK1_Central_HS | standard_H | DK1_Central_HS | DK1 | Heat storage | HS
DK1_LargeDecentral_HS | Heat storage | DK1_LargeDecentral_HS | standard_H | DK1_LargeDecentral_HS | DK1
DK1_SmallDecentral_HS | Heat storage | DK1_SmallDecentral_HS | standard_H | DK1_SmallDecentral_HS | DK1
DK2_Central_HS | Heat storage | DK2_Central_HS | standard_H | DK2_Central_HS | DK2
DK2_LargeDecentral_HS | Heat storage | DK2_LargeDecentral_HS | standard_H | DK2_LargeDecentral_HS | DK2
DK2_SmallDecentral_HS | Heat storage | DK2_SmallDecentral_HS | standard_H | DK2_SmallDecentral_HS | DK2

## HourlyVariation
CapVariation/h/hvt | ROR | PV_DK1 | WS_DK1 | WL_DK1 | PV_DK2 | WS_DK2 | WL_DK2 | SH_DK1_Central | SH_DK1_LargeDecentral | SH_DK1_SmallDecentral | SH_DK2_Central | SH_DK2_LargeDecentral | SH_DK2_SmallDecentral | Standard
1 | 0.14505 | 0.00038635 | 0.34838 | 0.5616 | 0.00059691 | 0.24638 | 0.74943 | 3.5703e-09 | 1.4281e-07 | 7.5333e-07 | 1.7666e-09 | 3.5332e-09 | 1.9433e-07 | 1
2 | 0.14505 | 0.00038635 | 0.3727 | 0.57137 | 0.00059691 | 0.31909 | 0.8748 | 3.5703e-09 | 1.4281e-07 | 7.5333e-07 | 1.7666e-09 | 3.5332e-09 | 1.9433e-07 | 1
3 | 0.14505 | 0.00038635 | 0.15137 | 0.5433 | 0.00059691 | 0.25025 | 0.80145 | 3.5703e-09 | 1.4281e-07 | 7.5333e-07 | 1.7666e-09 | 3.5332e-09 | 1.9433e-07 | 1
4 | 0.14505 | 0.00038635 | 0.13891 | 0.52767 | 0.00059691 | 0.20469 | 0.76943 | 3.5703e-09 | 1.4281e-07 | 7.5333e-07 | 1.7666e-09 | 3.5332e-09 | 1.9433e-07 | 1
5 | 0.14505 | 0.00038635 | 0.13891 | 0.51425 | 0.00059691 | 0.19887 | 0.7601 | 3.5703e-09 | 1.4281e-07 | 7.5333e-07 | 1.7666e-09 | 3.5332e-09 | 1.9433e-07 | 1
6 | 0.14505 | 0.00038635 | 0.13891 | 0.52255 | 0.00059691 | 0.19887 | 0.75743 | 3.5703e-09 | 1.4281e-07 | 7.5333e-07 | 1.7666e-09 | 3.5332e-09 | 1.9433e-07 | 1
7 | 0.14505 | 0.00038635 | 0.13773 | 0.56527 | 0.00059691 | 0.19887 | 0.79211 | 3.5703e-09 | 1.4281e-07 | 7.5333e-07 | 1.7666e-09 | 3.5332e-09 | 1.9433e-07 | 1
8 | 0.14505 | 0.00038635 | 0.13891 | 0.55575 | 0.00059691 | 0.20469 | 0.73076 | 3.5703e-09 | 1.4281e-07 | 7.5333e-07 | 1.7666e-09 | 3.5332e-09 | 1.9433e-07 | 1
9 | 0.14505 | 0.00038635 | 0.13773 | 0.55428 | 0.00059691 | 0.34623 | 0.7601 | 3.5703e-09 | 1.4281e-07 | 7.5333e-07 | 1.7666e-09 | 3.5332e-09 | 1.9433e-07 | 1
10 | 0.14505 | 0.0048565 | 0.13476 | 0.64362 | 0.0099656 | 0.34623 | 0.7521 | 4.488e-08 | 1.7952e-06 | 9.4697e-06 | 2.9494e-08 | 5.8988e-08 | 3.2443e-06 | 1
11 | 0.14505 | 0.016671 | 0.13179 | 0.64533 | 0.026829 | 0.34623 | 0.78144 | 1.5406e-07 | 6.1622e-06 | 3.2506e-05 | 7.9403e-08 | 1.5881e-07 | 8.7343e-06 | 1
12 | 0.14505 | 0.027208 | 0.24809 | 0.64509 | 0.039945 | 0.34623 | 0.77344 | 2.5143e-07 | 1.0057e-05 | 5.3051e-05 | 1.1822e-07 | 2.3644e-07 | 1.3004e-05 | 1
13 | 0.14505 | 0.029443 | 0.26293 | 0.63703 | 0.042756 | 0.34623 | 0.77744 | 2.7208e-07 | 1.0883e-05 | 5.741e-05 | 1.2654e-07 | 2.5308e-07 | 1.3919e-05 | 1
14 | 0.14505 | 0.024972 | 0.084323 | 0.64411 | 0.034324 | 0.34526 | 0.75876 | 2.3077e-07 | 9.2309e-06 | 4.8693e-05 | 1.0158e-07 | 2.0317e-07 | 1.1174e-05 | 1
15 | 0.14505 | 0.013478 | 0.058214 | 0.66925 | 0.019334 | 0.34526 | 0.7641 | 1.2455e-07 | 4.9819e-06 | 2.628e-05 | 5.7221e-08 | 1.1444e-07 | 6.2943e-06 | 1
16 | 0.14505 | 0.0029407 | 0.053467 | 0.66315 | 0.0043444 | 0.34526 | 0.78544 | 2.7176e-08 | 1.087e-06 | 5.7341e-06 | 1.2858e-08 | 2.5715e-08 | 1.4143e-06 | 1
17 | 0.14505 | 0.00038635 | 0.27361 | 0.68756 | 0.00059691 | 0.34526 | 0.82945 | 3.5703e-09 | 1.4281e-07 | 7.5333e-07 | 1.7666e-09 | 3.5332e-09 | 1.9433e-07 | 1
18 | 0.14505 | 0.00038635 | 0.2831 | 0.71515 | 0.00059691 | 0.34526 | 0.86413 | 3.5703e-09 | 1.4281e-07 | 7.5333e-07 | 1.7666e-09 | 3.5332e-09 | 1.9433e-07 | 1
19 | 0.14505 | 0.00038635 | 0.29378 | 0.73931 | 0.00059691 | 0.34623 | 0.89748 | 3.5703e-09 | 1.4281e-07 | 7.5333e-07 | 1.7666e-09 | 3.5332e-09 | 1.9433e-07 | 1
20 | 0.14505 | 0.00038635 | 0.083136 | 0.47104 | 0.00059691 | 0.34623 | 0.97217 | 3.5703e-09 | 1.4281e-07 | 7.5333e-07 | 1.7666e-09 | 3.5332e-09 | 1.9433e-07 | 1
21 | 0.14505 | 0.00038635 | 0.09085 | -0.00031994 | 0.00059691 | 0.3472 | 0.97484 | 3.5703e-09 | 1.4281e-07 | 7.5333e-07 | 1.7666e-09 | 3.5332e-09 | 1.9433e-07 | 1
22 | 0.14505 | 0.00038635 | 0.10924 | -0.00031994 | 0.00059691 | 0.21147 | 0.94416 | 3.5703e-09 | 1.4281e-07 | 7.5333e-07 | 1.7666e-09 | 3.5332e-09 | 1.9433e-07 | 1
23 | 0.14505 | 0.00038635 | 0.12527 | -0.00031994 | 0.00059691 | 0.34623 | 0.92949 | 3.5703e-09 | 1.4281e-07 | 7.5333e-07 | 1.7666e-09 | 3.5332e-09 | 1.9433e-07 | 1
24 | 0.14505 | 0.00038635 | 0.14544 | -0.00031994 | 0.00059691 | 0.21147 | 0.93482 | 3.5703e-09 | 1.4281e-07 | 7.5333e-07 | 1.7666e-09 | 3.5332e-09 | 1.9433e-07 | 1
25 | 0.14505 | 0.00038635 | 0.13595 | 0.47178 | 0.00059691 | 0.19887 | 0.75876 | 3.5703e-09 | 1.4281e-07 | 7.5333e-07 | 1.7666e-09 | 3.5332e-09 | 1.9433e-07 | 1
26 | 0.14505 | 0.00038635 | 0.13595 | 0.46079 | 0.00059691 | 0.19984 | 0.76143 | 3.5703e-09 | 1.4281e-07 | 7.5333e-07 | 1.7666e-09 | 3.5332e-09 | 1.9433e-07 | 1
27 | 0.14505 | 0.00038635 | 0.13595 | 0.43809 | 0.00059691 | 0.19984 | 0.75076 | 3.5703e-09 | 1.4281e-07 | 7.5333e-07 | 1.7666e-09 | 3.5332e-09 | 1.9433e-07 | 1
28 | 0.14505 | 0.00038635 | 0.13595 | 0.42955 | 0.00059691 | 0.19887 | 0.68807 | 3.5703e-09 | 1.4281e-07 | 7.5333e-07 | 1.7666e-09 | 3.5332e-09 | 1.9433e-07 | 1
29 | 0.14505 | 0.00038635 | 0.13595 | 0.41758 | 0.00059691 | 0.19596 | 0.70141 | 3.5703e-09 | 1.4281e-07 | 7.5333e-07 | 1.7666e-09 | 3.5332e-09 | 1.9433e-07 | 1
30 | 0.14505 | 0.00038635 | 0.13595 | 0.47617 | 0.00059691 | 0.19208 | 0.75076 | 3.5703e-09 | 1.4281e-07 | 7.5333e-07 | 1.7666e-09 | 3.5332e-09 | 1.9433e-07 | 1
31 | 0.14505 | 0.00038635 | 0.13595 | 0.52743 | 0.00059691 | 0.33557 | 0.77477 | 3.5703e-09 | 1.4281e-07 | 7.5333e-07 | 1.7666e-09 | 3.5332e-09 | 1.9433e-07 | 1
32 | 0.14505 | 0.00038635 | 0.36558 | 0.47592 | 0.00059691 | 0.3346 | 0.79478 | 3.5703e-09 | 1.4281e-07 | 7.5333e-07 | 1.7666e-09 | 3.5332e-09 | 1.9433e-07 | 1
33 | 0.14505 | 0.00038635 | 0.36974 | 0.44859 | 0.00059691 | 0.32684 | 0.78944 | 3.5703e-09 | 1.4281e-07 | 7.5333e-07 | 1.7666e-09 | 3.5332e-09 | 1.9433e-07 | 1
34 | 0.14505 | 0.006453 | 0.36618 | 0.41636 | 0.010902 | 0.32297 | 0.7521 | 5.9633e-08 | 2.3853e-06 | 1.2583e-05 | 3.2267e-08 | 6.4533e-08 | 3.5493e-06 | 1
35 | 0.14505 | 0.021779 | 0.35787 | 0.41173 | 0.030577 | 0.32587 | 0.78144 | 2.0127e-07 | 8.0507e-06 | 4.2467e-05 | 9.0494e-08 | 1.8099e-07 | 9.9543e-06 | 1
36 | 0.14505 | 0.034232 | 0.346 | 0.37877 | 0.041819 | 0.33557 | 0.80145 | 3.1634e-07 | 1.2654e-05 | 6.6748e-05 | 1.2377e-07 | 2.4753e-07 | 1.3614e-05 | 1
37 | 0.14505 | 0.038064 | 0.33117 | 0.34557 | 0.043693 | 0.34042 | 0.82412 | 3.5175e-07 | 1.407e-05 | 7.422e-05 | 1.2931e-07 | 2.5862e-07 | 1.4224e-05 | 1
38 | 0.14505 | 0.031678 | 0.31989 | 0.29602 | 0.038071 | 0.33848 | 0.80011 | 2.9274e-07 | 1.171e-05 | 6.1768e-05 | 1.1268e-07 | 2.2535e-07 | 1.2394e-05 | 1
39 | 0.14505 | 0.017948 | 0.31218 | 0.23963 | 0.021208 | 0.32975 | 0.76143 | 1.6586e-07 | 6.6343e-06 | 3.4996e-05 | 6.2767e-08 | 1.2553e-07 | 6.9043e-06 | 1
40 | 0.14505 | 0.0042179 | 0.30862 | 0.19228 | 0.0043444 | 0.30648 | 0.72142 | 3.8979e-08 | 1.5591e-06 | 8.2245e-06 | 1.2858e-08 | 2.5715e-08 | 1.4143e-06 | 1
41 | 0.14505 | 0.00038635 | 0.30684 | 0.16543 | 0.00059691 | 0.2774 | 0.69474 | 3.5703e-09 | 1.4281e-07 | 7.5333e-07 | 1.7666e-09 | 3.5332e-09 | 1.9433e-07 | 1
42 | 0.14505 | 0.00038635 | 0.30506 | 0.13955 | 0.00059691 | 0.25898 | 0.64006 | 3.5703e-09 | 1.4281e-07 | 7.5333e-07 | 1.7666e-09 | 3.5332e-09 | 1.9433e-07 | 1
43 | 0.14505 | 0.00038635 | 0.30031 | 0.11953 | 0.00059691 | 0.23862 | 0.5547 | 3.5703e-09 | 1.4281e-07 | 7.5333e-07 | 1.7666e-09 | 3.5332e-09 | 1.9433e-07 | 1
44 | 0.14505 | 0.00038635 | 0.29141 | 0.10489 | 0.00059691 | 0.20663 | 0.47334 | 3.5703e-09 | 1.4281e-07 | 7.5333e-07 | 1.7666e-09 | 3.5332e-09 | 1.9433e-07 | 1
45 | 0.14505 | 0.00038635 | 0.27598 | 0.095857 | 0.00059691 | 0.17463 | 0.39731 | 3.5703e-09 | 1.4281e-07 | 7.5333e-07 | 1.7666e-09 | 3.5332e-09 | 1.9433e-07 | 1
46 | 0.14505 | 0.00038635 | 0.26293 | 0.09073 | 0.00059691 | 0.15815 | 0.35463 | 3.5703e-09 | 1.4281e-07 | 7.5333e-07 | 1.7666e-09 | 3.5332e-09 | 1.9433e-07 | 1
47 | 0.14505 | 0.00038635 | 0.25759 | 0.087557 | 0.00059691 | 0.15912 | 0.35197 | 3.5703e-09 | 1.4281e-07 | 7.5333e-07 | 1.7666e-09 | 3.5332e-09 | 1.9433e-07 | 1
48 | 0.14505 | 0.00038635 | 0.26174 | 0.083163 | 0.00059691 | 0.17172 | 0.3493 | 3.5703e-09 | 1.4281e-07 | 7.5333e-07 | 1.7666e-09 | 3.5332e-09 | 1.9433e-07 | 1
49 | 0.14505 | 0.00038635 | 0.29735 | 0.051674 | 0.00059691 | 0.16591 | 0.35597 | 3.5703e-09 | 1.4281e-07 | 7.5333e-07 | 1.7666e-09 | 3.5332e-09 | 1.9433e-07 | 1
50 | 0.14505 | 0.00038635 | 0.35312 | 0.053627 | 0.00059691 | 0.18336 | 0.33729 | 3.5703e-09 | 1.4281e-07 | 7.5333e-07 | 1.7666e-09 | 3.5332e-09 | 1.9433e-07 | 1
51 | 0.14505 | 0.00038635 | 0.35965 | 0.061194 | 0.00059691 | 0.18918 | 0.33463 | 3.5703e-09 | 1.4281e-07 | 7.5333e-07 | 1.7666e-09 | 3.5332e-09 | 1.9433e-07 | 1
52 | 0.14505 | 0.00038635 | 0.36202 | 0.066808 | 0.00059691 | 0.18821 | 0.3533 | 3.5703e-09 | 1.4281e-07 | 7.5333e-07 | 1.7666e-09 | 3.5332e-09 | 1.9433e-07 | 1
53 | 0.14505 | 0.00038635 | 0.34304 | 0.07999 | 0.00059691 | 0.18821 | 0.3493 | 3.5703e-09 | 1.4281e-07 | 7.5333e-07 | 1.7666e-09 | 3.5332e-09 | 1.9433e-07 | 1
54 | 0.14505 | 0.00038635 | 0.28785 | 0.089998 | 0.00059691 | 0.17754 | 0.34396 | 3.5703e-09 | 1.4281e-07 | 7.5333e-07 | 1.7666e-09 | 3.5332e-09 | 1.9433e-07 | 1
55 | 0.14505 | 0.00038635 | 0.28844 | 0.095124 | 0.00059691 | 0.15137 | 0.32529 | 3.5703e-09 | 1.4281e-07 | 7.5333e-07 | 1.7666e-09 | 3.5332e-09 | 1.9433e-07 | 1
56 | 0.14505 | 0.00038635 | 0.25818 | 0.10001 | 0.00059691 | 0.1407 | 0.31862 | 3.5703e-09 | 1.4281e-07 | 7.5333e-07 | 1.7666e-09 | 3.5332e-09 | 1.9433e-07 | 1
57 | 0.14505 | 0.00038635 | 0.21902 | 0.097809 | 0.00059691 | 0.13973 | 0.30128 | 3.5703e-09 | 1.4281e-07 | 7.5333e-07 | 1.7666e-09 | 3.5332e-09 | 1.9433e-07 | 1
58 | 0.14505 | 0.0061337 | 0.18045 | 0.091951 | 0.010902 | 0.13779 | 0.28528 | 5.6683e-08 | 2.2673e-06 | 1.196e-05 | 3.2267e-08 | 6.4533e-08 | 3.5493e-06 | 1
59 | 0.14505 | 0.019864 | 0.14307 | 0.088534 | 0.030577 | 0.1281 | 0.28128 | 1.8356e-07 | 7.3425e-06 | 3.8732e-05 | 9.0494e-08 | 1.8099e-07 | 9.9543e-06 | 1
60 | 0.14505 | 0.030081 | 0.10984 | 0.074376 | 0.040882 | 0.10871 | 0.2466 | 2.7798e-07 | 1.1119e-05 | 5.8655e-05 | 1.2099e-07 | 2.4199e-07 | 1.3309e-05 | 1
61 | 0.14505 | 0.032636 | 0.083136 | 0.063391 | 0.041819 | 0.092226 | 0.20925 | 3.0159e-07 | 1.2064e-05 | 6.3635e-05 | 1.2377e-07 | 2.4753e-07 | 1.3614e-05 | 1
62 | 0.14505 | 0.026888 | 0.066522 | 0.057288 | 0.036198 | 0.075744 | 0.17457 | 2.4848e-07 | 9.9391e-06 | 5.2429e-05 | 1.0713e-07 | 2.1426e-07 | 1.1784e-05 | 1
63 | 0.29011 | 0.015713 | 0.059994 | 0.055091 | 0.020271 | 0.059263 | 0.13456 | 1.452e-07 | 5.8081e-06 | 3.0638e-05 | 5.9994e-08 | 1.1999e-07 | 6.5993e-06 | 1
64 | 0.14505 | 0.0038986 | 0.062368 | 0.059973 | 0.0043444 | 0.04472 | 0.098549 | 3.6028e-08 | 1.4411e-06 | 7.6019e-06 | 1.2858e-08 | 2.5715e-08 | 1.4143e-06 | 1
65 | 0.14505 | 0.00038635 | 0.073049 | 0.069005 | 0.00059691 | 0.032117 | 0.08121 | 3.5703e-09 | 1.4281e-07 | 7.5333e-07 | 1.7666e-09 | 3.5332e-09 | 1.9433e-07 | 1
66 | 0.14505 | 0.00038635 | 0.090257 | 0.081455 | 0.00059691 | 0.021453 | 0.065205 | 3.5703e-09 | 1.4281e-07 | 7.5333e-07 | 1.7666e-09 | 3.5332e-09 | 1.9433e-07 | 1
67 | 0.14505 | 0.00038635 | 0.10984 | 0.10074 | 0.00059691 | 0.014666 | 0.053201 | 3.5703e-09 | 1.4281e-07 | 7.5333e-07 | 1.7666e-09 | 3.5332e-09 | 1.9433e-07 | 1
68 | 0.14505 | 0.00038635 | 0.13179 | 0.13076 | 0.00059691 | 0.011758 | 0.059869 | 3.5703e-09 | 1.4281e-07 | 7.5333e-07 | 1.7666e-09 | 3.5332e-09 | 1.9433e-07 | 1
69 | 0.14505 | 0.00038635 | 0.1579 | 0.17104 | 0.00059691 | 0.013697 | 0.08121 | 3.5703e-09 | 1.4281e-07 | 7.5333e-07 | 1.7666e-09 | 3.5332e-09 | 1.9433e-07 | 1
70 | 0.14505 | 0.00038635 | 0.18935 | 0.21742 | 0.00059691 | 0.018544 | 0.098549 | 3.5703e-09 | 1.4281e-07 | 7.5333e-07 | 1.7666e-09 | 3.5332e-09 | 1.9433e-07 | 1
71 | 0.14505 | 0.00038635 | 0.22555 | 0.27723 | 0.00059691 | 0.028239 | 0.11189 | 3.5703e-09 | 1.4281e-07 | 7.5333e-07 | 1.7666e-09 | 3.5332e-09 | 1.9433e-07 | 1
72 | 0.14505 | 0.00038635 | 0.26293 | 0.34313 | 0.00059691 | 0.04569 | 0.14923 | 3.5703e-09 | 1.4281e-07 | 7.5333e-07 | 1.7666e-09 | 3.5332e-09 | 1.9433e-07 | 1
73 | 0.14505 | 0.00038635 | 0.32167 | 0.47251 | 0.00059691 | 0.090287 | 0.26527 | 3.5703e-09 | 1.4281e-07 | 7.5333e-07 | 1.7666e-09 | 3.5332e-09 | 1.9433e-07 | 1
74 | 0.14505 | 0.00038635 | 0.33057 | 0.50937 | 0.00059691 | 0.12325 | 0.3453 | 3.5703e-09 | 1.4281e-07 | 7.5333e-07 | 1.7666e-09 | 3.5332e-09 | 1.9433e-07 | 1
75 | 0.14505 | 0.00038635 | 0.37211 | 0.53622 | 0.00059691 | 0.17366 | 0.39731 | 3.5703e-09 | 1.4281e-07 | 7.5333e-07 | 1.7666e-09 | 3.5332e-09 | 1.9433e-07 | 1
76 | 0.14505 | 0.00038635 | 0.35787 | 0.55038 | 0.00059691 | 0.25219 | 0.43466 | 3.5703e-09 | 1.4281e-07 | 7.5333e-07 | 1.7666e-09 | 3.5332e-09 | 1.9433e-07 | 1
77 | 0.14505 | 0.00038635 | 0.36499 | 0.54574 | 0.00059691 | 0.30358 | 0.46667 | 3.5703e-09 | 1.4281e-07 | 7.5333e-07 | 1.7666e-09 | 3.5332e-09 | 1.9433e-07 | 1
78 | 0.14505 | 0.00038635 | 0.36618 | 0.54403 | 0.00059691 | 0.31521 | 0.53736 | 3.5703e-09 | 1.4281e-07 | 7.5333e-07 | 1.7666e-09 | 3.5332e-09 | 1.9433e-07 | 1
79 | 0.14505 | 0.00038635 | 0.34778 | 0.52841 | 0.00059691 | 0.32006 | 0.58671 | 3.5703e-09 | 1.4281e-07 | 7.5333e-07 | 1.7666e-09 | 3.5332e-09 | 1.9433e-07 | 1
80 | 0.14505 | 0.00038635 | 0.2926 | 0.45566 | 0.00059691 | 0.32297 | 0.46534 | 3.5703e-09 | 1.4281e-07 | 7.5333e-07 | 1.7666e-09 | 3.5332e-09 | 1.9433e-07 | 1
81 | 0.14505 | 0.00038635 | 0.15849 | 0.44956 | 0.00059691 | 0.31327 | 0.43599 | 3.5703e-09 | 1.4281e-07 | 7.5333e-07 | 1.7666e-09 | 3.5332e-09 | 1.9433e-07 | 1
82 | 0.14505 | 0.0051758 | 0.2748 | 0.47324 | 0.0080918 | 0.30842 | 0.39465 | 4.7831e-08 | 1.9132e-06 | 1.0092e-05 | 2.3948e-08 | 4.7897e-08 | 2.6343e-06 | 1
83 | 0.14505 | 0.016671 | 0.28607 | 0.49448 | 0.024019 | 0.29873 | 0.38798 | 1.5406e-07 | 6.1622e-06 | 3.2506e-05 | 7.1085e-08 | 1.4217e-07 | 7.8193e-06 | 1
84 | 0.14505 | 0.024653 | 0.30269 | 0.49716 | 0.038071 | 0.2774 | 0.37464 | 2.2782e-07 | 9.1129e-06 | 4.8071e-05 | 1.1268e-07 | 2.2535e-07 | 1.2394e-05 | 1
85 | 0.14505 | 0.027846 | 0.3104 | 0.51693 | 0.039945 | 0.2551 | 0.37197 | 2.5733e-07 | 1.0293e-05 | 5.4297e-05 | 1.1822e-07 | 2.3644e-07 | 1.3004e-05 | 1
86 | 0.14505 | 0.023057 | 0.31337 | 0.53158 | 0.02964 | 0.24056 | 0.3693 | 2.1307e-07 | 8.5228e-06 | 4.4958e-05 | 8.7721e-08 | 1.7544e-07 | 9.6493e-06 | 1
87 | 0.14505 | 0.012839 | 0.31455 | 0.5516 | 0.016524 | 0.22214 | 0.38131 | 1.1865e-07 | 4.7459e-06 | 2.5035e-05 | 4.8903e-08 | 9.7806e-08 | 5.3793e-06 | 1
88 | 0.14505 | 0.0035793 | 0.31455 | 0.57015 | 0.0034075 | 0.22505 | 0.41198 | 3.3077e-08 | 1.3231e-06 | 6.9793e-06 | 1.0085e-08 | 2.017e-08 | 1.1093e-06 | 1
89 | 0.14505 | 0.00038635 | 0.31455 | 0.59358 | 0.00059691 | 0.24541 | 0.46133 | 3.5703e-09 | 1.4281e-07 | 7.5333e-07 | 1.7666e-09 | 3.5332e-09 | 1.9433e-07 | 1
90 | 0.14505 | 0.00038635 | 0.31455 | 0.59554 | 0.00059691 | 0.2677 | 0.48534 | 3.5703e-09 | 1.4281e-07 | 7.5333e-07 | 1.7666e-09 | 3.5332e-09 | 1.9433e-07 | 1
91 | 0.14505 | 0.00038635 | 0.31693 | 0.58138 | 0.00059691 | 0.28516 | 0.49735 | 3.5703e-09 | 1.4281e-07 | 7.5333e-07 | 1.7666e-09 | 3.5332e-09 | 1.9433e-07 | 1
92 | 0.14505 | 0.00038635 | 0.31693 | 0.58089 | 0.00059691 | 0.28709 | 0.50935 | 3.5703e-09 | 1.4281e-07 | 7.5333e-07 | 1.7666e-09 | 3.5332e-09 | 1.9433e-07 | 1
93 | 0.14505 | 0.00038635 | 0.31633 | 0.57015 | 0.00059691 | 0.28322 | 0.50135 | 3.5703e-09 | 1.4281e-07 | 7.5333e-07 | 1.7666e-09 | 3.5332e-09 | 1.9433e-07 | 1
94 | 0.14505 | 0.00038635 | 0.31515 | 0.55208 | 0.00059691 | 0.28322 | 0.45467 | 3.5703e-09 | 1.4281e-07 | 7.5333e-07 | 1.7666e-09 | 3.5332e-09 | 1.9433e-07 | 1
95 | 0.14505 | 0.00038635 | 0.31159 | 0.54476 | 0.00059691 | 0.27837 | 0.43066 | 3.5703e-09 | 1.4281e-07 | 7.5333e-07 | 1.7666e-09 | 3.5332e-09 | 1.9433e-07 | 1
96 | 0.14505 | 0.00038635 | 0.30209 | 0.53939 | 0.00059691 | 0.26577 | 0.42666 | 3.5703e-09 | 1.4281e-07 | 7.5333e-07 | 1.7666e-09 | 3.5332e-09 | 1.9433e-07 | 1
97 | 0.14505 | 0.00038635 | 0.36855 | 0.54256 | 0.00059691 | 0.27546 | 0.48134 | 3.5703e-09 | 1.4281e-07 | 7.5333e-07 | 1.7666e-09 | 3.5332e-09 | 1.9433e-07 | 1
98 | 0.14505 | 0.00038635 | 0.36618 | 0.52084 | 0.00059691 | 0.26964 | 0.46534 | 3.5703e-09 | 1.4281e-07 | 7.5333e-07 | 1.7666e-09 | 3.5332e-09 | 1.9433e-07 | 1
99 | 0.14505 | 0.00038635 | 0.35431 | 0.48544 | 0.00059691 | 0.26286 | 0.44666 | 3.5703e-09 | 1.4281e-07 | 7.5333e-07 | 1.7666e-09 | 3.5332e-09 | 1.9433e-07 | 1
100 | 0.14505 | 0.00038635 | 0.33354 | 0.46226 | 0.00059691 | 0.25219 | 0.41065 | 3.5703e-09 | 1.4281e-07 | 7.5333e-07 | 1.7666e-09 | 3.5332e-09 | 1.9433e-07 | 1
101 | 0.14505 | 0.00038635 | 0.29319 | 0.45469 | 0.00059691 | 0.23377 | 0.3573 | 3.5703e-09 | 1.4281e-07 | 7.5333e-07 | 1.7666e-09 | 3.5332e-09 | 1.9433e-07 | 1
102 | 0.14505 | 0.00038635 | 0.28429 | 0.43321 | 0.00059691 | 0.22117 | 0.34796 | 3.5703e-09 | 1.4281e-07 | 7.5333e-07 | 1.7666e-09 | 3.5332e-09 | 1.9433e-07 | 1
103 | 0.14505 | 0.00038635 | 0.27064 | 0.38024 | 0.00059691 | 0.20081 | 0.33196 | 3.5703e-09 | 1.4281e-07 | 7.5333e-07 | 1.7666e-09 | 3.5332e-09 | 1.9433e-07 | 1
104 | 0.14505 | 0.00038635 | 0.35016 | 0.30749 | 0.00059691 | 0.18724 | 0.30262 | 3.5703e-09 | 1.4281e-07 | 7.5333e-07 | 1.7666e-09 | 3.5332e-09 | 1.9433e-07 | 1
105 | 0.14505 | 0.00038635 | 0.34066 | 0.24012 | 0.00059691 | 0.15718 | 0.27994 | 3.5703e-09 | 1.4281e-07 | 7.5333e-07 | 1.7666e-09 | 3.5332e-09 | 1.9433e-07 | 1
106 | 0.14505 | 0.0048565 | 0.30209 | 0.18398 | 0.0099656 | 0.12422 | 0.24526 | 4.488e-08 | 1.7952e-06 | 9.4697e-06 | 2.9494e-08 | 5.8988e-08 | 3.2443e-06 | 1
107 | 0.14505 | 0.016351 | 0.21783 | 0.14321 | 0.025892 | 0.12131 | 0.21592 | 1.511e-07 | 6.0442e-06 | 3.1883e-05 | 7.663e-08 | 1.5326e-07 | 8.4293e-06 | 1
108 | 0.14505 | 0.027527 | 0.16384 | 0.10172 | 0.038071 | 0.10871 | 0.18524 | 2.5438e-07 | 1.0175e-05 | 5.3674e-05 | 1.1268e-07 | 2.2535e-07 | 1.2394e-05 | 1
109 | 0.14505 | 0.032636 | 0.14485 | 0.077793 | 0.039008 | 0.088348 | 0.1679 | 3.0159e-07 | 1.2064e-05 | 6.3635e-05 | 1.1545e-07 | 2.309e-07 | 1.2699e-05 | 1
110 | 0.14505 | 0.026888 | 0.12942 | 0.063147 | 0.030577 | 0.071866 | 0.1519 | 2.4848e-07 | 9.9391e-06 | 5.2429e-05 | 9.0494e-08 | 1.8099e-07 | 9.9543e-06 | 1
111 | 0.14505 | 0.014755 | 0.1128 | 0.051674 | 0.016524 | 0.056354 | 0.13189 | 1.3635e-07 | 5.4541e-06 | 2.877e-05 | 4.8903e-08 | 9.7806e-08 | 5.3793e-06 | 1
112 | 0.14505 | 0.0038986 | 0.099157 | 0.043619 | 0.0043444 | 0.04569 | 0.10789 | 3.6028e-08 | 1.4411e-06 | 7.6019e-06 | 1.2858e-08 | 2.5715e-08 | 1.4143e-06 | 1
113 | 0.14505 | 0.00038635 | 0.09085 | 0.038004 | 0.00059691 | 0.038903 | 0.095881 | 3.5703e-09 | 1.4281e-07 | 7.5333e-07 | 1.7666e-09 | 3.5332e-09 | 1.9433e-07 | 1
114 | 0.14505 | 0.00038635 | 0.084916 | 0.032634 | 0.00059691 | 0.033086 | 0.085211 | 3.5703e-09 | 1.4281e-07 | 7.5333e-07 | 1.7666e-09 | 3.5332e-09 | 1.9433e-07 | 1
115 | 0.14505 | 0.00038635 | 0.078389 | 0.023358 | 0.00059691 | 0.028239 | 0.073207 | 3.5703e-09 | 1.4281e-07 | 7.5333e-07 | 1.7666e-09 | 3.5332e-09 | 1.9433e-07 | 1
116 | 0.14505 | 0.00038635 | 0.072455 | 0.015059 | 0.00059691 | 0.024361 | 0.065205 | 3.5703e-09 | 1.4281e-07 | 7.5333e-07 | 1.7666e-09 | 3.5332e-09 | 1.9433e-07 | 1
117 | 0.14505 | 0.00038635 | 0.067708 | 0.012373 | 0.00059691 | 0.022422 | 0.054534 | 3.5703e-09 | 1.4281e-07 | 7.5333e-07 | 1.7666e-09 | 3.5332e-09 | 1.9433e-07 | 1
118 | 0.14505 | 0.00038635 | 0.064741 | 0.012373 | 0.00059691 | 0.020483 | 0.043864 | 3.5703e-09 | 1.4281e-07 | 7.5333e-07 | 1.7666e-09 | 3.5332e-09 | 1.9433e-07 | 1
119 | 0.14505 | 0.00038635 | 0.060588 | 0.01457 | 0.00059691 | 0.017575 | 0.034528 | 3.5703e-09 | 1.4281e-07 | 7.5333e-07 | 1.7666e-09 | 3.5332e-09 | 1.9433e-07 | 1
120 | 0.14505 | 0.00038635 | 0.057621 | 0.020673 | 0.00059691 | 0.012727 | 0.027859 | 3.5703e-09 | 1.4281e-07 | 7.5333e-07 | 1.7666e-09 | 3.5332e-09 | 1.9433e-07 | 1
121 | 0.14505 | 0.00038635 | 0.045753 | 0.0077355 | 0.00059691 | 0.0040016 | 0.019856 | 3.5703e-09 | 1.4281e-07 | 7.5333e-07 | 1.7666e-09 | 3.5332e-09 | 1.9433e-07 | 1
122 | 0.14505 | 0.00038635 | 0.049907 | 0.012618 | 0.00059691 | 0.0020626 | 0.02119 | 3.5703e-09 | 1.4281e-07 | 7.5333e-07 | 1.7666e-09 | 3.5332e-09 | 1.9433e-07 | 1
123 | 0.14505 | 0.00038635 | 0.056434 | 0.012129 | 0.00059691 | 0.0010931 | 0.02119 | 3.5703e-09 | 1.4281e-07 | 7.5333e-07 | 1.7666e-09 | 3.5332e-09 | 1.9433e-07 | 1
124 | 0.14505 | 0.00038635 | 0.042193 | 0.012129 | 0.00059691 | 0.0020626 | 0.02119 | 3.5703e-09 | 1.4281e-07 | 7.5333e-07 | 1.7666e-09 | 3.5332e-09 | 1.9433e-07 | 1
125 | 0.14505 | 0.00038635 | 0.055247 | 0.017011 | 0.00059691 | 0.0010931 | 0.02119 | 3.5703e-09 | 1.4281e-07 | 7.5333e-07 | 1.7666e-09 | 3.5332e-09 | 1.9433e-07 | 1
126 | 0.14505 | 0.00038635 | 0.084916 | 0.028972 | 0.00059691 | 0.0020626 | 0.022524 | 3.5703e-09 | 1.4281e-07 | 7.5333e-07 | 1.7666e-09 | 3.5332e-09 | 1.9433e-07 | 1
127 | 0.14505 | 0.00038635 | 0.071862 | 0.034343 | 0.00059691 | 0.0010931 | 0.023858 | 3.5703e-09 | 1.4281e-07 | 7.5333e-07 | 1.7666e-09 | 3.5332e-09 | 1.9433e-07 | 1
128 | 0.14505 | 0.00038635 | 0.056434 | 0.034099 | 0.00059691 | 0.0020626 | 0.02119 | 3.5703e-09 | 1.4281e-07 | 7.5333e-07 | 1.7666e-09 | 3.5332e-09 | 1.9433e-07 | 1
129 | 0.14505 | 0.00038635 | 0.067708 | 0.041666 | 0.00059691 | 0.0020626 | 0.022524 | 3.5703e-09 | 1.4281e-07 | 7.5333e-07 | 1.7666e-09 | 3.5332e-09 | 1.9433e-07 | 1
130 | 0.14505 | 0.0019828 | 0.067115 | 0.052894 | 0.0043444 | 0.0049711 | 0.025191 | 1.8324e-08 | 7.3295e-07 | 3.8663e-06 | 1.2858e-08 | 2.5715e-08 | 1.4143e-06 | 1
131 | 0.14505 | 0.0061337 | 0.074235 | 0.06632 | 0.010902 | 0.0088491 | 0.029193 | 5.6683e-08 | 2.2673e-06 | 1.196e-05 | 3.2267e-08 | 6.4533e-08 | 3.5493e-06 | 1
132 | 0.14505 | 0.010285 | 0.084916 | 0.083651 | 0.015587 | 0.011758 | 0.034528 | 9.5042e-08 | 3.8017e-06 | 2.0054e-05 | 4.613e-08 | 9.2261e-08 | 5.0743e-06 | 1
133 | 0.14505 | 0.01252 | 0.092037 | 0.10538 | 0.016524 | 0.013697 | 0.041197 | 1.157e-07 | 4.6279e-06 | 2.4412e-05 | 4.8903e-08 | 9.7806e-08 | 5.3793e-06 | 1
134 | 0.14505 | 0.011562 | 0.09085 | 0.12246 | 0.015587 | 0.015636 | 0.041197 | 1.0684e-07 | 4.2738e-06 | 2.2544e-05 | 4.613e-08 | 9.2261e-08 | 5.0743e-06 | 1
135 | 0.14505 | 0.0070916 | 0.088476 | 0.13735 | 0.0090287 | 0.016605 | 0.037195 | 6.5535e-08 | 2.6214e-06 | 1.3828e-05 | 2.6721e-08 | 5.3442e-08 | 2.9393e-06 | 1
136 | 0.14505 | 0.0019828 | 0.084916 | 0.14468 | 0.0024706 | 0.017575 | 0.037195 | 1.8324e-08 | 7.3295e-07 | 3.8663e-06 | 7.3121e-09 | 1.4624e-08 | 8.0433e-07 | 1
137 | 0.14505 | 0.00038635 | 0.082543 | 0.15249 | 0.00059691 | 0.017575 | 0.038529 | 3.5703e-09 | 1.4281e-07 | 7.5333e-07 | 1.7666e-09 | 3.5332e-09 | 1.9433e-07 | 1
138 | 0.14505 | 0.00038635 | 0.080169 | 0.16494 | 0.00059691 | 0.017575 | 0.038529 | 3.5703e-09 | 1.4281e-07 | 7.5333e-07 | 1.7666e-09 | 3.5332e-09 | 1.9433e-07 | 1
139 | 0.14505 | 0.00038635 | 0.077202 | 0.17714 | 0.00059691 | 0.018544 | 0.045198 | 3.5703e-09 | 1.4281e-07 | 7.5333e-07 | 1.7666e-09 | 3.5332e-09 | 1.9433e-07 | 1
140 | 0.14505 | 0.00038635 | 0.073642 | 0.17592 | 0.00059691 | 0.021453 | 0.057202 | 3.5703e-09 | 1.4281e-07 | 7.5333e-07 | 1.7666e-09 | 3.5332e-09 | 1.9433e-07 | 1
141 | 0.14505 | 0.00038635 | 0.073049 | 0.15908 | 0.00059691 | 0.02727 | 0.07054 | 3.5703e-09 | 1.4281e-07 | 7.5333e-07 | 1.7666e-09 | 3.5332e-09 | 1.9433e-07 | 1
142 | 0.14505 | 0.00038635 | 0.074235 | 0.13857 | 0.00059691 | 0.041812 | 0.085211 | 3.5703e-09 | 1.4281e-07 | 7.5333e-07 | 1.7666e-09 | 3.5332e-09 | 1.9433e-07 | 1
143 | 0.14505 | 0.00038635 | 0.076609 | 0.12735 | 0.00059691 | 0.056354 | 0.09188 | 3.5703e-09 | 1.4281e-07 | 7.5333e-07 | 1.7666e-09 | 3.5332e-09 | 1.9433e-07 | 1
144 | 0.14505 | 0.00038635 | 0.078389 | 0.1271 | 0.00059691 | 0.06508 | 0.086545 | 3.5703e-09 | 1.4281e-07 | 7.5333e-07 | 1.7666e-09 | 3.5332e-09 | 1.9433e-07 | 1
145 | 0.14505 | 0.00038635 | 0.099751 | 0.13418 | 0.00059691 | 0.043751 | 0.079876 | 3.5703e-09 | 1.4281e-07 | 7.5333e-07 | 1.7666e-09 | 3.5332e-09 | 1.9433e-07 | 1
146 | 0.14505 | 0.00038635 | 0.068895 | 0.14053 | 0.00059691 | 0.053446 | 0.08121 | 3.5703e-09 | 1.4281e-07 | 7.5333e-07 | 1.7666e-09 | 3.5332e-09 | 1.9433e-07 | 1
147 | 0.14505 | 0.00038635 | 0.076016 | 0.14712 | 0.00059691 | 0.04569 | 0.077208 | 3.5703e-09 | 1.4281e-07 | 7.5333e-07 | 1.7666e-09 | 3.5332e-09 | 1.9433e-07 | 1
148 | 0.14505 | 0.00038635 | 0.078389 | 0.15566 | 0.00059691 | 0.037934 | 0.075875 | 3.5703e-09 | 1.4281e-07 | 7.5333e-07 | 1.7666e-09 | 3.5332e-09 | 1.9433e-07 | 1
149 | 0.14505 | 0.00038635 | 0.078389 | 0.16225 | 0.00059691 | 0.048598 | 0.066538 | 3.5703e-09 | 1.4281e-07 | 7.5333e-07 | 1.7666e-09 | 3.5332e-09 | 1.9433e-07 | 1
150 | 0.14505 | 0.00038635 | 0.10746 | 0.17104 | 0.00059691 | 0.063141 | 0.078542 | 3.5703e-09 | 1.4281e-07 | 7.5333e-07 | 1.7666e-09 | 3.5332e-09 | 1.9433e-07 | 1
151 | 0.14505 | 0.00038635 | 0.12171 | 0.18471 | 0.00059691 | 0.076714 | 0.10922 | 3.5703e-09 | 1.4281e-07 | 7.5333e-07 | 1.7666e-09 | 3.5332e-09 | 1.9433e-07 | 1
152 | 0.14505 | 0.00038635 | 0.10984 | 0.19716 | 0.00059691 | 0.085439 | 0.11322 | 3.5703e-09 | 1.4281e-07 | 7.5333e-07 | 1.7666e-09 | 3.5332e-09 | 1.9433e-07 | 1
153 | 0.14505 | 0.00038635 | 0.1134 | 0.19277 | 0.00059691 | 0.08447 | 0.12122 | 3.5703e-09 | 1.4281e-07 | 7.5333e-07 | 1.7666e-09 | 3.5332e-09 | 1.9433e-07 | 1
154 | 0.14505 | 0.0038986 | 0.13001 | 0.18276 | 0.0034075 | 0.087378 | 0.14256 | 3.6028e-08 | 1.4411e-06 | 7.6019e-06 | 1.0085e-08 | 2.017e-08 | 1.1093e-06 | 1
155 | 0.14505 | 0.013478 | 0.15434 | 0.18642 | 0.0090287 | 0.10386 | 0.1559 | 1.2455e-07 | 4.9819e-06 | 2.628e-05 | 2.6721e-08 | 5.3442e-08 | 2.9393e-06 | 1
156 | 0.14505 | 0.019864 | 0.1852 | 0.19008 | 0.016524 | 0.12422 | 0.17191 | 1.8356e-07 | 7.3425e-06 | 3.8732e-05 | 4.8903e-08 | 9.7806e-08 | 5.3793e-06 | 1
157 | 0.14505 | 0.021141 | 0.21961 | 0.21034 | 0.019334 | 0.13101 | 0.19458 | 1.9537e-07 | 7.8146e-06 | 4.1222e-05 | 5.7221e-08 | 1.1444e-07 | 6.2943e-06 | 1
158 | 0.14505 | 0.016032 | 0.25462 | 0.25941 | 0.018397 | 0.1184 | 0.20925 | 1.4815e-07 | 5.9262e-06 | 3.1261e-05 | 5.4448e-08 | 1.089e-07 | 5.9893e-06 | 1
159 | 0.14505 | 0.0070916 | 0.29735 | 0.33776 | 0.010902 | 0.10968 | 0.22926 | 6.5535e-08 | 2.6214e-06 | 1.3828e-05 | 3.2267e-08 | 6.4533e-08 | 3.5493e-06 | 1
160 | 0.14505 | 0.0016635 | 0.34422 | 0.42637 | 0.0034075 | 0.13004 | 0.26794 | 1.5373e-08 | 6.1492e-07 | 3.2437e-06 | 1.0085e-08 | 2.017e-08 | 1.1093e-06 | 1
161 | 0.14505 | 0.00038635 | 0.36618 | 0.5184 | 0.00059691 | 0.19402 | 0.3453 | 3.5703e-09 | 1.4281e-07 | 7.5333e-07 | 1.7666e-09 | 3.5332e-09 | 1.9433e-07 | 1
162 | 0.14505 | 0.00038635 | 0.37211 | 0.60432 | 0.00059691 | 0.28128 | 0.49068 | 3.5703e-09 | 1.4281e-07 | 7.5333e-07 | 1.7666e-09 | 3.5332e-09 | 1.9433e-07 | 1
163 | 0.14505 | 0.00038635 | 0.3727 | 0.64973 | 0.00059691 | 0.32781 | 0.65473 | 3.5703e-09 | 1.4281e-07 | 7.5333e-07 | 1.7666e-09 | 3.5332e-09 | 1.9433e-07 | 1
164 | 0.14505 | 0.00038635 | 0.3727 | 0.65314 | 0.00059691 | 0.33557 | 0.77877 | 3.5703e-09 | 1.4281e-07 | 7.5333e-07 | 1.7666e-09 | 3.5332e-09 | 1.9433e-07 | 1
165 | 0.14505 | 0.00038635 | 0.3727 | 0.62117 | 0.00059691 | 0.33945 | 0.84413 | 3.5703e-09 | 1.4281e-07 | 7.5333e-07 | 1.7666e-09 | 3.5332e-09 | 1.9433e-07 | 1
166 | 0.14505 | 0.00038635 | 0.37152 | 0.58846 | 0.00059691 | 0.34042 | 0.84413 | 3.5703e-09 | 1.4281e-07 | 7.5333e-07 | 1.7666e-09 | 3.5332e-09 | 1.9433e-07 | 1
167 | 0.14505 | 0.00038635 | 0.36974 | 0.58138 | 0.00059691 | 0.34139 | 0.78944 | 3.5703e-09 | 1.4281e-07 | 7.5333e-07 | 1.7666e-09 | 3.5332e-09 | 1.9433e-07 | 1
168 | 0.14505 | 0.00038635 | 0.36796 | 0.61165 | 0.00059691 | 0.33945 | 0.7521 | 3.5703e-09 | 1.4281e-07 | 7.5333e-07 | 1.7666e-09 | 3.5332e-09 | 1.9433e-07 | 1
169 | 0.14505 | 0.00038635 | 0.33829 | 0.63288 | 0.00059691 | 0.34236 | 0.68141 | 3.5703e-09 | 1.4281e-07 | 7.5333e-07 | 1.7666e-09 | 3.5332e-09 | 1.9433e-07 | 1
170 | 0.14505 | 0.00038635 | 0.34778 | 0.54134 | 0.00059691 | 0.34429 | 0.68807 | 3.5703e-09 | 1.4281e-07 | 7.5333e-07 | 1.7666e-09 | 3.5332e-09 | 1.9433e-07 | 1
171 | 0.14505 | 0.00038635 | 0.30328 | 0.5577 | 0.00059691 | 0.34139 | 0.71875 | 3.5703e-09 | 1.4281e-07 | 7.5333e-07 | 1.7666e-09 | 3.5332e-09 | 1.9433e-07 | 1
172 | 0.14505 | 0.00038635 | 0.33057 | 0.53475 | 0.00059691 | 0.34333 | 0.77744 | 3.5703e-09 | 1.4281e-07 | 7.5333e-07 | 1.7666e-09 | 3.5332e-09 | 1.9433e-07 | 1
173 | 0.14505 | 0.00038635 | 0.34007 | 0.52328 | 0.00059691 | 0.34817 | 0.75076 | 3.5703e-09 | 1.4281e-07 | 7.5333e-07 | 1.7666e-09 | 3.5332e-09 | 1.9433e-07 | 1
174 | 0.14505 | 0.00038635 | 0.21902 | 0.55697 | 0.00059691 | 0.34042 | 0.76143 | 3.5703e-09 | 1.4281e-07 | 7.5333e-07 | 1.7666e-09 | 3.5332e-09 | 1.9433e-07 | 1
175 | 0.14505 | 0.00038635 | 0.12883 | 0.62898 | 0.00059691 | 0.34623 | 0.71342 | 3.5703e-09 | 1.4281e-07 | 7.5333e-07 | 1.7666e-09 | 3.5332e-09 | 1.9433e-07 | 1
176 | 0.14505 | 0.00038635 | 0.18876 | 0.64753 | 0.00059691 | 0.3472 | 0.63472 | 3.5703e-09 | 1.4281e-07 | 7.5333e-07 | 1.7666e-09 | 3.5332e-09 | 1.9433e-07 | 1
177 | 0.14505 | 0.00038635 | 0.27064 | 0.62922 | 0.00059691 | 0.34623 | 0.58938 | 3.5703e-09 | 1.4281e-07 | 7.5333e-07 | 1.7666e-09 | 3.5332e-09 | 1.9433e-07 | 1
178 | 0.14505 | 0.0023021 | 0.3371 | 0.58797 | 0.0024706 | 0.34623 | 0.61472 | 2.1274e-08 | 8.5098e-07 | 4.4889e-06 | 7.3121e-09 | 1.4624e-08 | 8.0433e-07 | 1
179 | 0.14505 | 0.0090074 | 0.35668 | 0.59651 | 0.007155 | 0.34526 | 0.69341 | 8.3239e-08 | 3.3296e-06 | 1.7563e-05 | 2.1176e-08 | 4.2351e-08 | 2.3293e-06 | 1
180 | 0.14505 | 0.014116 | 0.37033 | 0.6424 | 0.010902 | 0.34526 | 0.7641 | 1.3045e-07 | 5.218e-06 | 2.7525e-05 | 3.2267e-08 | 6.4533e-08 | 3.5493e-06 | 1
181 | 0.14505 | 0.012839 | 0.37448 | 0.68097 | 0.011839 | 0.34429 | 0.80145 | 1.1865e-07 | 4.7459e-06 | 2.5035e-05 | 3.5039e-08 | 7.0079e-08 | 3.8543e-06 | 1
182 | 0.14505 | 0.0093267 | 0.37448 | 0.6944 | 0.013713 | 0.34333 | 0.80545 | 8.619e-08 | 3.4476e-06 | 1.8186e-05 | 4.0585e-08 | 8.117e-08 | 4.4643e-06 | 1
183 | 0.14505 | 0.0058144 | 0.3727 | 0.70514 | 0.0090287 | 0.34333 | 0.81478 | 5.3732e-08 | 2.1493e-06 | 1.1337e-05 | 2.6721e-08 | 5.3442e-08 | 2.9393e-06 | 1
184 | 0.14505 | 0.0019828 | 0.37092 | 0.70733 | 0.0024706 | 0.34429 | 0.82412 | 1.8324e-08 | 7.3295e-07 | 3.8663e-06 | 7.3121e-09 | 1.4624e-08 | 8.0433e-07 | 1
185 | 0.14505 | 0.00038635 | 0.36974 | 0.72125 | 0.00059691 | 0.34526 | 0.8548 | 3.5703e-09 | 1.4281e-07 | 7.5333e-07 | 1.7666e-09 | 3.5332e-09 | 1.9433e-07 | 1
186 | 0.14505 | 0.00038635 | 0.36974 | 0.73028 | 0.00059691 | 0.34623 | 0.88681 | 3.5703e-09 | 1.4281e-07 | 7.5333e-07 | 1.7666e-09 | 3.5332e-09 | 1.9433e-07 | 1
187 | 0.14505 | 0.00038635 | 0.36974 | 0.72857 | 0.00059691 | 0.34623 | 0.90815 | 3.5703e-09 | 1.4281e-07 | 7.5333e-07 | 1.7666e-09 | 3.5332e-09 | 1.9433e-07 | 1
188 | 0.14505 | 0.00038635 | 0.36974 | 0.73834 | 0.00059691 | 0.34623 | 0.97617 | 3.5703e-09 | 1.4281e-07 | 7.5333e-07 | 1.7666e-09 | 3.5332e-09 | 1.9433e-07 | 1
189 | 0.14505 | 0.00038635 | 0.36974 | 0.72027 | 0.00059691 | 0.34623 | 0.98284 | 3.5703e-09 | 1.4281e-07 | 7.5333e-07 | 1.7666e-09 | 3.5332e-09 | 1.9433e-07 | 1
190 | 0.14505 | 0.00038635 | 0.36855 | 0.69611 | 0.00059691 | 0.3472 | 0.97484 | 3.5703e-09 | 1.4281e-07 | 7.5333e-07 | 1.7666e-09 | 3.5332e-09 | 1.9433e-07 | 1
191 | 0.14505 | 0.00038635 | 0.36855 | 0.67877 | 0.00059691 | 0.34623 | 0.95883 | 3.5703e-09 | 1.4281e-07 | 7.5333e-07 | 1.7666e-09 | 3.5332e-09 | 1.9433e-07 | 1
192 | 0.14505 | 0.00038635 | 0.36855 | 0.69244 | 0.00059691 | 0.34526 | 0.9695 | 3.5703e-09 | 1.4281e-07 | 7.5333e-07 | 1.7666e-09 | 3.5332e-09 | 1.9433e-07 | 1
193 | 0.14505 | 0.00038635 | 0.36796 | 0.55697 | 0.00059691 | 0.33169 | 0.86013 | 3.5703e-09 | 1.4281e-07 | 7.5333e-07 | 1.7666e-09 | 3.5332e-09 | 1.9433e-07 | 1
194 | 0.14505 | 0.00038635 | 0.36855 | 0.61433 | 0.00059691 | 0.33072 | 0.8588 | 3.5703e-09 | 1.4281e-07 | 7.5333e-07 | 1.7666e-09 | 3.5332e-09 | 1.9433e-07 | 1
195 | 0.14505 | 0.00038635 | 0.36855 | 0.64631 | 0.00059691 | 0.32975 | 0.84413 | 3.5703e-09 | 1.4281e-07 | 7.5333e-07 | 1.7666e-09 | 3.5332e-09 | 1.9433e-07 | 1
196 | 0.14505 | 0.00038635 | 0.36855 | 0.64069 | 0.00059691 | 0.3346 | 0.84679 | 3.5703e-09 | 1.4281e-07 | 7.5333e-07 | 1.7666e-09 | 3.5332e-09 | 1.9433e-07 | 1
197 | 0.14505 | 0.00038635 | 0.36855 | 0.61506 | 0.00059691 | 0.33654 | 0.84813 | 3.5703e-09 | 1.4281e-07 | 7.5333e-07 | 1.7666e-09 | 3.5332e-09 | 1.9433e-07 | 1
198 | 0.14505 | 0.00038635 | 0.36914 | 0.60994 | 0.00059691 | 0.32587 | 0.84679 | 3.5703e-09 | 1.4281e-07 | 7.5333e-07 | 1.7666e-09 | 3.5332e-09 | 1.9433e-07 | 1
199 | 0.14505 | 0.00038635 | 0.36855 | 0.62263 | 0.00059691 | 0.32684 | 0.84413 | 3.5703e-09 | 1.4281e-07 | 7.5333e-07 | 1.7666e-09 | 3.5332e-09 | 1.9433e-07 | 1
200 | 0.14505 | 0.00038635 | 0.36855 | 0.61873 | 0.00059691 | 0.32781 | 0.81478 | 3.5703e-09 | 1.4281e-07 | 7.5333e-07 | 1.7666e-09 | 3.5332e-09 | 1.9433e-07 | 1
201 | 0.14505 | 0.00038635 | 0.37033 | 0.60701 | 0.00059691 | 0.32781 | 0.78811 | 3.5703e-09 | 1.4281e-07 | 7.5333e-07 | 1.7666e-09 | 3.5332e-09 | 1.9433e-07 | 1
202 | 0.14505 | 0.0061337 | 0.37211 | 0.58797 | 0.0099656 | 0.32781 | 0.77477 | 5.6683e-08 | 2.2673e-06 | 1.196e-05 | 2.9494e-08 | 5.8988e-08 | 3.2443e-06 | 1
203 | 0.14505 | 0.019864 | 0.37448 | 0.58724 | 0.025892 | 0.32684 | 0.78677 | 1.8356e-07 | 7.3425e-06 | 3.8732e-05 | 7.663e-08 | 1.5326e-07 | 8.4293e-06 | 1
204 | 0.14505 | 0.029443 | 0.37508 | 0.58357 | 0.038071 | 0.32587 | 0.79878 | 2.7208e-07 | 1.0883e-05 | 5.741e-05 | 1.1268e-07 | 2.2535e-07 | 1.2394e-05 | 1
205 | 0.14505 | 0.032955 | 0.37508 | 0.56356 | 0.041819 | 0.32297 | 0.80145 | 3.0454e-07 | 1.2182e-05 | 6.4258e-05 | 1.2377e-07 | 2.4753e-07 | 1.3614e-05 | 1
206 | 0.14505 | 0.027527 | 0.37508 | 0.53866 | 0.034324 | 0.31909 | 0.78277 | 2.5438e-07 | 1.0175e-05 | 5.3674e-05 | 1.0158e-07 | 2.0317e-07 | 1.1174e-05 | 1
207 | 0.14505 | 0.016671 | 0.37448 | 0.50058 | 0.019334 | 0.3123 | 0.7521 | 1.5406e-07 | 6.1622e-06 | 3.2506e-05 | 5.7221e-08 | 1.1444e-07 | 6.2943e-06 | 1
208 | 0.14505 | 0.0054951 | 0.3727 | 0.43955 | 0.0052812 | 0.30551 | 0.69875 | 5.0781e-08 | 2.0313e-06 | 1.0715e-05 | 1.563e-08 | 3.1261e-08 | 1.7193e-06 | 1
209 | 0.14505 | 0.00038635 | 0.36974 | 0.38732 | 0.00059691 | 0.29582 | 0.65606 | 3.5703e-09 | 1.4281e-07 | 7.5333e-07 | 1.7666e-09 | 3.5332e-09 | 1.9433e-07 | 1
210 | 0.14505 | 0.00038635 | 0.36499 | 0.34801 | 0.00059691 | 0.28225 | 0.61605 | 3.5703e-09 | 1.4281e-07 | 7.5333e-07 | 1.7666e-09 | 3.5332e-09 | 1.9433e-07 | 1
211 | 0.14505 | 0.00038635 | 0.3549 | 0.30237 | 0.00059691 | 0.2677 | 0.58537 | 3.5703e-09 | 1.4281e-07 | 7.5333e-07 | 1.7666e-09 | 3.5332e-09 | 1.9433e-07 | 1
212 | 0.14505 | 0.00038635 | 0.3282 | 0.25794 | 0.00059691 | 0.24735 | 0.55737 | 3.5703e-09 | 1.4281e-07 | 7.5333e-07 | 1.7666e-09 | 3.5332e-09 | 1.9433e-07 | 1
213 | 0.14505 | 0.00038635 | 0.28666 | 0.22108 | 0.00059691 | 0.21826 | 0.49601 | 3.5703e-09 | 1.4281e-07 | 7.5333e-07 | 1.7666e-09 | 3.5332e-09 | 1.9433e-07 | 1
214 | 0.14505 | 0.00038635 | 0.23682 | 0.18764 | 0.00059691 | 0.18724 | 0.42932 | 3.5703e-09 | 1.4281e-07 | 7.5333e-07 | 1.7666e-09 | 3.5332e-09 | 1.9433e-07 | 1
215 | 0.14505 | 0.00038635 | 0.1852 | 0.15493 | 0.00059691 | 0.16979 | 0.38264 | 3.5703e-09 | 1.4281e-07 | 7.5333e-07 | 1.7666e-09 | 3.5332e-09 | 1.9433e-07 | 1
216 | 0.14505 | 0.00038635 | 0.13891 | 0.1271 | 0.00059691 | 0.16106 | 0.35863 | 3.5703e-09 | 1.4281e-07 | 7.5333e-07 | 1.7666e-09 | 3.5332e-09 | 1.9433e-07 | 1
217 | 0.14505 | 0.00038635 | 0.054061 | 0.038248 | 0.00059691 | 0.10774 | 0.16924 | 3.5703e-09 | 1.4281e-07 | 7.5333e-07 | 1.7666e-09 | 3.5332e-09 | 1.9433e-07 | 1
218 | 0.14505 | 0.00038635 | 0.030326 | 0.037272 | 0.00059691 | 0.067988 | 0.1479 | 3.5703e-09 | 1.4281e-07 | 7.5333e-07 | 1.7666e-09 | 3.5332e-09 | 1.9433e-07 | 1
219 | 0.14505 | 0.00038635 | 0.025579 | 0.029461 | 0.00059691 | 0.059263 | 0.13056 | 3.5703e-09 | 1.4281e-07 | 7.5333e-07 | 1.7666e-09 | 3.5332e-09 | 1.9433e-07 | 1
220 | 0.14505 | 0.00038635 | 0.016085 | 0.020185 | 0.00059691 | 0.052476 | 0.10922 | 3.5703e-09 | 1.4281e-07 | 7.5333e-07 | 1.7666e-09 | 3.5332e-09 | 1.9433e-07 | 1
221 | 0.14505 | 0.00038635 | 0.018458 | 0.011397 | 0.00059691 | 0.035025 | 0.085211 | 3.5703e-09 | 1.4281e-07 | 7.5333e-07 | 1.7666e-09 | 3.5332e-09 | 1.9433e-07 | 1
222 | 0.14505 | 0.00038635 | 0.020832 | 0.0062708 | 0.00059691 | 0.025331 | 0.07054 | 3.5703e-09 | 1.4281e-07 | 7.5333e-07 | 1.7666e-09 | 3.5332e-09 | 1.9433e-07 | 1
223 | 0.14505 | 0.00038635 | 0.014898 | 0.0077355 | 0.00059691 | 0.021453 | 0.065205 | 3.5703e-09 | 1.4281e-07 | 7.5333e-07 | 1.7666e-09 | 3.5332e-09 | 1.9433e-07 | 1
224 | 0.14505 | 0.00038635 | 0.0054037 | 0.0077355 | 0.00059691 | 0.016605 | 0.065205 | 3.5703e-09 | 1.4281e-07 | 7.5333e-07 | 1.7666e-09 | 3.5332e-09 | 1.9433e-07 | 1
225 | 0.14505 | 0.00038635 | 0.0059971 | 0.017011 | 0.00059691 | 0.011758 | 0.054534 | 3.5703e-09 | 1.4281e-07 | 7.5333e-07 | 1.7666e-09 | 3.5332e-09 | 1.9433e-07 | 1
226 | 0.14505 | 0.0038986 | 0.0095574 | 0.031658 | 0.0099656 | 0.0088491 | 0.046532 | 3.6028e-08 | 1.4411e-06 | 7.6019e-06 | 2.9494e-08 | 5.8988e-08 | 3.2443e-06 | 1
227 | 0.14505 | 0.01252 | 0.013711 | 0.04728 | 0.024955 | 0.0059406 | 0.041197 | 1.157e-07 | 4.6279e-06 | 2.4412e-05 | 7.3858e-08 | 1.4772e-07 | 8.1243e-06 | 1
228 | 0.14505 | 0.017629 | 0.022018 | 0.061682 | 0.035261 | 0.0059406 | 0.035862 | 1.6291e-07 | 6.5163e-06 | 3.4373e-05 | 1.0436e-07 | 2.0872e-07 | 1.1479e-05 | 1
229 | 0.14505 | 0.014116 | 0.037446 | 0.078037 | 0.035261 | 0.0040016 | 0.033194 | 1.3045e-07 | 5.218e-06 | 2.7525e-05 | 1.0436e-07 | 2.0872e-07 | 1.1479e-05 | 1
230 | 0.14505 | 0.0080495 | 0.062368 | 0.097809 | 0.025892 | 0.0040016 | 0.034528 | 7.4387e-08 | 2.9755e-06 | 1.5696e-05 | 7.663e-08 | 1.5326e-07 | 8.4293e-06 | 1
231 | 0.14505 | 0.0048565 | 0.095004 | 0.121 | 0.01465 | 0.0059406 | 0.041197 | 4.488e-08 | 1.7952e-06 | 9.4697e-06 | 4.3358e-08 | 8.6715e-08 | 4.7693e-06 | 1
232 | 0.29011 | 0.0016635 | 0.12586 | 0.14028 | 0.0043444 | 0.011758 | 0.053201 | 1.5373e-08 | 6.1492e-07 | 3.2437e-06 | 1.2858e-08 | 2.5715e-08 | 1.4143e-06 | 1
233 | 0.29011 | 0.00038635 | 0.1579 | 0.15566 | 0.00059691 | 0.018544 | 0.071873 | 3.5703e-09 | 1.4281e-07 | 7.5333e-07 | 1.7666e-09 | 3.5332e-09 | 1.9433e-07 | 1
234 | 0.14505 | 0.00038635 | 0.19172 | 0.16933 | 0.00059691 | 0.02727 | 0.093214 | 3.5703e-09 | 1.4281e-07 | 7.5333e-07 | 1.7666e-09 | 3.5332e-09 | 1.9433e-07 | 1
235 | 0.14505 | 0.00038635 | 0.21843 | 0.18666 | 0.00059691 | 0.035995 | 0.11856 | 3.5703e-09 | 1.4281e-07 | 7.5333e-07 | 1.7666e-09 | 3.5332e-09 | 1.9433e-07 | 1
236 | 0.14505 | 0.00038635 | 0.2386 | 0.20717 | 0.00059691 | 0.046659 | 0.1639 | 3.5703e-09 | 1.4281e-07 | 7.5333e-07 | 1.7666e-09 | 3.5332e-09 | 1.9433e-07 | 1
237 | 0.14505 | 0.00038635 | 0.25878 | 0.23109 | 0.00059691 | 0.063141 | 0.22392 | 3.5703e-09 | 1.4281e-07 | 7.5333e-07 | 1.7666e-09 | 3.5332e-09 | 1.9433e-07 | 1
238 | 0.14505 | 0.00038635 | 0.27895 | 0.25819 | 0.00059691 | 0.087378 | 0.29061 | 3.5703e-09 | 1.4281e-07 | 7.5333e-07 | 1.7666e-09 | 3.5332e-09 | 1.9433e-07 | 1
239 | 0.14505 | 0.00038635 | 0.28904 | 0.28992 | 0.00059691 | 0.12131 | 0.34796 | 3.5703e-09 | 1.4281e-07 | 7.5333e-07 | 1.7666e-09 | 3.5332e-09 | 1.9433e-07 | 1
240 | 0.14505 | 0.00038635 | 0.29438 | 0.3319 | 0.00059691 | 0.16494 | 0.41332 | 3.5703e-09 | 1.4281e-07 | 7.5333e-07 | 1.7666e-09 | 3.5332e-09 | 1.9433e-07 | 1
241 | 0.14505 | 0.00038635 | 0.20775 | 0.39098 | 0.00059691 | 0.23086 | 0.468 | 3.5703e-09 | 1.4281e-07 | 7.5333e-07 | 1.7666e-09 | 3.5332e-09 | 1.9433e-07 | 1
242 | 0.14505 | 0.00038635 | 0.26946 | 0.41929 | 0.00059691 | 0.25413 | 0.45467 | 3.5703e-09 | 1.4281e-07 | 7.5333e-07 | 1.7666e-09 | 3.5332e-09 | 1.9433e-07 | 1
243 | 0.14505 | 0.00038635 | 0.36202 | 0.47422 | 0.00059691 | 0.25995 | 0.40265 | 3.5703e-09 | 1.4281e-07 | 7.5333e-07 | 1.7666e-09 | 3.5332e-09 | 1.9433e-07 | 1
244 | 0.14505 | 0.00038635 | 0.36618 | 0.50717 | 0.00059691 | 0.23862 | 0.40665 | 3.5703e-09 | 1.4281e-07 | 7.5333e-07 | 1.7666e-09 | 3.5332e-09 | 1.9433e-07 | 1
245 | 0.14505 | 0.00038635 | 0.37152 | 0.5245 | 0.00059691 | 0.22796 | 0.44533 | 3.5703e-09 | 1.4281e-07 | 7.5333e-07 | 1.7666e-09 | 3.5332e-09 | 1.9433e-07 | 1
246 | 0.14505 | 0.00038635 | 0.36855 | 0.56014 | 0.00059691 | 0.22892 | 0.43599 | 3.5703e-09 | 1.4281e-07 | 7.5333e-07 | 1.7666e-09 | 3.5332e-09 | 1.9433e-07 | 1
247 | 0.14505 | 0.00038635 | 0.3727 | 0.61238 | 0.00059691 | 0.25413 | 0.48267 | 3.5703e-09 | 1.4281e-07 | 7.5333e-07 | 1.7666e-09 | 3.5332e-09 | 1.9433e-07 | 1
248 | 0.14505 | 0.00038635 | 0.37508 | 0.60652 | 0.00059691 | 0.27643 | 0.472 | 3.5703e-09 | 1.4281e-07 | 7.5333e-07 | 1.7666e-09 | 3.5332e-09 | 1.9433e-07 | 1
249 | 0.14505 | 0.00038635 | 0.37626 | 0.56942 | 0.00059691 | 0.29194 | 0.45867 | 3.5703e-09 | 1.4281e-07 | 7.5333e-07 | 1.7666e-09 | 3.5332e-09 | 1.9433e-07 | 1
250 | 0.14505 | 0.0051758 | 0.37567 | 0.57064 | 0.007155 | 0.30648 | 0.46934 | 4.7831e-08 | 1.9132e-06 | 1.0092e-05 | 2.1176e-08 | 4.2351e-08 | 2.3293e-06 | 1
251 | 0.14505 | 0.016351 | 0.37567 | 0.59041 | 0.021208 | 0.31424 | 0.48267 | 1.511e-07 | 6.0442e-06 | 3.1883e-05 | 6.2767e-08 | 1.2553e-07 | 6.9043e-06 | 1
252 | 0.14505 | 0.025611 | 0.37567 | 0.61067 | 0.033387 | 0.31715 | 0.49735 | 2.3667e-07 | 9.467e-06 | 4.9938e-05 | 9.8812e-08 | 1.9762e-07 | 1.0869e-05 | 1
253 | 0.14505 | 0.030401 | 0.37626 | 0.62019 | 0.039945 | 0.31715 | 0.50668 | 2.8094e-07 | 1.1237e-05 | 5.9277e-05 | 1.1822e-07 | 2.3644e-07 | 1.3004e-05 | 1
254 | 0.14505 | 0.026569 | 0.37626 | 0.61653 | 0.034324 | 0.31812 | 0.50668 | 2.4553e-07 | 9.8211e-06 | 5.1806e-05 | 1.0158e-07 | 2.0317e-07 | 1.1174e-05 | 1
255 | 0.14505 | 0.016351 | 0.37508 | 0.59944 | 0.019334 | 0.31909 | 0.49868 | 1.511e-07 | 6.0442e-06 | 3.1883e-05 | 5.7221e-08 | 1.1444e-07 | 6.2943e-06 | 1
256 | 0.14505 | 0.0054951 | 0.35846 | 0.55697 | 0.0062181 | 0.31521 | 0.47601 | 5.0781e-08 | 2.0313e-06 | 1.0715e-05 | 1.8403e-08 | 3.6806e-08 | 2.0243e-06 | 1
257 | 0.14505 | 0.00038635 | 0.3104 | 0.51156 | 0.00059691 | 0.30939 | 0.456 | 3.5703e-09 | 1.4281e-07 | 7.5333e-07 | 1.7666e-09 | 3.5332e-09 | 1.9433e-07 | 1
258 | 0.14505 | 0.00038635 | 0.257 | 0.46787 | 0.00059691 | 0.2997 | 0.43599 | 3.5703e-09 | 1.4281e-07 | 7.5333e-07 | 1.7666e-09 | 3.5332e-09 | 1.9433e-07 | 1
259 | 0.14505 | 0.00038635 | 0.21843 | 0.41685 | 0.00059691 | 0.28322 | 0.41332 | 3.5703e-09 | 1.4281e-07 | 7.5333e-07 | 1.7666e-09 | 3.5332e-09 | 1.9433e-07 | 1
260 | 0.14505 | 0.00038635 | 0.19647 | 0.36583 | 0.00059691 | 0.25704 | 0.38398 | 3.5703e-09 | 1.4281e-07 | 7.5333e-07 | 1.7666e-09 | 3.5332e-09 | 1.9433e-07 | 1
261 | 0.14505 | 0.00038635 | 0.1846 | 0.32653 | 0.00059691 | 0.22505 | 0.33062 | 3.5703e-09 | 1.4281e-07 | 7.5333e-07 | 1.7666e-09 | 3.5332e-09 | 1.9433e-07 | 1
262 | 0.14505 | 0.00038635 | 0.17748 | 0.29456 | 0.00059691 | 0.19208 | 0.28394 | 3.5703e-09 | 1.4281e-07 | 7.5333e-07 | 1.7666e-09 | 3.5332e-09 | 1.9433e-07 | 1
263 | 0.14505 | 0.00038635 | 0.17452 | 0.2743 | 0.00059691 | 0.16494 | 0.24793 | 3.5703e-09 | 1.4281e-07 | 7.5333e-07 | 1.7666e-09 | 3.5332e-09 | 1.9433e-07 | 1
264 | 0.14505 | 0.00038635 | 0.17689 | 0.27161 | 0.00059691 | 0.14943 | 0.23593 | 3.5703e-09 | 1.4281e-07 | 7.5333e-07 | 1.7666e-09 | 3.5332e-09 | 1.9433e-07 | 1
265 | 0.14505 | 0.00038635 | 0.17689 | 0.28821 | 0.00059691 | 0.13004 | 0.18524 | 3.5703e-09 | 1.4281e-07 | 7.5333e-07 | 1.7666e-09 | 3.5332e-09 | 1.9433e-07 | 1
266 | 0.14505 | 0.00038635 | 0.18342 | 0.29724 | 0.00059691 | 0.15815 | 0.20525 | 3.5703e-09 | 1.4281e-07 | 7.5333e-07 | 1.7666e-09 | 3.5332e-09 | 1.9433e-07 | 1
267 | 0.14505 | 0.00038635 | 0.20834 | 0.32971 | 0.00059691 | 0.19596 | 0.23859 | 3.5703e-09 | 1.4281e-07 | 7.5333e-07 | 1.7666e-09 | 3.5332e-09 | 1.9433e-07 | 1
268 | 0.14505 | 0.00038635 | 0.22436 | 0.33849 | 0.00059691 | 0.21244 | 0.28128 | 3.5703e-09 | 1.4281e-07 | 7.5333e-07 | 1.7666e-09 | 3.5332e-09 | 1.9433e-07 | 1
269 | 0.14505 | 0.00038635 | 0.26827 | 0.36022 | 0.00059691 | 0.2202 | 0.31462 | 3.5703e-09 | 1.4281e-07 | 7.5333e-07 | 1.7666e-09 | 3.5332e-09 | 1.9433e-07 | 1
270 | 0.14505 | 0.00038635 | 0.32049 | 0.40538 | 0.00059691 | 0.23571 | 0.29461 | 3.5703e-09 | 1.4281e-07 | 7.5333e-07 | 1.7666e-09 | 3.5332e-09 | 1.9433e-07 | 1
271 | 0.14505 | 0.00038635 | 0.2837 | 0.40709 | 0.00059691 | 0.19208 | 0.31062 | 3.5703e-09 | 1.4281e-07 | 7.5333e-07 | 1.7666e-09 | 3.5332e-09 | 1.9433e-07 | 1
272 | 0.14505 | 0.00038635 | 0.25284 | 0.3651 | 0.00059691 | 0.21729 | 0.29328 | 3.5703e-09 | 1.4281e-07 | 7.5333e-07 | 1.7666e-09 | 3.5332e-09 | 1.9433e-07 | 1
273 | 0.14505 | 0.00038635 | 0.28607 | 0.31628 | 0.00059691 | 0.23086 | 0.29995 | 3.5703e-09 | 1.4281e-07 | 7.5333e-07 | 1.7666e-09 | 3.5332e-09 | 1.9433e-07 | 1
274 | 0.14505 | 0.0013442 | 0.32345 | 0.30383 | 0.0043444 | 0.25316 | 0.36397 | 1.2422e-08 | 4.9689e-07 | 2.6211e-06 | 1.2858e-08 | 2.5715e-08 | 1.4143e-06 | 1
275 | 0.14505 | 0.0035793 | 0.33057 | 0.31579 | 0.0099656 | 0.26674 | 0.42532 | 3.3077e-08 | 1.3231e-06 | 6.9793e-06 | 2.9494e-08 | 5.8988e-08 | 3.2443e-06 | 1
276 | 0.14505 | 0.0077302 | 0.32583 | 0.35021 | 0.016524 | 0.27061 | 0.464 | 7.1436e-08 | 2.8574e-06 | 1.5073e-05 | 4.8903e-08 | 9.7806e-08 | 5.3793e-06 | 1
277 | 0.14505 | 0.010604 | 0.31337 | 0.4005 | 0.019334 | 0.28322 | 0.49068 | 9.7992e-08 | 3.9197e-06 | 2.0676e-05 | 5.7221e-08 | 1.1444e-07 | 6.2943e-06 | 1
278 | 0.14505 | 0.013158 | 0.31752 | 0.44663 | 0.01465 | 0.29485 | 0.51468 | 1.216e-07 | 4.8639e-06 | 2.5657e-05 | 4.3358e-08 | 8.6715e-08 | 4.7693e-06 | 1
279 | 0.14505 | 0.0090074 | 0.34778 | 0.47812 | 0.0090287 | 0.30261 | 0.53603 | 8.3239e-08 | 3.3296e-06 | 1.7563e-05 | 2.6721e-08 | 5.3442e-08 | 2.9393e-06 | 1
280 | 0.14505 | 0.0029407 | 0.37092 | 0.49204 | 0.0024706 | 0.30745 | 0.5707 | 2.7176e-08 | 1.087e-06 | 5.7341e-06 | 7.3121e-09 | 1.4624e-08 | 8.0433e-07 | 1
281 | 0.14505 | 0.00038635 | 0.37626 | 0.49838 | 0.00059691 | 0.31133 | 0.59738 | 3.5703e-09 | 1.4281e-07 | 7.5333e-07 | 1.7666e-09 | 3.5332e-09 | 1.9433e-07 | 1
282 | 0.14505 | 0.00038635 | 0.37626 | 0.49326 | 0.00059691 | 0.3123 | 0.61072 | 3.5703e-09 | 1.4281e-07 | 7.5333e-07 | 1.7666e-09 | 3.5332e-09 | 1.9433e-07 | 1
283 | 0.14505 | 0.00038635 | 0.36855 | 0.47104 | 0.00059691 | 0.3123 | 0.64006 | 3.5703e-09 | 1.4281e-07 | 7.5333e-07 | 1.7666e-09 | 3.5332e-09 | 1.9433e-07 | 1
284 | 0.14505 | 0.00038635 | 0.34956 | 0.38732 | 0.00059691 | 0.3123 | 0.64673 | 3.5703e-09 | 1.4281e-07 | 7.5333e-07 | 1.7666e-09 | 3.5332e-09 | 1.9433e-07 | 1
285 | 0.14505 | 0.00038635 | 0.31752 | 0.21229 | 0.00059691 | 0.31133 | 0.63206 | 3.5703e-09 | 1.4281e-07 | 7.5333e-07 | 1.7666e-09 | 3.5332e-09 | 1.9433e-07 | 1
286 | 0.14505 | 0.00038635 | 0.28904 | 0.19887 | 0.00059691 | 0.30745 | 0.62806 | 3.5703e-09 | 1.4281e-07 | 7.5333e-07 | 1.7666e-09 | 3.5332e-09 | 1.9433e-07 | 1
287 | 0.14505 | 0.00038635 | 0.27598 | 0.18984 | 0.00059691 | 0.30551 | 0.60805 | 3.5703e-09 | 1.4281e-07 | 7.5333e-07 | 1.7666e-09 | 3.5332e-09 | 1.9433e-07 | 1
288 | 0.14505 | 0.00038635 | 0.26768 | 0.18349 | 0.00059691 | 0.30551 | 0.60138 | 3.5703e-09 | 1.4281e-07 | 7.5333e-07 | 1.7666e-09 | 3.5332e-09 | 1.9433e-07 | 1
289 | 0.14505 | 0.00038635 | 0.1941 | 0.28992 | 0.00059691 | 0.3346 | 0.48934 | 3.5703e-09 | 1.4281e-07 | 7.5333e-07 | 1.7666e-09 | 3.5332e-09 | 1.9433e-07 | 1
290 | 0.14505 | 0.00038635 | 0.17808 | 0.28479 | 0.00059691 | 0.32975 | 0.46267 | 3.5703e-09 | 1.4281e-07 | 7.5333e-07 | 1.7666e-09 | 3.5332e-09 | 1.9433e-07 | 1
291 | 0.14505 | 0.00038635 | 0.20181 | 0.3236 | 0.00059691 | 0.32781 | 0.40932 | 3.5703e-09 | 1.4281e-07 | 7.5333e-07 | 1.7666e-09 | 3.5332e-09 | 1.9433e-07 | 1
292 | 0.14505 | 0.00038635 | 0.18757 | 0.3712 | 0.00059691 | 0.32103 | 0.38798 | 3.5703e-09 | 1.4281e-07 | 7.5333e-07 | 1.7666e-09 | 3.5332e-09 | 1.9433e-07 | 1
293 | 0.14505 | 0.00038635 | 0.17867 | 0.45225 | 0.00059691 | 0.31521 | 0.40265 | 3.5703e-09 | 1.4281e-07 | 7.5333e-07 | 1.7666e-09 | 3.5332e-09 | 1.9433e-07 | 1
294 | 0.14505 | 0.00038635 | 0.29022 | 0.47348 | 0.00059691 | 0.28419 | 0.43199 | 3.5703e-09 | 1.4281e-07 | 7.5333e-07 | 1.7666e-09 | 3.5332e-09 | 1.9433e-07 | 1
295 | 0.14505 | 0.00038635 | 0.35609 | 0.43565 | 0.00059691 | 0.30648 | 0.46934 | 3.5703e-09 | 1.4281e-07 | 7.5333e-07 | 1.7666e-09 | 3.5332e-09 | 1.9433e-07 | 1
296 | 0.14505 | 0.00038635 | 0.36084 | 0.43736 | 0.00059691 | 0.32103 | 0.48534 | 3.5703e-09 | 1.4281e-07 | 7.5333e-07 | 1.7666e-09 | 3.5332e-09 | 1.9433e-07 | 1
297 | 0.14505 | 0.00038635 | 0.36321 | 0.51669 | 0.00059691 | 0.34042 | 0.49468 | 3.5703e-09 | 1.4281e-07 | 7.5333e-07 | 1.7666e-09 | 3.5332e-09 | 1.9433e-07 | 1
298 | 0.14505 | 0.0016635 | 0.37389 | 0.61018 | 0.0024706 | 0.34623 | 0.53603 | 1.5373e-08 | 6.1492e-07 | 3.2437e-06 | 7.3121e-09 | 1.4624e-08 | 8.0433e-07 | 1
299 | 0.14505 | 0.0074109 | 0.37626 | 0.66974 | 0.0090287 | 0.35205 | 0.64539 | 6.8485e-08 | 2.7394e-06 | 1.445e-05 | 2.6721e-08 | 5.3442e-08 | 2.9393e-06 | 1
300 | 0.14505 | 0.015393 | 0.37686 | 0.69806 | 0.016524 | 0.35496 | 0.75076 | 1.4225e-07 | 5.6901e-06 | 3.0015e-05 | 4.8903e-08 | 9.7806e-08 | 5.3793e-06 | 1
301 | 0.14505 | 0.018267 | 0.37686 | 0.72247 | 0.023082 | 0.3569 | 0.81345 | 1.6881e-07 | 6.7524e-06 | 3.5619e-05 | 6.8312e-08 | 1.3662e-07 | 7.5143e-06 | 1
302 | 0.14505 | 0.015393 | 0.37567 | 0.73931 | 0.022145 | 0.3569 | 0.8548 | 1.4225e-07 | 5.6901e-06 | 3.0015e-05 | 6.5539e-08 | 1.3108e-07 | 7.2093e-06 | 1
303 | 0.14505 | 0.0093267 | 0.37508 | 0.74981 | 0.012776 | 0.35884 | 0.88947 | 8.619e-08 | 3.4476e-06 | 1.8186e-05 | 3.7812e-08 | 7.5624e-08 | 4.1593e-06 | 1
304 | 0.14505 | 0.0029407 | 0.37448 | 0.74956 | 0.0034075 | 0.35884 | 0.90281 | 2.7176e-08 | 1.087e-06 | 5.7341e-06 | 1.0085e-08 | 2.017e-08 | 1.1093e-06 | 1
305 | 0.14505 | 0.00038635 | 0.37389 | 0.74834 | 0.00059691 | 0.35884 | 0.91482 | 3.5703e-09 | 1.4281e-07 | 7.5333e-07 | 1.7666e-09 | 3.5332e-09 | 1.9433e-07 | 1
306 | 0.14505 | 0.00038635 | 0.37389 | 0.74468 | 0.00059691 | 0.35884 | 0.92415 | 3.5703e-09 | 1.4281e-07 | 7.5333e-07 | 1.7666e-09 | 3.5332e-09 | 1.9433e-07 | 1
307 | 0.14505 | 0.00038635 | 0.37389 | 0.7337 | 0.00059691 | 0.35884 | 0.94416 | 3.5703e-09 | 1.4281e-07 | 7.5333e-07 | 1.7666e-09 | 3.5332e-09 | 1.9433e-07 | 1
308 | 0.14505 | 0.00038635 | 0.37152 | 0.43565 | 0.00059691 | 0.35884 | 0.93616 | 3.5703e-09 | 1.4281e-07 | 7.5333e-07 | 1.7666e-09 | 3.5332e-09 | 1.9433e-07 | 1
309 | 0.14505 | 0.00038635 | 0.36736 | 0.35461 | 0.00059691 | 0.35884 | 0.92815 | 3.5703e-09 | 1.4281e-07 | 7.5333e-07 | 1.7666e-09 | 3.5332e-09 | 1.9433e-07 | 1
310 | 0.14505 | 0.00038635 | 0.3638 | 0.35924 | 0.00059691 | 0.35884 | 0.94283 | 3.5703e-09 | 1.4281e-07 | 7.5333e-07 | 1.7666e-09 | 3.5332e-09 | 1.9433e-07 | 1
311 | 0.14505 | 0.00038635 | 0.3644 | 0.35534 | 0.00059691 | 0.35787 | 0.94949 | 3.5703e-09 | 1.4281e-07 | 7.5333e-07 | 1.7666e-09 | 3.5332e-09 | 1.9433e-07 | 1
312 | 0.14505 | 0.00038635 | 0.15197 | 0.38927 | 0.00059691 | 0.35884 | 0.98417 | 3.5703e-09 | 1.4281e-07 | 7.5333e-07 | 1.7666e-09 | 3.5332e-09 | 1.9433e-07 | 1
313 | 0.14505 | 0.00038635 | 0.13832 | 0.69928 | 0.00059691 | 0.3472 | 0.83079 | 3.5703e-09 | 1.4281e-07 | 7.5333e-07 | 1.7666e-09 | 3.5332e-09 | 1.9433e-07 | 1
314 | 0.14505 | 0.00038635 | 0.13832 | 0.65583 | 0.00059691 | 0.20469 | 0.80811 | 3.5703e-09 | 1.4281e-07 | 7.5333e-07 | 1.7666e-09 | 3.5332e-09 | 1.9433e-07 | 1
315 | 0.14505 | 0.00038635 | 0.13357 | 0.61995 | 0.00059691 | 0.19984 | 0.83212 | 3.5703e-09 | 1.4281e-07 | 7.5333e-07 | 1.7666e-09 | 3.5332e-09 | 1.9433e-07 | 1
316 | 0.14505 | 0.00038635 | 0.13298 | 0.68146 | 0.00059691 | 0.20663 | 0.82412 | 3.5703e-09 | 1.4281e-07 | 7.5333e-07 | 1.7666e-09 | 3.5332e-09 | 1.9433e-07 | 1
317 | 0.14505 | 0.00038635 | 0.13832 | 0.70636 | 0.00059691 | 0.3472 | 0.84279 | 3.5703e-09 | 1.4281e-07 | 7.5333e-07 | 1.7666e-09 | 3.5332e-09 | 1.9433e-07 | 1
318 | 0.14505 | 0.00038635 | 0.17096 | 0.69342 | 0.00059691 | 0.34429 | 0.85346 | 3.5703e-09 | 1.4281e-07 | 7.5333e-07 | 1.7666e-09 | 3.5332e-09 | 1.9433e-07 | 1
319 | 0.14505 | 0.00038635 | 0.31099 | 0.70367 | 0.00059691 | 0.34914 | 0.88147 | 3.5703e-09 | 1.4281e-07 | 7.5333e-07 | 1.7666e-09 | 3.5332e-09 | 1.9433e-07 | 1
320 | 0.14505 | 0.00038635 | 0.3638 | 0.69293 | 0.00059691 | 0.34817 | 0.86147 | 3.5703e-09 | 1.4281e-07 | 7.5333e-07 | 1.7666e-09 | 3.5332e-09 | 1.9433e-07 | 1
321 | 0.14505 | 0.00070565 | 0.36796 | 0.67926 | 0.0015338 | 0.34526 | 0.81078 | 6.521e-09 | 2.6084e-07 | 1.3759e-06 | 4.5393e-09 | 9.0787e-09 | 4.9933e-07 | 1
322 | 0.14505 | 0.0067723 | 0.37033 | 0.66315 | 0.013713 | 0.34429 | 0.78277 | 6.2584e-08 | 2.5034e-06 | 1.3205e-05 | 4.0585e-08 | 8.117e-08 | 4.4643e-06 | 1
323 | 0.14505 | 0.019544 | 0.37092 | 0.66169 | 0.037135 | 0.34526 | 0.78011 | 1.8061e-07 | 7.2245e-06 | 3.8109e-05 | 1.099e-07 | 2.1981e-07 | 1.2089e-05 | 1
324 | 0.14505 | 0.031997 | 0.37033 | 0.67365 | 0.053061 | 0.34526 | 0.79744 | 2.9569e-07 | 1.1828e-05 | 6.239e-05 | 1.5704e-07 | 3.1408e-07 | 1.7274e-05 | 1
325 | 0.14505 | 0.035829 | 0.36974 | 0.69586 | 0.054935 | 0.34526 | 0.83079 | 3.311e-07 | 1.3244e-05 | 6.9861e-05 | 1.6258e-07 | 3.2517e-07 | 1.7884e-05 | 1
326 | 0.14505 | 0.031678 | 0.36974 | 0.70807 | 0.043693 | 0.34429 | 0.85746 | 2.9274e-07 | 1.171e-05 | 6.1768e-05 | 1.2931e-07 | 2.5862e-07 | 1.4224e-05 | 1
327 | 0.14505 | 0.020502 | 0.37152 | 0.70953 | 0.024955 | 0.34526 | 0.86947 | 1.8946e-07 | 7.5786e-06 | 3.9977e-05 | 7.3858e-08 | 1.4772e-07 | 8.1243e-06 | 1
328 | 0.14505 | 0.0074109 | 0.37211 | 0.70221 | 0.0080918 | 0.34526 | 0.86547 | 6.8485e-08 | 2.7394e-06 | 1.445e-05 | 2.3948e-08 | 4.7897e-08 | 2.6343e-06 | 1
329 | 0.14505 | 0.00038635 | 0.3727 | 0.70196 | 0.00059691 | 0.34429 | 0.86947 | 3.5703e-09 | 1.4281e-07 | 7.5333e-07 | 1.7666e-09 | 3.5332e-09 | 1.9433e-07 | 1
330 | 0.14505 | 0.00038635 | 0.3733 | 0.7088 | 0.00059691 | 0.34429 | 0.8748 | 3.5703e-09 | 1.4281e-07 | 7.5333e-07 | 1.7666e-09 | 3.5332e-09 | 1.9433e-07 | 1
331 | 0.14505 | 0.00038635 | 0.37389 | 0.70611 | 0.00059691 | 0.34333 | 0.8628 | 3.5703e-09 | 1.4281e-07 | 7.5333e-07 | 1.7666e-09 | 3.5332e-09 | 1.9433e-07 | 1
332 | 0.14505 | 0.00038635 | 0.37508 | 0.69391 | 0.00059691 | 0.34333 | 0.86013 | 3.5703e-09 | 1.4281e-07 | 7.5333e-07 | 1.7666e-09 | 3.5332e-09 | 1.9433e-07 | 1
333 | 0.14505 | 0.00038635 | 0.37508 | 0.68829 | 0.00059691 | 0.34333 | 0.87214 | 3.5703e-09 | 1.4281e-07 | 7.5333e-07 | 1.7666e-09 | 3.5332e-09 | 1.9433e-07 | 1
334 | 0.14505 | 0.00038635 | 0.37567 | 0.68854 | 0.00059691 | 0.34236 | 0.8748 | 3.5703e-09 | 1.4281e-07 | 7.5333e-07 | 1.7666e-09 | 3.5332e-09 | 1.9433e-07 | 1
335 | 0.14505 | 0.00038635 | 0.37448 | 0.64973 | 0.00059691 | 0.34139 | 0.84946 | 3.5703e-09 | 1.4281e-07 | 7.5333e-07 | 1.7666e-09 | 3.5332e-09 | 1.9433e-07 | 1
336 | 0.14505 | 0.00038635 | 0.3727 | 0.5804 | 0.00059691 | 0.34139 | 0.8668 | 3.5703e-09 | 1.4281e-07 | 7.5333e-07 | 1.7666e-09 | 3.5332e-09 | 1.9433e-07 | 1
337 | 0.14505 | 0.00038635 | 0.3733 | 0.42418 | 0.00059691 | 0.32587 | 0.77477 | 3.5703e-09 | 1.4281e-07 | 7.5333e-07 | 1.7666e-09 | 3.5332e-09 | 1.9433e-07 | 1
338 | 0.14505 | 0.00038635 | 0.3727 | 0.35949 | 0.00059691 | 0.33363 | 0.73342 | 3.5703e-09 | 1.4281e-07 | 7.5333e-07 | 1.7666e-09 | 3.5332e-09 | 1.9433e-07 | 1
339 | 0.14505 | 0.00038635 | 0.37092 | 0.37975 | 0.00059691 | 0.32297 | 0.62139 | 3.5703e-09 | 1.4281e-07 | 7.5333e-07 | 1.7666e-09 | 3.5332e-09 | 1.9433e-07 | 1
340 | 0.14505 | 0.00038635 | 0.36143 | 0.40172 | 0.00059691 | 0.29873 | 0.55336 | 3.5703e-09 | 1.4281e-07 | 7.5333e-07 | 1.7666e-09 | 3.5332e-09 | 1.9433e-07 | 1
341 | 0.14505 | 0.00038635 | 0.36855 | 0.39293 | 0.00059691 | 0.32394 | 0.57737 | 3.5703e-09 | 1.4281e-07 | 7.5333e-07 | 1.7666e-09 | 3.5332e-09 | 1.9433e-07 | 1
342 | 0.14505 | 0.00038635 | 0.31159 | 0.35241 | 0.00059691 | 0.33266 | 0.60405 | 3.5703e-09 | 1.4281e-07 | 7.5333e-07 | 1.7666e-09 | 3.5332e-09 | 1.9433e-07 | 1
343 | 0.14505 | 0.00038635 | 0.24572 | 0.3363 | 0.00059691 | 0.34139 | 0.59471 | 3.5703e-09 | 1.4281e-07 | 7.5333e-07 | 1.7666e-09 | 3.5332e-09 | 1.9433e-07 | 1
344 | 0.14505 | 0.00038635 | 0.21012 | 0.29382 | 0.00059691 | 0.33654 | 0.59071 | 3.5703e-09 | 1.4281e-07 | 7.5333e-07 | 1.7666e-09 | 3.5332e-09 | 1.9433e-07 | 1
345 | 0.14505 | 0.00038635 | 0.20181 | 0.26868 | 0.00059691 | 0.32587 | 0.50668 | 3.5703e-09 | 1.4281e-07 | 7.5333e-07 | 1.7666e-09 | 3.5332e-09 | 1.9433e-07 | 1
346 | 0.14505 | 0.0013442 | 0.19291 | 0.29578 | 0.0062181 | 0.30648 | 0.41999 | 1.2422e-08 | 4.9689e-07 | 2.6211e-06 | 1.8403e-08 | 3.6806e-08 | 2.0243e-06 | 1
347 | 0.14505 | 0.0045372 | 0.19291 | 0.36632 | 0.011839 | 0.29679 | 0.3693 | 4.1929e-08 | 1.6772e-06 | 8.8471e-06 | 3.5039e-08 | 7.0079e-08 | 3.8543e-06 | 1
348 | 0.14505 | 0.0080495 | 0.21665 | 0.49057 | 0.015587 | 0.31715 | 0.39465 | 7.4387e-08 | 2.9755e-06 | 1.5696e-05 | 4.613e-08 | 9.2261e-08 | 5.0743e-06 | 1
349 | 0.14505 | 0.0093267 | 0.2748 | 0.597 | 0.015587 | 0.34042 | 0.48401 | 8.619e-08 | 3.4476e-06 | 1.8186e-05 | 4.613e-08 | 9.2261e-08 | 5.0743e-06 | 1
350 | 0.14505 | 0.010285 | 0.34897 | 0.65339 | 0.015587 | 0.34526 | 0.60938 | 9.5042e-08 | 3.8017e-06 | 2.0054e-05 | 4.613e-08 | 9.2261e-08 | 5.0743e-06 | 1
351 | 0.14505 | 0.0090074 | 0.3727 | 0.67658 | 0.0099656 | 0.34623 | 0.75876 | 8.3239e-08 | 3.3296e-06 | 1.7563e-05 | 2.9494e-08 | 5.8988e-08 | 3.2443e-06 | 1
352 | 0.14505 | 0.0038986 | 0.37389 | 0.66755 | 0.0034075 | 0.34623 | 0.83746 | 3.6028e-08 | 1.4411e-06 | 7.6019e-06 | 1.0085e-08 | 2.017e-08 | 1.1093e-06 | 1
353 | 0.14505 | 0.00038635 | 0.37033 | 0.63703 | 0.00059691 | 0.34623 | 0.86813 | 3.5703e-09 | 1.4281e-07 | 7.5333e-07 | 1.7666e-09 | 3.5332e-09 | 1.9433e-07 | 1
354 | 0.14505 | 0.00038635 | 0.36202 | 0.58406 | 0.00059691 | 0.34623 | 0.87614 | 3.5703e-09 | 1.4281e-07 | 7.5333e-07 | 1.7666e-09 | 3.5332e-09 | 1.9433e-07 | 1
355 | 0.14505 | 0.00038635 | 0.35312 | 0.50473 | 0.00059691 | 0.34429 | 0.85213 | 3.5703e-09 | 1.4281e-07 | 7.5333e-07 | 1.7666e-09 | 3.5332e-09 | 1.9433e-07 | 1
356 | 0.14505 | 0.00038635 | 0.35372 | 0.41856 | 0.00059691 | 0.34139 | 0.80145 | 3.5703e-09 | 1.4281e-07 | 7.5333e-07 | 1.7666e-09 | 3.5332e-09 | 1.9433e-07 | 1
357 | 0.14505 | 0.00038635 | 0.36262 | 0.35558 | 0.00059691 | 0.33363 | 0.74276 | 3.5703e-09 | 1.4281e-07 | 7.5333e-07 | 1.7666e-09 | 3.5332e-09 | 1.9433e-07 | 1
358 | 0.14505 | 0.00038635 | 0.36974 | 0.30212 | 0.00059691 | 0.31715 | 0.67607 | 3.5703e-09 | 1.4281e-07 | 7.5333e-07 | 1.7666e-09 | 3.5332e-09 | 1.9433e-07 | 1
359 | 0.14505 | 0.00038635 | 0.36974 | 0.25428 | 0.00059691 | 0.29291 | 0.59471 | 3.5703e-09 | 1.4281e-07 | 7.5333e-07 | 1.7666e-09 | 3.5332e-09 | 1.9433e-07 | 1
360 | 0.14505 | 0.00038635 | 0.35787 | 0.25111 | 0.00059691 | 0.29 | 0.54136 | 3.5703e-09 | 1.4281e-07 | 7.5333e-07 | 1.7666e-09 | 3.5332e-09 | 1.9433e-07 | 1
361 | 0.14505 | 0.00038635 | 0.36084 | 0.28186 | 0.00059691 | 0.31036 | 0.50668 | 3.5703e-09 | 1.4281e-07 | 7.5333e-07 | 1.7666e-09 | 3.5332e-09 | 1.9433e-07 | 1
362 | 0.14505 | 0.00038635 | 0.36558 | 0.32385 | 0.00059691 | 0.322 | 0.45066 | 3.5703e-09 | 1.4281e-07 | 7.5333e-07 | 1.7666e-09 | 3.5332e-09 | 1.9433e-07 | 1
363 | 0.14505 | 0.00038635 | 0.2831 | 0.3795 | 0.00059691 | 0.3346 | 0.43066 | 3.5703e-09 | 1.4281e-07 | 7.5333e-07 | 1.7666e-09 | 3.5332e-09 | 1.9433e-07 | 1
364 | 0.14505 | 0.00038635 | 0.19291 | 0.41148 | 0.00059691 | 0.34429 | 0.46267 | 3.5703e-09 | 1.4281e-07 | 7.5333e-07 | 1.7666e-09 | 3.5332e-09 | 1.9433e-07 | 1
365 | 0.14505 | 0.00038635 | 0.14781 | 0.46079 | 0.00059691 | 0.34429 | 0.54003 | 3.5703e-09 | 1.4281e-07 | 7.5333e-07 | 1.7666e-09 | 3.5332e-09 | 1.9433e-07 | 1
366 | 0.14505 | 0.00038635 | 0.16799 | 0.49545 | 0.00059691 | 0.34333 | 0.60805 | 3.5703e-09 | 1.4281e-07 | 7.5333e-07 | 1.7666e-09 | 3.5332e-09 | 1.9433e-07 | 1
367 | 0.14505 | 0.00038635 | 0.27776 | 0.53304 | 0.00059691 | 0.33848 | 0.60938 | 3.5703e-09 | 1.4281e-07 | 7.5333e-07 | 1.7666e-09 | 3.5332e-09 | 1.9433e-07 | 1
368 | 0.14505 | 0.00038635 | 0.35194 | 0.55721 | 0.00059691 | 0.33169 | 0.58671 | 3.5703e-09 | 1.4281e-07 | 7.5333e-07 | 1.7666e-09 | 3.5332e-09 | 1.9433e-07 | 1
369 | 0.14505 | 0.00038635 | 0.35134 | 0.55672 | 0.00059691 | 0.322 | 0.54003 | 3.5703e-09 | 1.4281e-07 | 7.5333e-07 | 1.7666e-09 | 3.5332e-09 | 1.9433e-07 | 1
370 | 0.14505 | 0.0019828 | 0.34066 | 0.56209 | 0.0034075 | 0.31424 | 0.51335 | 1.8324e-08 | 7.3295e-07 | 3.8663e-06 | 1.0085e-08 | 2.017e-08 | 1.1093e-06 | 1
371 | 0.14505 | 0.0048565 | 0.3549 | 0.57772 | 0.007155 | 0.31327 | 0.52936 | 4.488e-08 | 1.7952e-06 | 9.4697e-06 | 2.1176e-08 | 4.2351e-08 | 2.3293e-06 | 1
372 | 0.14505 | 0.0083688 | 0.3638 | 0.60188 | 0.010902 | 0.31424 | 0.5747 | 7.7338e-08 | 3.0935e-06 | 1.6318e-05 | 3.2267e-08 | 6.4533e-08 | 3.5493e-06 | 1
373 | 0.14505 | 0.0083688 | 0.36558 | 0.62629 | 0.011839 | 0.3123 | 0.61872 | 7.7338e-08 | 3.0935e-06 | 1.6318e-05 | 3.5039e-08 | 7.0079e-08 | 3.8543e-06 | 1
374 | 0.14505 | 0.0074109 | 0.36558 | 0.63947 | 0.011839 | 0.3123 | 0.65073 | 6.8485e-08 | 2.7394e-06 | 1.445e-05 | 3.5039e-08 | 7.0079e-08 | 3.8543e-06 | 1
375 | 0.14505 | 0.0054951 | 0.36796 | 0.63972 | 0.007155 | 0.32006 | 0.67207 | 5.0781e-08 | 2.0313e-06 | 1.0715e-05 | 2.1176e-08 | 4.2351e-08 | 2.3293e-06 | 1
376 | 0.14505 | 0.0019828 | 0.37092 | 0.6385 | 0.0024706 | 0.32781 | 0.68674 | 1.8324e-08 | 7.3295e-07 | 3.8663e-06 | 7.3121e-09 | 1.4624e-08 | 8.0433e-07 | 1
377 | 0.14505 | 0.00038635 | 0.37389 | 0.65046 | 0.00059691 | 0.33266 | 0.71342 | 3.5703e-09 | 1.4281e-07 | 7.5333e-07 | 1.7666e-09 | 3.5332e-09 | 1.9433e-07 | 1
378 | 0.14505 | 0.00038635 | 0.37448 | 0.65388 | 0.00059691 | 0.33751 | 0.74676 | 3.5703e-09 | 1.4281e-07 | 7.5333e-07 | 1.7666e-09 | 3.5332e-09 | 1.9433e-07 | 1
379 | 0.14505 | 0.00038635 | 0.37448 | 0.6446 | 0.00059691 | 0.33945 | 0.79344 | 3.5703e-09 | 1.4281e-07 | 7.5333e-07 | 1.7666e-09 | 3.5332e-09 | 1.9433e-07 | 1
380 | 0.14505 | 0.00038635 | 0.37448 | 0.63679 | 0.00059691 | 0.34139 | 0.85613 | 3.5703e-09 | 1.4281e-07 | 7.5333e-07 | 1.7666e-09 | 3.5332e-09 | 1.9433e-07 | 1
381 | 0.14505 | 0.00038635 | 0.37448 | 0.58455 | 0.00059691 | 0.34139 | 0.87614 | 3.5703e-09 | 1.4281e-07 | 7.5333e-07 | 1.7666e-09 | 3.5332e-09 | 1.9433e-07 | 1
382 | 0.14505 | 0.00038635 | 0.37389 | 0.51205 | 0.00059691 | 0.34236 | 0.90815 | 3.5703e-09 | 1.4281e-07 | 7.5333e-07 | 1.7666e-09 | 3.5332e-09 | 1.9433e-07 | 1
383 | 0.14505 | 0.00038635 | 0.3733 | 0.44419 | 0.00059691 | 0.34333 | 0.90415 | 3.5703e-09 | 1.4281e-07 | 7.5333e-07 | 1.7666e-09 | 3.5332e-09 | 1.9433e-07 | 1
384 | 0.14505 | 0.00038635 | 0.37092 | 0.44541 | 0.00059691 | 0.34333 | 0.9575 | 3.5703e-09 | 1.4281e-07 | 7.5333e-07 | 1.7666e-09 | 3.5332e-09 | 1.9433e-07 | 1
385 | 0.14505 | 0.00038635 | 0.36618 | 0.42759 | 0.00059691 | 0.34429 | 0.78944 | 3.5703e-09 | 1.4281e-07 | 7.5333e-07 | 1.7666e-09 | 3.5332e-09 | 1.9433e-07 | 1
386 | 0.14505 | 0.00038635 | 0.36736 | 0.39147 | 0.00059691 | 0.34042 | 0.75476 | 3.5703e-09 | 1.4281e-07 | 7.5333e-07 | 1.7666e-09 | 3.5332e-09 | 1.9433e-07 | 1
387 | 0.14505 | 0.00038635 | 0.36855 | 0.3568 | 0.00059691 | 0.33266 | 0.6574 | 3.5703e-09 | 1.4281e-07 | 7.5333e-07 | 1.7666e-09 | 3.5332e-09 | 1.9433e-07 | 1
388 | 0.14505 | 0.00038635 | 0.37092 | 0.30823 | 0.00059691 | 0.30648 | 0.56804 | 3.5703e-09 | 1.4281e-07 | 7.5333e-07 | 1.7666e-09 | 3.5332e-09 | 1.9433e-07 | 1
389 | 0.14505 | 0.00038635 | 0.36143 | 0.27112 | 0.00059691 | 0.2997 | 0.56003 | 3.5703e-09 | 1.4281e-07 | 7.5333e-07 | 1.7666e-09 | 3.5332e-09 | 1.9433e-07 | 1
390 | 0.14505 | 0.00038635 | 0.3282 | 0.18886 | 0.00059691 | 0.31424 | 0.62272 | 3.5703e-09 | 1.4281e-07 | 7.5333e-07 | 1.7666e-09 | 3.5332e-09 | 1.9433e-07 | 1
391 | 0.14505 | 0.00038635 | 0.22555 | 0.16738 | 0.00059691 | 0.31424 | 0.69341 | 3.5703e-09 | 1.4281e-07 | 7.5333e-07 | 1.7666e-09 | 3.5332e-09 | 1.9433e-07 | 1
392 | 0.14505 | 0.00038635 | 0.12349 | 0.1332 | 0.00059691 | 0.3346 | 0.70541 | 3.5703e-09 | 1.4281e-07 | 7.5333e-07 | 1.7666e-09 | 3.5332e-09 | 1.9433e-07 | 1
393 | 0.14505 | 0.00070565 | 0.099751 | 0.10904 | 0.00059691 | 0.34042 | 0.63873 | 6.521e-09 | 2.6084e-07 | 1.3759e-06 | 1.7666e-09 | 3.5332e-09 | 1.9433e-07 | 1
394 | 0.14505 | 0.0051758 | 0.11874 | 0.11124 | 0.0062181 | 0.34333 | 0.59604 | 4.7831e-08 | 1.9132e-06 | 1.0092e-05 | 1.8403e-08 | 3.6806e-08 | 2.0243e-06 | 1
395 | 0.14505 | 0.0122 | 0.1757 | 0.12173 | 0.01465 | 0.34236 | 0.5707 | 1.1275e-07 | 4.5098e-06 | 2.3789e-05 | 4.3358e-08 | 8.6715e-08 | 4.7693e-06 | 1
396 | 0.14505 | 0.016032 | 0.23267 | 0.14053 | 0.024019 | 0.34236 | 0.53869 | 1.4815e-07 | 5.9262e-06 | 3.1261e-05 | 7.1085e-08 | 1.4217e-07 | 7.8193e-06 | 1
397 | 0.14505 | 0.013797 | 0.27776 | 0.17104 | 0.024955 | 0.34236 | 0.52269 | 1.275e-07 | 5.1e-06 | 2.6902e-05 | 7.3858e-08 | 1.4772e-07 | 8.1243e-06 | 1
398 | 0.14505 | 0.010923 | 0.31989 | 0.19569 | 0.023082 | 0.33945 | 0.49868 | 1.0094e-07 | 4.0377e-06 | 2.1299e-05 | 6.8312e-08 | 1.3662e-07 | 7.5143e-06 | 1
399 | 0.14505 | 0.0074109 | 0.34719 | 0.21351 | 0.013713 | 0.33266 | 0.43066 | 6.8485e-08 | 2.7394e-06 | 1.445e-05 | 4.0585e-08 | 8.117e-08 | 4.4643e-06 | 1
400 | 0.14505 | 0.00326 | 0.35906 | 0.21937 | 0.0043444 | 0.3123 | 0.36664 | 3.0127e-08 | 1.2051e-06 | 6.3567e-06 | 1.2858e-08 | 2.5715e-08 | 1.4143e-06 | 1
401 | 0.14505 | 0.00038635 | 0.36202 | 0.23622 | 0.00059691 | 0.27449 | 0.40665 | 3.5703e-09 | 1.4281e-07 | 7.5333e-07 | 1.7666e-09 | 3.5332e-09 | 1.9433e-07 | 1
402 | 0.14505 | 0.00038635 | 0.35906 | 0.27137 | 0.00059691 | 0.23765 | 0.46534 | 3.5703e-09 | 1.4281e-07 | 7.5333e-07 | 1.7666e-09 | 3.5332e-09 | 1.9433e-07 | 1
403 | 0.14505 | 0.00038635 | 0.35906 | 0.30774 | 0.00059691 | 0.2202 | 0.50001 | 3.5703e-09 | 1.4281e-07 | 7.5333e-07 | 1.7666e-09 | 3.5332e-09 | 1.9433e-07 | 1
404 | 0.14505 | 0.00038635 | 0.35787 | 0.32531 | 0.00059691 | 0.21632 | 0.53736 | 3.5703e-09 | 1.4281e-07 | 7.5333e-07 | 1.7666e-09 | 3.5332e-09 | 1.9433e-07 | 1
405 | 0.14505 | 0.00038635 | 0.34838 | 0.30774 | 0.00059691 | 0.21147 | 0.56804 | 3.5703e-09 | 1.4281e-07 | 7.5333e-07 | 1.7666e-09 | 3.5332e-09 | 1.9433e-07 | 1
406 | 0.14505 | 0.00038635 | 0.32405 | 0.27137 | 0.00059691 | 0.23183 | 0.59871 | 3.5703e-09 | 1.4281e-07 | 7.5333e-07 | 1.7666e-09 | 3.5332e-09 | 1.9433e-07 | 1
407 | 0.14505 | 0.00038635 | 0.28429 | 0.2184 | 0.00059691 | 0.2648 | 0.58271 | 3.5703e-09 | 1.4281e-07 | 7.5333e-07 | 1.7666e-09 | 3.5332e-09 | 1.9433e-07 | 1
408 | 0.14505 | 0.00038635 | 0.23563 | 0.18373 | 0.00059691 | 0.27158 | 0.58271 | 3.5703e-09 | 1.4281e-07 | 7.5333e-07 | 1.7666e-09 | 3.5332e-09 | 1.9433e-07 | 1
409 | 0.14505 | 0.00038635 | 0.12645 | 0.091463 | 0.00059691 | 0.27837 | 0.47067 | 3.5703e-09 | 1.4281e-07 | 7.5333e-07 | 1.7666e-09 | 3.5332e-09 | 1.9433e-07 | 1
410 | 0.14505 | 0.00038635 | 0.12883 | 0.077549 | 0.00059691 | 0.26674 | 0.39465 | 3.5703e-09 | 1.4281e-07 | 7.5333e-07 | 1.7666e-09 | 3.5332e-09 | 1.9433e-07 | 1
411 | 0.14505 | 0.00038635 | 0.14603 | 0.063391 | 0.00059691 | 0.21632 | 0.29461 | 3.5703e-09 | 1.4281e-07 | 7.5333e-07 | 1.7666e-09 | 3.5332e-09 | 1.9433e-07 | 1
412 | 0.14505 | 0.00038635 | 0.17392 | 0.097565 | 0.00059691 | 0.14846 | 0.21325 | 3.5703e-09 | 1.4281e-07 | 7.5333e-07 | 1.7666e-09 | 3.5332e-09 | 1.9433e-07 | 1
413 | 0.14505 | 0.00038635 | 0.16087 | 0.14175 | 0.00059691 | 0.089317 | 0.15857 | 3.5703e-09 | 1.4281e-07 | 7.5333e-07 | 1.7666e-09 | 3.5332e-09 | 1.9433e-07 | 1
414 | 0.14505 | 0.00038635 | 0.15434 | 0.17177 | 0.00059691 | 0.067988 | 0.12789 | 3.5703e-09 | 1.4281e-07 | 7.5333e-07 | 1.7666e-09 | 3.5332e-09 | 1.9433e-07 | 1
415 | 0.14505 | 0.00038635 | 0.11874 | 0.19057 | 0.00059691 | 0.073805 | 0.11055 | 3.5703e-09 | 1.4281e-07 | 7.5333e-07 | 1.7666e-09 | 3.5332e-09 | 1.9433e-07 | 1
416 | 0.14505 | 0.00038635 | 0.086696 | 0.1725 | 0.00059691 | 0.074775 | 0.10122 | 3.5703e-09 | 1.4281e-07 | 7.5333e-07 | 1.7666e-09 | 3.5332e-09 | 1.9433e-07 | 1
417 | 0.14505 | 0.00070565 | 0.10865 | 0.15469 | 0.0015338 | 0.092226 | 0.11989 | 6.521e-09 | 2.6084e-07 | 1.3759e-06 | 4.5393e-09 | 9.0787e-09 | 4.9933e-07 | 1
418 | 0.14505 | 0.0093267 | 0.10094 | 0.1437 | 0.015587 | 0.13101 | 0.18124 | 8.619e-08 | 3.4476e-06 | 1.8186e-05 | 4.613e-08 | 9.2261e-08 | 5.0743e-06 | 1
419 | 0.14505 | 0.024972 | 0.099751 | 0.13442 | 0.039008 | 0.16785 | 0.21325 | 2.3077e-07 | 9.2309e-06 | 4.8693e-05 | 1.1545e-07 | 2.309e-07 | 1.2699e-05 | 1
420 | 0.14505 | 0.038064 | 0.10924 | 0.13272 | 0.054935 | 0.19305 | 0.22526 | 3.5175e-07 | 1.407e-05 | 7.422e-05 | 1.6258e-07 | 3.2517e-07 | 1.7884e-05 | 1
421 | 0.14505 | 0.043172 | 0.12645 | 0.13955 | 0.059619 | 0.19887 | 0.2426 | 3.9896e-07 | 1.5959e-05 | 8.4181e-05 | 1.7645e-07 | 3.529e-07 | 1.9409e-05 | 1
422 | 0.14505 | 0.039022 | 0.15197 | 0.14858 | 0.050251 | 0.1853 | 0.2466 | 3.606e-07 | 1.4424e-05 | 7.6087e-05 | 1.4872e-07 | 2.9744e-07 | 1.6359e-05 | 1
423 | 0.14505 | 0.02625 | 0.1757 | 0.15176 | 0.02964 | 0.16203 | 0.21592 | 2.4258e-07 | 9.703e-06 | 5.1184e-05 | 8.7721e-08 | 1.7544e-07 | 9.6493e-06 | 1
424 | 0.14505 | 0.0099653 | 0.19291 | 0.15444 | 0.010902 | 0.13779 | 0.18391 | 9.2091e-08 | 3.6836e-06 | 1.9431e-05 | 3.2267e-08 | 6.4533e-08 | 3.5493e-06 | 1
425 | 0.14505 | 0.00070565 | 0.20062 | 0.15957 | 0.00059691 | 0.11743 | 0.16257 | 6.521e-09 | 2.6084e-07 | 1.3759e-06 | 1.7666e-09 | 3.5332e-09 | 1.9433e-07 | 1
426 | 0.14505 | 0.00038635 | 0.1935 | 0.15639 | 0.00059691 | 0.10095 | 0.1519 | 3.5703e-09 | 1.4281e-07 | 7.5333e-07 | 1.7666e-09 | 3.5332e-09 | 1.9433e-07 | 1
427 | 0.14505 | 0.00038635 | 0.17511 | 0.1459 | 0.00059691 | 0.092226 | 0.15723 | 3.5703e-09 | 1.4281e-07 | 7.5333e-07 | 1.7666e-09 | 3.5332e-09 | 1.9433e-07 | 1
428 | 0.14505 | 0.00038635 | 0.14841 | 0.13052 | 0.00059691 | 0.094165 | 0.17324 | 3.5703e-09 | 1.4281e-07 | 7.5333e-07 | 1.7666e-09 | 3.5332e-09 | 1.9433e-07 | 1
429 | 0.14505 | 0.00038635 | 0.12052 | 0.11807 | 0.00059691 | 0.10386 | 0.19325 | 3.5703e-09 | 1.4281e-07 | 7.5333e-07 | 1.7666e-09 | 3.5332e-09 | 1.9433e-07 | 1
430 | 0.14505 | 0.00038635 | 0.10153 | 0.10928 | 0.00059691 | 0.11549 | 0.20658 | 3.5703e-09 | 1.4281e-07 | 7.5333e-07 | 1.7666e-09 | 3.5332e-09 | 1.9433e-07 | 1
431 | 0.14505 | 0.00038635 | 0.095004 | 0.10196 | 0.00059691 | 0.12325 | 0.21725 | 3.5703e-09 | 1.4281e-07 | 7.5333e-07 | 1.7666e-09 | 3.5332e-09 | 1.9433e-07 | 1
432 | 0.14505 | 0.00038635 | 0.099751 | 0.10245 | 0.00059691 | 0.12034 | 0.22259 | 3.5703e-09 | 1.4281e-07 | 7.5333e-07 | 1.7666e-09 | 3.5332e-09 | 1.9433e-07 | 1
433 | 0.14505 | 0.00038635 | 0.081356 | 0.08951 | 0.00059691 | 0.11259 | 0.18391 | 3.5703e-09 | 1.4281e-07 | 7.5333e-07 | 1.7666e-09 | 3.5332e-09 | 1.9433e-07 | 1
434 | 0.14505 | 0.00038635 | 0.10984 | 0.086825 | 0.00059691 | 0.093195 | 0.16124 | 3.5703e-09 | 1.4281e-07 | 7.5333e-07 | 1.7666e-09 | 3.5332e-09 | 1.9433e-07 | 1
435 | 0.14505 | 0.00038635 | 0.11755 | 0.078281 | 0.00059691 | 0.070897 | 0.14256 | 3.5703e-09 | 1.4281e-07 | 7.5333e-07 | 1.7666e-09 | 3.5332e-09 | 1.9433e-07 | 1
436 | 0.14505 | 0.00038635 | 0.12883 | 0.078037 | 0.00059691 | 0.067019 | 0.12789 | 3.5703e-09 | 1.4281e-07 | 7.5333e-07 | 1.7666e-09 | 3.5332e-09 | 1.9433e-07 | 1
437 | 0.14505 | 0.00038635 | 0.14485 | 0.078525 | 0.00059691 | 0.056354 | 0.11322 | 3.5703e-09 | 1.4281e-07 | 7.5333e-07 | 1.7666e-09 | 3.5332e-09 | 1.9433e-07 | 1
438 | 0.14505 | 0.00038635 | 0.14366 | 0.080478 | 0.00059691 | 0.037934 | 0.09188 | 3.5703e-09 | 1.4281e-07 | 7.5333e-07 | 1.7666e-09 | 3.5332e-09 | 1.9433e-07 | 1
439 | 0.14505 | 0.00038635 | 0.12467 | 0.085116 | 0.00059691 | 0.028239 | 0.085211 | 3.5703e-09 | 1.4281e-07 | 7.5333e-07 | 1.7666e-09 | 3.5332e-09 | 1.9433e-07 | 1
440 | 0.14505 | 0.00038635 | 0.095004 | 0.08951 | 0.00059691 | 0.028239 | 0.079876 | 3.5703e-09 | 1.4281e-07 | 7.5333e-07 | 1.7666e-09 | 3.5332e-09 | 1.9433e-07 | 1
441 | 0.14505 | 0.00070565 | 0.093817 | 0.10416 | 0.0015338 | 0.028239 | 0.074541 | 6.521e-09 | 2.6084e-07 | 1.3759e-06 | 4.5393e-09 | 9.0787e-09 | 4.9933e-07 | 1
442 | 0.14505 | 0.0070916 | 0.11043 | 0.11026 | 0.011839 | 0.035025 | 0.078542 | 6.5535e-08 | 2.6214e-06 | 1.3828e-05 | 3.5039e-08 | 7.0079e-08 | 3.8543e-06 | 1
443 | 0.14505 | 0.017629 | 0.12883 | 0.11392 | 0.025892 | 0.035025 | 0.086545 | 1.6291e-07 | 6.5163e-06 | 3.4373e-05 | 7.663e-08 | 1.5326e-07 | 8.4293e-06 | 1
444 | 0.14505 | 0.025292 | 0.13773 | 0.11929 | 0.034324 | 0.034056 | 0.097215 | 2.3372e-07 | 9.349e-06 | 4.9316e-05 | 1.0158e-07 | 2.0317e-07 | 1.1174e-05 | 1
445 | 0.14505 | 0.028165 | 0.14188 | 0.12637 | 0.036198 | 0.034056 | 0.10122 | 2.6028e-07 | 1.0411e-05 | 5.4919e-05 | 1.0713e-07 | 2.1426e-07 | 1.1784e-05 | 1
446 | 0.14505 | 0.024653 | 0.1401 | 0.12686 | 0.030577 | 0.029208 | 0.097215 | 2.2782e-07 | 9.1129e-06 | 4.8071e-05 | 9.0494e-08 | 1.8099e-07 | 9.9543e-06 | 1
447 | 0.14505 | 0.017309 | 0.13239 | 0.12124 | 0.018397 | 0.021453 | 0.087879 | 1.5996e-07 | 6.3983e-06 | 3.3751e-05 | 5.4448e-08 | 1.089e-07 | 5.9893e-06 | 1
448 | 0.14505 | 0.0074109 | 0.11993 | 0.11099 | 0.0062181 | 0.015636 | 0.077208 | 6.8485e-08 | 2.7394e-06 | 1.445e-05 | 1.8403e-08 | 3.6806e-08 | 2.0243e-06 | 1
449 | 0.14505 | 0.00070565 | 0.11399 | 0.10538 | 0.00059691 | 0.013697 | 0.073207 | 6.521e-09 | 2.6084e-07 | 1.3759e-06 | 1.7666e-09 | 3.5332e-09 | 1.9433e-07 | 1
450 | 0.14505 | 0.00038635 | 0.11637 | 0.10025 | 0.00059691 | 0.013697 | 0.074541 | 3.5703e-09 | 1.4281e-07 | 7.5333e-07 | 1.7666e-09 | 3.5332e-09 | 1.9433e-07 | 1
451 | 0.14505 | 0.00038635 | 0.12349 | 0.097565 | 0.00059691 | 0.014666 | 0.079876 | 3.5703e-09 | 1.4281e-07 | 7.5333e-07 | 1.7666e-09 | 3.5332e-09 | 1.9433e-07 | 1
452 | 0.14505 | 0.00038635 | 0.13239 | 0.096589 | 0.00059691 | 0.017575 | 0.082544 | 3.5703e-09 | 1.4281e-07 | 7.5333e-07 | 1.7666e-09 | 3.5332e-09 | 1.9433e-07 | 1
453 | 0.14505 | 0.00038635 | 0.13535 | 0.098054 | 0.00059691 | 0.019514 | 0.08121 | 3.5703e-09 | 1.4281e-07 | 7.5333e-07 | 1.7666e-09 | 3.5332e-09 | 1.9433e-07 | 1
454 | 0.14505 | 0.00038635 | 0.13298 | 0.09903 | 0.00059691 | 0.019514 | 0.08121 | 3.5703e-09 | 1.4281e-07 | 7.5333e-07 | 1.7666e-09 | 3.5332e-09 | 1.9433e-07 | 1
455 | 0.14505 | 0.00038635 | 0.12823 | 0.095857 | 0.00059691 | 0.021453 | 0.08121 | 3.5703e-09 | 1.4281e-07 | 7.5333e-07 | 1.7666e-09 | 3.5332e-09 | 1.9433e-07 | 1
456 | 0.14505 | 0.00038635 | 0.12408 | 0.095368 | 0.00059691 | 0.022422 | 0.085211 | 3.5703e-09 | 1.4281e-07 | 7.5333e-07 | 1.7666e-09 | 3.5332e-09 | 1.9433e-07 | 1
457 | 0.14505 | 0.00038635 | 0.12289 | 0.11319 | 0.00059691 | 0.017575 | 0.08121 | 3.5703e-09 | 1.4281e-07 | 7.5333e-07 | 1.7666e-09 | 3.5332e-09 | 1.9433e-07 | 1
458 | 0.14505 | 0.00038635 | 0.13061 | 0.10953 | 0.00059691 | 0.012727 | 0.073207 | 3.5703e-09 | 1.4281e-07 | 7.5333e-07 | 1.7666e-09 | 3.5332e-09 | 1.9433e-07 | 1
459 | 0.14505 | 0.00038635 | 0.11162 | 0.097565 | 0.00059691 | 0.0098186 | 0.063871 | 3.5703e-09 | 1.4281e-07 | 7.5333e-07 | 1.7666e-09 | 3.5332e-09 | 1.9433e-07 | 1
460 | 0.14505 | 0.00038635 | 0.11577 | 0.08536 | 0.00059691 | 0.0069101 | 0.061203 | 3.5703e-09 | 1.4281e-07 | 7.5333e-07 | 1.7666e-09 | 3.5332e-09 | 1.9433e-07 | 1
461 | 0.14505 | 0.00038635 | 0.12052 | 0.073155 | 0.00059691 | 0.0049711 | 0.058536 | 3.5703e-09 | 1.4281e-07 | 7.5333e-07 | 1.7666e-09 | 3.5332e-09 | 1.9433e-07 | 1
462 | 0.14505 | 0.00038635 | 0.1039 | 0.063635 | 0.00059691 | 0.0030321 | 0.059869 | 3.5703e-09 | 1.4281e-07 | 7.5333e-07 | 1.7666e-09 | 3.5332e-09 | 1.9433e-07 | 1
463 | 0.14505 | 0.00038635 | 0.096784 | 0.060218 | 0.00059691 | 0.0030321 | 0.058536 | 3.5703e-09 | 1.4281e-07 | 7.5333e-07 | 1.7666e-09 | 3.5332e-09 | 1.9433e-07 | 1
464 | 0.14505 | 0.00038635 | 0.080763 | 0.055824 | 0.00059691 | 0.0030321 | 0.054534 | 3.5703e-09 | 1.4281e-07 | 7.5333e-07 | 1.7666e-09 | 3.5332e-09 | 1.9433e-07 | 1
465 | 0.14505 | 0.00070565 | 0.08729 | 0.048745 | 0.0015338 | 0.0040016 | 0.051867 | 6.521e-09 | 2.6084e-07 | 1.3759e-06 | 4.5393e-09 | 9.0787e-09 | 4.9933e-07 | 1
466 | 0.14505 | 0.0090074 | 0.08551 | 0.04313 | 0.01465 | 0.0049711 | 0.050533 | 8.3239e-08 | 3.3296e-06 | 1.7563e-05 | 4.3358e-08 | 8.6715e-08 | 4.7693e-06 | 1
467 | 0.14505 | 0.023057 | 0.08551 | 0.03776 | 0.033387 | 0.0059406 | 0.054534 | 2.1307e-07 | 8.5228e-06 | 4.4958e-05 | 9.8812e-08 | 1.9762e-07 | 1.0869e-05 | 1
468 | 0.14505 | 0.033594 | 0.083136 | 0.036295 | 0.045566 | 0.0078796 | 0.061203 | 3.1044e-07 | 1.2418e-05 | 6.5503e-05 | 1.3486e-07 | 2.6972e-07 | 1.4834e-05 | 1
469 | 0.14505 | 0.038064 | 0.076609 | 0.038004 | 0.04744 | 0.0098186 | 0.067872 | 3.5175e-07 | 1.407e-05 | 7.422e-05 | 1.404e-07 | 2.8081e-07 | 1.5444e-05 | 1
470 | 0.14505 | 0.032955 | 0.068302 | 0.038492 | 0.039008 | 0.012727 | 0.071873 | 3.0454e-07 | 1.2182e-05 | 6.4258e-05 | 1.1545e-07 | 2.309e-07 | 1.2699e-05 | 1
471 | 0.14505 | 0.022099 | 0.060588 | 0.038737 | 0.024019 | 0.014666 | 0.074541 | 2.0422e-07 | 8.1687e-06 | 4.309e-05 | 7.1085e-08 | 1.4217e-07 | 7.8193e-06 | 1
472 | 0.14505 | 0.0093267 | 0.055247 | 0.039957 | 0.0090287 | 0.017575 | 0.075875 | 8.619e-08 | 3.4476e-06 | 1.8186e-05 | 2.6721e-08 | 5.3442e-08 | 2.9393e-06 | 1
473 | 0.14505 | 0.00070565 | 0.053467 | 0.04606 | 0.00059691 | 0.021453 | 0.078542 | 6.521e-09 | 2.6084e-07 | 1.3759e-06 | 1.7666e-09 | 3.5332e-09 | 1.9433e-07 | 1
474 | 0.14505 | 0.00038635 | 0.056434 | 0.0568 | 0.00059691 | 0.025331 | 0.085211 | 3.5703e-09 | 1.4281e-07 | 7.5333e-07 | 1.7666e-09 | 3.5332e-09 | 1.9433e-07 | 1
475 | 0.14505 | 0.00038635 | 0.062368 | 0.07047 | 0.00059691 | 0.029208 | 0.093214 | 3.5703e-09 | 1.4281e-07 | 7.5333e-07 | 1.7666e-09 | 3.5332e-09 | 1.9433e-07 | 1
476 | 0.14505 | 0.00038635 | 0.073049 | 0.084872 | 0.00059691 | 0.034056 | 0.10122 | 3.5703e-09 | 1.4281e-07 | 7.5333e-07 | 1.7666e-09 | 3.5332e-09 | 1.9433e-07 | 1
477 | 0.14505 | 0.00038635 | 0.091443 | 0.10098 | 0.00059691 | 0.036964 | 0.10522 | 3.5703e-09 | 1.4281e-07 | 7.5333e-07 | 1.7666e-09 | 3.5332e-09 | 1.9433e-07 | 1
478 | 0.14505 | 0.00038635 | 0.11637 | 0.12271 | 0.00059691 | 0.039873 | 0.11322 | 3.5703e-09 | 1.4281e-07 | 7.5333e-07 | 1.7666e-09 | 3.5332e-09 | 1.9433e-07 | 1
479 | 0.14505 | 0.00038635 | 0.14663 | 0.1415 | 0.00059691 | 0.041812 | 0.11189 | 3.5703e-09 | 1.4281e-07 | 7.5333e-07 | 1.7666e-09 | 3.5332e-09 | 1.9433e-07 | 1
480 | 0.14505 | 0.00038635 | 0.18401 | 0.1708 | 0.00059691 | 0.042781 | 0.12923 | 3.5703e-09 | 1.4281e-07 | 7.5333e-07 | 1.7666e-09 | 3.5332e-09 | 1.9433e-07 | 1
481 | 0.14505 | 0.00038635 | 0.28666 | 0.3092 | 0.00059691 | 0.054415 | 0.15323 | 3.5703e-09 | 1.4281e-07 | 7.5333e-07 | 1.7666e-09 | 3.5332e-09 | 1.9433e-07 | 1
482 | 0.14505 | 0.00038635 | 0.29853 | 0.34264 | 0.00059691 | 0.063141 | 0.17324 | 3.5703e-09 | 1.4281e-07 | 7.5333e-07 | 1.7666e-09 | 3.5332e-09 | 1.9433e-07 | 1
483 | 0.14505 | 0.00038635 | 0.33117 | 0.35192 | 0.00059691 | 0.062171 | 0.19191 | 3.5703e-09 | 1.4281e-07 | 7.5333e-07 | 1.7666e-09 | 3.5332e-09 | 1.9433e-07 | 1
484 | 0.14505 | 0.00038635 | 0.32583 | 0.3734 | 0.00059691 | 0.085439 | 0.21859 | 3.5703e-09 | 1.4281e-07 | 7.5333e-07 | 1.7666e-09 | 3.5332e-09 | 1.9433e-07 | 1
485 | 0.14505 | 0.00038635 | 0.30031 | 0.36461 | 0.00059691 | 0.099982 | 0.2466 | 3.5703e-09 | 1.4281e-07 | 7.5333e-07 | 1.7666e-09 | 3.5332e-09 | 1.9433e-07 | 1
486 | 0.14505 | 0.00038635 | 0.27895 | 0.31823 | 0.00059691 | 0.1184 | 0.27461 | 3.5703e-09 | 1.4281e-07 | 7.5333e-07 | 1.7666e-09 | 3.5332e-09 | 1.9433e-07 | 1
487 | 0.14505 | 0.00038635 | 0.32523 | 0.31897 | 0.00059691 | 0.16203 | 0.31595 | 3.5703e-09 | 1.4281e-07 | 7.5333e-07 | 1.7666e-09 | 3.5332e-09 | 1.9433e-07 | 1
488 | 0.14505 | 0.00038635 | 0.25462 | 0.33605 | 0.00059691 | 0.17851 | 0.48668 | 3.5703e-09 | 1.4281e-07 | 7.5333e-07 | 1.7666e-09 | 3.5332e-09 | 1.9433e-07 | 1
489 | 0.14505 | 0.00070565 | 0.16265 | 0.35241 | 0.0015338 | 0.22408 | 0.53469 | 6.521e-09 | 2.6084e-07 | 1.3759e-06 | 4.5393e-09 | 9.0787e-09 | 4.9933e-07 | 1
490 | 0.14505 | 0.0083688 | 0.24335 | 0.35412 | 0.007155 | 0.25025 | 0.53336 | 7.7338e-08 | 3.0935e-06 | 1.6318e-05 | 2.1176e-08 | 4.2351e-08 | 2.3293e-06 | 1
491 | 0.14505 | 0.022418 | 0.23504 | 0.34606 | 0.020271 | 0.27352 | 0.52002 | 2.0717e-07 | 8.2867e-06 | 4.3712e-05 | 5.9994e-08 | 1.1999e-07 | 6.5993e-06 | 1
492 | 0.14505 | 0.034551 | 0.22021 | 0.33435 | 0.031513 | 0.28709 | 0.464 | 3.1929e-07 | 1.2772e-05 | 6.7371e-05 | 9.3267e-08 | 1.8653e-07 | 1.0259e-05 | 1
493 | 0.14505 | 0.039022 | 0.1935 | 0.33093 | 0.038071 | 0.29097 | 0.40932 | 3.606e-07 | 1.4424e-05 | 7.6087e-05 | 1.1268e-07 | 2.2535e-07 | 1.2394e-05 | 1
494 | 0.14505 | 0.035509 | 0.1668 | 0.31653 | 0.039008 | 0.28225 | 0.37331 | 3.2815e-07 | 1.3126e-05 | 6.9239e-05 | 1.1545e-07 | 2.309e-07 | 1.2699e-05 | 1
495 | 0.14505 | 0.025611 | 0.14069 | 0.27991 | 0.026829 | 0.27255 | 0.33996 | 2.3667e-07 | 9.467e-06 | 4.9938e-05 | 7.9403e-08 | 1.5881e-07 | 8.7343e-06 | 1
496 | 0.14505 | 0.0086881 | 0.1128 | 0.23036 | 0.0090287 | 0.26577 | 0.31062 | 8.0288e-08 | 3.2115e-06 | 1.6941e-05 | 2.6721e-08 | 5.3442e-08 | 2.9393e-06 | 1
497 | 0.14505 | 0.00070565 | 0.077202 | 0.18886 | 0.00059691 | 0.25704 | 0.29595 | 6.521e-09 | 2.6084e-07 | 1.3759e-06 | 1.7666e-09 | 3.5332e-09 | 1.9433e-07 | 1
498 | 0.14505 | 0.00038635 | 0.042786 | 0.14639 | 0.00059691 | 0.25122 | 0.28128 | 3.5703e-09 | 1.4281e-07 | 7.5333e-07 | 1.7666e-09 | 3.5332e-09 | 1.9433e-07 | 1
499 | 0.14505 | 0.00038635 | 0.017865 | 0.10074 | 0.00059691 | 0.24153 | 0.2546 | 3.5703e-09 | 1.4281e-07 | 7.5333e-07 | 1.7666e-09 | 3.5332e-09 | 1.9433e-07 | 1
500 | 0.14505 | 0.00038635 | 0.0083706 | 0.068273 | 0.00059691 | 0.22117 | 0.23593 | 3.5703e-09 | 1.4281e-07 | 7.5333e-07 | 1.7666e-09 | 3.5332e-09 | 1.9433e-07 | 1
501 | 0.14505 | 0.00038635 | 0.0059971 | 0.046548 | 0.00059691 | 0.1979 | 0.20925 | 3.5703e-09 | 1.4281e-07 | 7.5333e-07 | 1.7666e-09 | 3.5332e-09 | 1.9433e-07 | 1
502 | 0.14505 | 0.00038635 | 0.0054037 | 0.030681 | 0.00059691 | 0.17366 | 0.17857 | 3.5703e-09 | 1.4281e-07 | 7.5333e-07 | 1.7666e-09 | 3.5332e-09 | 1.9433e-07 | 1
503 | 0.14505 | 0.00038635 | 0.0071839 | 0.019941 | 0.00059691 | 0.15137 | 0.1439 | 3.5703e-09 | 1.4281e-07 | 7.5333e-07 | 1.7666e-09 | 3.5332e-09 | 1.9433e-07 | 1
504 | 0.14505 | 0.00038635 | 0.0095574 | 0.018964 | 0.00059691 | 0.13391 | 0.12389 | 3.5703e-09 | 1.4281e-07 | 7.5333e-07 | 1.7666e-09 | 3.5332e-09 | 1.9433e-07 | 1
505 | 0.14505 | 0.00038635 | 0.013118 | 0.014082 | 0.00059691 | 0.093195 | 0.093214 | 3.5703e-09 | 1.4281e-07 | 7.5333e-07 | 1.7666e-09 | 3.5332e-09 | 1.9433e-07 | 1
506 | 0.14505 | 0.00038635 | 0.024985 | 0.029949 | 0.00059691 | 0.0835 | 0.079876 | 3.5703e-09 | 1.4281e-07 | 7.5333e-07 | 1.7666e-09 | 3.5332e-09 | 1.9433e-07 | 1
507 | 0.14505 | 0.00038635 | 0.029732 | 0.057288 | 0.00059691 | 0.068958 | 0.073207 | 3.5703e-09 | 1.4281e-07 | 7.5333e-07 | 1.7666e-09 | 3.5332e-09 | 1.9433e-07 | 1
508 | 0.14505 | 0.00038635 | 0.04872 | 0.084384 | 0.00059691 | 0.061202 | 0.074541 | 3.5703e-09 | 1.4281e-07 | 7.5333e-07 | 1.7666e-09 | 3.5332e-09 | 1.9433e-07 | 1
509 | 0.14505 | 0.00038635 | 0.062961 | 0.10318 | 0.00059691 | 0.054415 | 0.07054 | 3.5703e-09 | 1.4281e-07 | 7.5333e-07 | 1.7666e-09 | 3.5332e-09 | 1.9433e-07 | 1
510 | 0.14505 | 0.00038635 | 0.10509 | 0.12076 | 0.00059691 | 0.049568 | 0.063871 | 3.5703e-09 | 1.4281e-07 | 7.5333e-07 | 1.7666e-09 | 3.5332e-09 | 1.9433e-07 | 1
511 | 0.14505 | 0.00038635 | 0.12764 | 0.15127 | 0.00059691 | 0.054415 | 0.069206 | 3.5703e-09 | 1.4281e-07 | 7.5333e-07 | 1.7666e-09 | 3.5332e-09 | 1.9433e-07 | 1
512 | 0.14505 | 0.00038635 | 0.1312 | 0.17275 | 0.00059691 | 0.06411 | 0.067872 | 3.5703e-09 | 1.4281e-07 | 7.5333e-07 | 1.7666e-09 | 3.5332e-09 | 1.9433e-07 | 1
513 | 0.14505 | 0.00070565 | 0.13832 | 0.19032 | 0.0015338 | 0.076714 | 0.07054 | 6.521e-09 | 2.6084e-07 | 1.3759e-06 | 4.5393e-09 | 9.0787e-09 | 4.9933e-07 | 1
514 | 0.14505 | 0.0058144 | 0.14188 | 0.19862 | 0.0090287 | 0.068958 | 0.082544 | 5.3732e-08 | 2.1493e-06 | 1.1337e-05 | 2.6721e-08 | 5.3442e-08 | 2.9393e-06 | 1
515 | 0.14505 | 0.015393 | 0.15256 | 0.21937 | 0.020271 | 0.071866 | 0.10655 | 1.4225e-07 | 5.6901e-06 | 3.0015e-05 | 5.9994e-08 | 1.1999e-07 | 6.5993e-06 | 1
516 | 0.14505 | 0.024015 | 0.16621 | 0.2411 | 0.028703 | 0.082531 | 0.14256 | 2.2192e-07 | 8.8769e-06 | 4.6825e-05 | 8.4949e-08 | 1.699e-07 | 9.3443e-06 | 1
517 | 0.14505 | 0.028485 | 0.17986 | 0.26429 | 0.034324 | 0.099982 | 0.19191 | 2.6323e-07 | 1.0529e-05 | 5.5542e-05 | 1.0158e-07 | 2.0317e-07 | 1.1174e-05 | 1
518 | 0.14505 | 0.027527 | 0.1941 | 0.28845 | 0.03245 | 0.12422 | 0.23993 | 2.5438e-07 | 1.0175e-05 | 5.3674e-05 | 9.6039e-08 | 1.9208e-07 | 1.0564e-05 | 1
519 | 0.14505 | 0.020502 | 0.21131 | 0.31091 | 0.024019 | 0.15233 | 0.27327 | 1.8946e-07 | 7.5786e-06 | 3.9977e-05 | 7.1085e-08 | 1.4217e-07 | 7.8193e-06 | 1
520 | 0.14505 | 0.0077302 | 0.23207 | 0.33508 | 0.0090287 | 0.18045 | 0.28794 | 7.1436e-08 | 2.8574e-06 | 1.5073e-05 | 2.6721e-08 | 5.3442e-08 | 2.9393e-06 | 1
521 | 0.14505 | 0.00070565 | 0.2564 | 0.36608 | 0.00059691 | 0.2105 | 0.30928 | 6.521e-09 | 2.6084e-07 | 1.3759e-06 | 1.7666e-09 | 3.5332e-09 | 1.9433e-07 | 1
522 | 0.14505 | 0.00038635 | 0.27954 | 0.39488 | 0.00059691 | 0.2425 | 0.35463 | 3.5703e-09 | 1.4281e-07 | 7.5333e-07 | 1.7666e-09 | 3.5332e-09 | 1.9433e-07 | 1
523 | 0.14505 | 0.00038635 | 0.29972 | 0.40489 | 0.00059691 | 0.26577 | 0.40798 | 3.5703e-09 | 1.4281e-07 | 7.5333e-07 | 1.7666e-09 | 3.5332e-09 | 1.9433e-07 | 1
524 | 0.14505 | 0.00038635 | 0.31871 | 0.40391 | 0.00059691 | 0.27643 | 0.46133 | 3.5703e-09 | 1.4281e-07 | 7.5333e-07 | 1.7666e-09 | 3.5332e-09 | 1.9433e-07 | 1
525 | 0.14505 | 0.00038635 | 0.33295 | 0.39732 | 0.00059691 | 0.27546 | 0.48801 | 3.5703e-09 | 1.4281e-07 | 7.5333e-07 | 1.7666e-09 | 3.5332e-09 | 1.9433e-07 | 1
526 | 0.14505 | 0.00038635 | 0.34007 | 0.39317 | 0.00059691 | 0.26964 | 0.50668 | 3.5703e-09 | 1.4281e-07 | 7.5333e-07 | 1.7666e-09 | 3.5332e-09 | 1.9433e-07 | 1
527 | 0.14505 | 0.00038635 | 0.34244 | 0.36364 | 0.00059691 | 0.26092 | 0.48267 | 3.5703e-09 | 1.4281e-07 | 7.5333e-07 | 1.7666e-09 | 3.5332e-09 | 1.9433e-07 | 1
528 | 0.14505 | 0.00038635 | 0.34125 | 0.35802 | 0.00059691 | 0.24831 | 0.48001 | 3.5703e-09 | 1.4281e-07 | 7.5333e-07 | 1.7666e-09 | 3.5332e-09 | 1.9433e-07 | 1
529 | 0.14505 | 0.00038635 | 0.33888 | 0.24671 | 0.00059691 | 0.2425 | 0.41065 | 3.5703e-09 | 1.4281e-07 | 7.5333e-07 | 1.7666e-09 | 3.5332e-09 | 1.9433e-07 | 1
530 | 0.14505 | 0.00038635 | 0.33947 | 0.22572 | 0.00059691 | 0.22796 | 0.39598 | 3.5703e-09 | 1.4281e-07 | 7.5333e-07 | 1.7666e-09 | 3.5332e-09 | 1.9433e-07 | 1
531 | 0.14505 | 0.00038635 | 0.34185 | 0.21132 | 0.00059691 | 0.21147 | 0.38664 | 3.5703e-09 | 1.4281e-07 | 7.5333e-07 | 1.7666e-09 | 3.5332e-09 | 1.9433e-07 | 1
532 | 0.14505 | 0.00038635 | 0.33888 | 0.19789 | 0.00059691 | 0.19499 | 0.37597 | 3.5703e-09 | 1.4281e-07 | 7.5333e-07 | 1.7666e-09 | 3.5332e-09 | 1.9433e-07 | 1
533 | 0.14505 | 0.00038635 | 0.34304 | 0.18984 | 0.00059691 | 0.17172 | 0.3533 | 3.5703e-09 | 1.4281e-07 | 7.5333e-07 | 1.7666e-09 | 3.5332e-09 | 1.9433e-07 | 1
534 | 0.14505 | 0.00038635 | 0.35372 | 0.18422 | 0.00059691 | 0.16203 | 0.34663 | 3.5703e-09 | 1.4281e-07 | 7.5333e-07 | 1.7666e-09 | 3.5332e-09 | 1.9433e-07 | 1
535 | 0.14505 | 0.00038635 | 0.35194 | 0.18715 | 0.00059691 | 0.1533 | 0.35997 | 3.5703e-09 | 1.4281e-07 | 7.5333e-07 | 1.7666e-09 | 3.5332e-09 | 1.9433e-07 | 1
536 | 0.14505 | 0.00038635 | 0.34185 | 0.18764 | 0.00059691 | 0.1533 | 0.3693 | 3.5703e-09 | 1.4281e-07 | 7.5333e-07 | 1.7666e-09 | 3.5332e-09 | 1.9433e-07 | 1
537 | 0.14505 | 0.0010249 | 0.31277 | 0.18056 | 0.0015338 | 0.14943 | 0.36397 | 9.4717e-09 | 3.7887e-07 | 1.9985e-06 | 4.5393e-09 | 9.0787e-09 | 4.9933e-07 | 1
538 | 0.14505 | 0.0093267 | 0.28132 | 0.17202 | 0.016524 | 0.13198 | 0.3453 | 8.619e-08 | 3.4476e-06 | 1.8186e-05 | 4.8903e-08 | 9.7806e-08 | 5.3793e-06 | 1
539 | 0.14505 | 0.024334 | 0.28132 | 0.16884 | 0.038071 | 0.11355 | 0.3453 | 2.2487e-07 | 8.9949e-06 | 4.7448e-05 | 1.1268e-07 | 2.2535e-07 | 1.2394e-05 | 1
540 | 0.14505 | 0.036787 | 0.25818 | 0.1664 | 0.052124 | 0.098043 | 0.32662 | 3.3995e-07 | 1.3598e-05 | 7.1729e-05 | 1.5427e-07 | 3.0853e-07 | 1.6969e-05 | 1
541 | 0.14505 | 0.041257 | 0.23207 | 0.16103 | 0.054935 | 0.090287 | 0.30795 | 3.8126e-07 | 1.525e-05 | 8.0446e-05 | 1.6258e-07 | 3.2517e-07 | 1.7884e-05 | 1
542 | 0.14505 | 0.037425 | 0.21071 | 0.1498 | 0.046503 | 0.08447 | 0.29461 | 3.4585e-07 | 1.3834e-05 | 7.2974e-05 | 1.3763e-07 | 2.7526e-07 | 1.5139e-05 | 1
543 | 0.14505 | 0.02593 | 0.19588 | 0.12979 | 0.02964 | 0.0835 | 0.28261 | 2.3963e-07 | 9.585e-06 | 5.0561e-05 | 8.7721e-08 | 1.7544e-07 | 9.6493e-06 | 1
544 | 0.14505 | 0.0099653 | 0.18994 | 0.10928 | 0.011839 | 0.089317 | 0.26394 | 9.2091e-08 | 3.6836e-06 | 1.9431e-05 | 3.5039e-08 | 7.0079e-08 | 3.8543e-06 | 1
545 | 0.14505 | 0.0010249 | 0.18935 | 0.10416 | 0.0015338 | 0.097073 | 0.26127 | 9.4717e-09 | 3.7887e-07 | 1.9985e-06 | 4.5393e-09 | 9.0787e-09 | 4.9933e-07 | 1
546 | 0.14505 | 0.00038635 | 0.19172 | 0.10879 | 0.00059691 | 0.11065 | 0.29195 | 3.5703e-09 | 1.4281e-07 | 7.5333e-07 | 1.7666e-09 | 3.5332e-09 | 1.9433e-07 | 1
547 | 0.14505 | 0.00038635 | 0.19232 | 0.11319 | 0.00059691 | 0.12907 | 0.32396 | 3.5703e-09 | 1.4281e-07 | 7.5333e-07 | 1.7666e-09 | 3.5332e-09 | 1.9433e-07 | 1
548 | 0.14505 | 0.00038635 | 0.18994 | 0.11978 | 0.00059691 | 0.13779 | 0.33196 | 3.5703e-09 | 1.4281e-07 | 7.5333e-07 | 1.7666e-09 | 3.5332e-09 | 1.9433e-07 | 1
549 | 0.14505 | 0.00038635 | 0.18342 | 0.12857 | 0.00059691 | 0.13294 | 0.32129 | 3.5703e-09 | 1.4281e-07 | 7.5333e-07 | 1.7666e-09 | 3.5332e-09 | 1.9433e-07 | 1
550 | 0.14505 | 0.00038635 | 0.17155 | 0.13662 | 0.00059691 | 0.12228 | 0.29195 | 3.5703e-09 | 1.4281e-07 | 7.5333e-07 | 1.7666e-09 | 3.5332e-09 | 1.9433e-07 | 1
551 | 0.14505 | 0.00038635 | 0.15612 | 0.1293 | 0.00059691 | 0.10968 | 0.24393 | 3.5703e-09 | 1.4281e-07 | 7.5333e-07 | 1.7666e-09 | 3.5332e-09 | 1.9433e-07 | 1
552 | 0.14505 | 0.00038635 | 0.13891 | 0.12271 | 0.00059691 | 0.099012 | 0.22926 | 3.5703e-09 | 1.4281e-07 | 7.5333e-07 | 1.7666e-09 | 3.5332e-09 | 1.9433e-07 | 1
553 | 0.14505 | 0.00038635 | 0.14366 | 0.096345 | 0.00059691 | 0.06411 | 0.20925 | 3.5703e-09 | 1.4281e-07 | 7.5333e-07 | 1.7666e-09 | 3.5332e-09 | 1.9433e-07 | 1
554 | 0.14505 | 0.00038635 | 0.13476 | 0.097321 | 0.00059691 | 0.052476 | 0.19858 | 3.5703e-09 | 1.4281e-07 | 7.5333e-07 | 1.7666e-09 | 3.5332e-09 | 1.9433e-07 | 1
555 | 0.14505 | 0.00038635 | 0.12883 | 0.096345 | 0.00059691 | 0.049568 | 0.17591 | 3.5703e-09 | 1.4281e-07 | 7.5333e-07 | 1.7666e-09 | 3.5332e-09 | 1.9433e-07 | 1
556 | 0.14505 | 0.00038635 | 0.12764 | 0.091463 | 0.00059691 | 0.043751 | 0.1519 | 3.5703e-09 | 1.4281e-07 | 7.5333e-07 | 1.7666e-09 | 3.5332e-09 | 1.9433e-07 | 1
557 | 0.14505 | 0.00038635 | 0.13654 | 0.085604 | 0.00059691 | 0.035995 | 0.13723 | 3.5703e-09 | 1.4281e-07 | 7.5333e-07 | 1.7666e-09 | 3.5332e-09 | 1.9433e-07 | 1
558 | 0.14505 | 0.00038635 | 0.15612 | 0.067297 | 0.00059691 | 0.033086 | 0.12522 | 3.5703e-09 | 1.4281e-07 | 7.5333e-07 | 1.7666e-09 | 3.5332e-09 | 1.9433e-07 | 1
559 | 0.14505 | 0.00038635 | 0.14544 | 0.054359 | 0.00059691 | 0.036964 | 0.12389 | 3.5703e-09 | 1.4281e-07 | 7.5333e-07 | 1.7666e-09 | 3.5332e-09 | 1.9433e-07 | 1
560 | 0.14505 | 0.00038635 | 0.14663 | 0.048501 | 0.00059691 | 0.040842 | 0.12389 | 3.5703e-09 | 1.4281e-07 | 7.5333e-07 | 1.7666e-09 | 3.5332e-09 | 1.9433e-07 | 1
561 | 0.14505 | 0.00070565 | 0.14129 | 0.061682 | 0.0015338 | 0.04472 | 0.12256 | 6.521e-09 | 2.6084e-07 | 1.3759e-06 | 4.5393e-09 | 9.0787e-09 | 4.9933e-07 | 1
562 | 0.14505 | 0.006453 | 0.13595 | 0.070714 | 0.013713 | 0.047629 | 0.13056 | 5.9633e-08 | 2.3853e-06 | 1.2583e-05 | 4.0585e-08 | 8.117e-08 | 4.4643e-06 | 1
563 | 0.14505 | 0.016032 | 0.14722 | 0.080478 | 0.028703 | 0.04569 | 0.1399 | 1.4815e-07 | 5.9262e-06 | 3.1261e-05 | 8.4949e-08 | 1.699e-07 | 9.3443e-06 | 1
564 | 0.14505 | 0.025292 | 0.14544 | 0.084628 | 0.037135 | 0.038903 | 0.13856 | 2.3372e-07 | 9.349e-06 | 4.9316e-05 | 1.099e-07 | 2.1981e-07 | 1.2089e-05 | 1
565 | 0.14505 | 0.027527 | 0.13832 | 0.086825 | 0.036198 | 0.030178 | 0.13323 | 2.5438e-07 | 1.0175e-05 | 5.3674e-05 | 1.0713e-07 | 2.1426e-07 | 1.1784e-05 | 1
566 | 0.14505 | 0.024653 | 0.1223 | 0.085604 | 0.030577 | 0.023392 | 0.12256 | 2.2782e-07 | 9.1129e-06 | 4.8071e-05 | 9.0494e-08 | 1.8099e-07 | 9.9543e-06 | 1
567 | 0.14505 | 0.017629 | 0.1039 | 0.078769 | 0.019334 | 0.019514 | 0.10522 | 1.6291e-07 | 6.5163e-06 | 3.4373e-05 | 5.7221e-08 | 1.1444e-07 | 6.2943e-06 | 1
568 | 0.14505 | 0.0080495 | 0.08729 | 0.066808 | 0.007155 | 0.019514 | 0.090546 | 7.4387e-08 | 2.9755e-06 | 1.5696e-05 | 2.1176e-08 | 4.2351e-08 | 2.3293e-06 | 1
569 | 0.14505 | 0.0010249 | 0.077202 | 0.0568 | 0.00059691 | 0.019514 | 0.083877 | 9.4717e-09 | 3.7887e-07 | 1.9985e-06 | 1.7666e-09 | 3.5332e-09 | 1.9433e-07 | 1
570 | 0.14505 | 0.00038635 | 0.073642 | 0.050942 | 0.00059691 | 0.019514 | 0.082544 | 3.5703e-09 | 1.4281e-07 | 7.5333e-07 | 1.7666e-09 | 3.5332e-09 | 1.9433e-07 | 1
571 | 0.14505 | 0.00038635 | 0.072455 | 0.045571 | 0.00059691 | 0.020483 | 0.085211 | 3.5703e-09 | 1.4281e-07 | 7.5333e-07 | 1.7666e-09 | 3.5332e-09 | 1.9433e-07 | 1
572 | 0.14505 | 0.00038635 | 0.073049 | 0.033854 | 0.00059691 | 0.021453 | 0.062537 | 3.5703e-09 | 1.4281e-07 | 7.5333e-07 | 1.7666e-09 | 3.5332e-09 | 1.9433e-07 | 1
573 | 0.14505 | 0.00038635 | 0.070675 | 0.026287 | 0.00059691 | 0.019514 | 0.046532 | 3.5703e-09 | 1.4281e-07 | 7.5333e-07 | 1.7666e-09 | 3.5332e-09 | 1.9433e-07 | 1
574 | 0.14505 | 0.00038635 | 0.062961 | 0.027264 | 0.00059691 | 0.017575 | 0.04253 | 3.5703e-09 | 1.4281e-07 | 7.5333e-07 | 1.7666e-09 | 3.5332e-09 | 1.9433e-07 | 1
575 | 0.14505 | 0.00038635 | 0.052874 | 0.026043 | 0.00059691 | 0.013697 | 0.034528 | 3.5703e-09 | 1.4281e-07 | 7.5333e-07 | 1.7666e-09 | 3.5332e-09 | 1.9433e-07 | 1
576 | 0.14505 | 0.00038635 | 0.043973 | 0.027508 | 0.00059691 | 0.0088491 | 0.03186 | 3.5703e-09 | 1.4281e-07 | 7.5333e-07 | 1.7666e-09 | 3.5332e-09 | 1.9433e-07 | 1
577 | 0.14505 | 0.00038635 | 0.027359 | 0.0084678 | 0.00059691 | 0.0010931 | 0.037195 | 3.5703e-09 | 1.4281e-07 | 7.5333e-07 | 1.7666e-09 | 3.5332e-09 | 1.9433e-07 | 1
578 | 0.14505 | 0.00038635 | 0.018458 | 0.0084678 | 0.00059691 | 0.0020626 | 0.033194 | 3.5703e-09 | 1.4281e-07 | 7.5333e-07 | 1.7666e-09 | 3.5332e-09 | 1.9433e-07 | 1
579 | 0.14505 | 0.00038635 | 0.014898 | 0.0084678 | 0.00059691 | 0.0020626 | 0.034528 | 3.5703e-09 | 1.4281e-07 | 7.5333e-07 | 1.7666e-09 | 3.5332e-09 | 1.9433e-07 | 1
580 | 0.14505 | 0.00038635 | 0.013711 | 0.011641 | 0.00059691 | 0.0069101 | 0.034528 | 3.5703e-09 | 1.4281e-07 | 7.5333e-07 | 1.7666e-09 | 3.5332e-09 | 1.9433e-07 | 1
581 | 0.14505 | 0.00038635 | 0.025579 | 0.011641 | 0.00059691 | 0.0040016 | 0.033194 | 3.5703e-09 | 1.4281e-07 | 7.5333e-07 | 1.7666e-09 | 3.5332e-09 | 1.9433e-07 | 1
582 | 0.14505 | 0.00038635 | 0.029732 | 0.014082 | 0.00059691 | 0.0020626 | 0.030526 | 3.5703e-09 | 1.4281e-07 | 7.5333e-07 | 1.7666e-09 | 3.5332e-09 | 1.9433e-07 | 1
583 | 0.14505 | 0.00038635 | 0.068895 | 0.020429 | 0.00059691 | 0.0010931 | 0.030526 | 3.5703e-09 | 1.4281e-07 | 7.5333e-07 | 1.7666e-09 | 3.5332e-09 | 1.9433e-07 | 1
584 | 0.14505 | 0.00038635 | 0.11696 | 0.027996 | 0.00059691 | 0.0010931 | 0.030526 | 3.5703e-09 | 1.4281e-07 | 7.5333e-07 | 1.7666e-09 | 3.5332e-09 | 1.9433e-07 | 1
585 | 0.14505 | 0.00070565 | 0.12111 | 0.046548 | 0.0015338 | 0.0020626 | 0.033194 | 6.521e-09 | 2.6084e-07 | 1.3759e-06 | 4.5393e-09 | 9.0787e-09 | 4.9933e-07 | 1
586 | 0.14505 | 0.0077302 | 0.10924 | 0.060706 | 0.010902 | 0.0059406 | 0.03186 | 7.1436e-08 | 2.8574e-06 | 1.5073e-05 | 3.2267e-08 | 6.4533e-08 | 3.5493e-06 | 1
587 | 0.14505 | 0.018267 | 0.068302 | 0.07999 | 0.024019 | 0.013697 | 0.034528 | 1.6881e-07 | 6.7524e-06 | 3.5619e-05 | 7.1085e-08 | 1.4217e-07 | 7.8193e-06 | 1
588 | 0.14505 | 0.024334 | 0.080763 | 0.10049 | 0.03245 | 0.021453 | 0.043864 | 2.2487e-07 | 8.9949e-06 | 4.7448e-05 | 9.6039e-08 | 1.9208e-07 | 1.0564e-05 | 1
589 | 0.14505 | 0.023695 | 0.10687 | 0.12393 | 0.033387 | 0.023392 | 0.058536 | 2.1897e-07 | 8.7588e-06 | 4.6203e-05 | 9.8812e-08 | 1.9762e-07 | 1.0869e-05 | 1
590 | 0.14505 | 0.018586 | 0.13061 | 0.15029 | 0.026829 | 0.020483 | 0.07054 | 1.7176e-07 | 6.8704e-06 | 3.6241e-05 | 7.9403e-08 | 1.5881e-07 | 8.7343e-06 | 1
591 | 0.14505 | 0.011881 | 0.14603 | 0.18178 | 0.016524 | 0.023392 | 0.079876 | 1.098e-07 | 4.3918e-06 | 2.3167e-05 | 4.8903e-08 | 9.7806e-08 | 5.3793e-06 | 1
592 | 0.14505 | 0.0054951 | 0.16265 | 0.22035 | 0.007155 | 0.028239 | 0.083877 | 5.0781e-08 | 2.0313e-06 | 1.0715e-05 | 2.1176e-08 | 4.2351e-08 | 2.3293e-06 | 1
593 | 0.14505 | 0.0010249 | 0.18401 | 0.27698 | 0.0015338 | 0.036964 | 0.098549 | 9.4717e-09 | 3.7887e-07 | 1.9985e-06 | 4.5393e-09 | 9.0787e-09 | 4.9933e-07 | 1
594 | 0.14505 | 0.00038635 | 0.21131 | 0.34216 | 0.00059691 | 0.053446 | 0.13856 | 3.5703e-09 | 1.4281e-07 | 7.5333e-07 | 1.7666e-09 | 3.5332e-09 | 1.9433e-07 | 1
595 | 0.14505 | 0.00038635 | 0.23919 | 0.38829 | 0.00059691 | 0.071866 | 0.18524 | 3.5703e-09 | 1.4281e-07 | 7.5333e-07 | 1.7666e-09 | 3.5332e-09 | 1.9433e-07 | 1
596 | 0.14505 | 0.00038635 | 0.26174 | 0.40343 | 0.00059691 | 0.094165 | 0.22926 | 3.5703e-09 | 1.4281e-07 | 7.5333e-07 | 1.7666e-09 | 3.5332e-09 | 1.9433e-07 | 1
597 | 0.14505 | 0.00038635 | 0.27361 | 0.39976 | 0.00059691 | 0.12325 | 0.28128 | 3.5703e-09 | 1.4281e-07 | 7.5333e-07 | 1.7666e-09 | 3.5332e-09 | 1.9433e-07 | 1
598 | 0.14505 | 0.00038635 | 0.27064 | 0.39147 | 0.00059691 | 0.15427 | 0.33729 | 3.5703e-09 | 1.4281e-07 | 7.5333e-07 | 1.7666e-09 | 3.5332e-09 | 1.9433e-07 | 1
599 | 0.14505 | 0.00038635 | 0.26056 | 0.33532 | 0.00059691 | 0.17851 | 0.35463 | 3.5703e-09 | 1.4281e-07 | 7.5333e-07 | 1.7666e-09 | 3.5332e-09 | 1.9433e-07 | 1
600 | 0.14505 | 0.00038635 | 0.25996 | 0.27161 | 0.00059691 | 0.18821 | 0.39198 | 3.5703e-09 | 1.4281e-07 | 7.5333e-07 | 1.7666e-09 | 3.5332e-09 | 1.9433e-07 | 1
601 | 0.14505 | 0.00038635 | 0.203 | 0.20497 | 0.00059691 | 0.14555 | 0.19058 | 3.5703e-09 | 1.4281e-07 | 7.5333e-07 | 1.7666e-09 | 3.5332e-09 | 1.9433e-07 | 1
602 | 0.14505 | 0.00038635 | 0.23029 | 0.18666 | 0.00059691 | 0.11259 | 0.14523 | 3.5703e-09 | 1.4281e-07 | 7.5333e-07 | 1.7666e-09 | 3.5332e-09 | 1.9433e-07 | 1
603 | 0.14505 | 0.00038635 | 0.22258 | 0.15981 | 0.00059691 | 0.080592 | 0.12789 | 3.5703e-09 | 1.4281e-07 | 7.5333e-07 | 1.7666e-09 | 3.5332e-09 | 1.9433e-07 | 1
604 | 0.14505 | 0.00038635 | 0.2564 | 0.14883 | 0.00059691 | 0.050537 | 0.10522 | 3.5703e-09 | 1.4281e-07 | 7.5333e-07 | 1.7666e-09 | 3.5332e-09 | 1.9433e-07 | 1
605 | 0.14505 | 0.00038635 | 0.29378 | 0.14224 | 0.00059691 | 0.034056 | 0.097215 | 3.5703e-09 | 1.4281e-07 | 7.5333e-07 | 1.7666e-09 | 3.5332e-09 | 1.9433e-07 | 1
606 | 0.14505 | 0.00038635 | 0.30981 | 0.13711 | 0.00059691 | 0.022422 | 0.093214 | 3.5703e-09 | 1.4281e-07 | 7.5333e-07 | 1.7666e-09 | 3.5332e-09 | 1.9433e-07 | 1
607 | 0.14505 | 0.00038635 | 0.29853 | 0.1459 | 0.00059691 | 0.019514 | 0.10388 | 3.5703e-09 | 1.4281e-07 | 7.5333e-07 | 1.7666e-09 | 3.5332e-09 | 1.9433e-07 | 1
608 | 0.14505 | 0.00038635 | 0.24691 | 0.14565 | 0.00059691 | 0.023392 | 0.11189 | 3.5703e-09 | 1.4281e-07 | 7.5333e-07 | 1.7666e-09 | 3.5332e-09 | 1.9433e-07 | 1
609 | 0.14505 | 0.00070565 | 0.24157 | 0.13442 | 0.00059691 | 0.021453 | 0.12923 | 6.521e-09 | 2.6084e-07 | 1.3759e-06 | 1.7666e-09 | 3.5332e-09 | 1.9433e-07 | 1
610 | 0.14505 | 0.0070916 | 0.24869 | 0.11612 | 0.0052812 | 0.023392 | 0.12656 | 6.5535e-08 | 2.6214e-06 | 1.3828e-05 | 1.563e-08 | 3.1261e-08 | 1.7193e-06 | 1
611 | 0.14505 | 0.01699 | 0.24572 | 0.10123 | 0.011839 | 0.024361 | 0.12923 | 1.5701e-07 | 6.2802e-06 | 3.3128e-05 | 3.5039e-08 | 7.0079e-08 | 3.8543e-06 | 1
612 | 0.14505 | 0.024015 | 0.22555 | 0.087557 | 0.016524 | 0.032117 | 0.12522 | 2.2192e-07 | 8.8769e-06 | 4.6825e-05 | 4.8903e-08 | 9.7806e-08 | 5.3793e-06 | 1
613 | 0.14505 | 0.025292 | 0.20656 | 0.080966 | 0.018397 | 0.049568 | 0.11856 | 2.3372e-07 | 9.349e-06 | 4.9316e-05 | 5.4448e-08 | 1.089e-07 | 5.9893e-06 | 1
614 | 0.14505 | 0.024653 | 0.19469 | 0.07999 | 0.013713 | 0.061202 | 0.11455 | 2.2782e-07 | 9.1129e-06 | 4.8071e-05 | 4.0585e-08 | 8.117e-08 | 4.4643e-06 | 1
615 | 0.14505 | 0.016351 | 0.18757 | 0.077793 | 0.010902 | 0.057324 | 0.11722 | 1.511e-07 | 6.0442e-06 | 3.1883e-05 | 3.2267e-08 | 6.4533e-08 | 3.5493e-06 | 1
616 | 0.14505 | 0.006453 | 0.18757 | 0.077305 | 0.0052812 | 0.047629 | 0.12256 | 5.9633e-08 | 2.3853e-06 | 1.2583e-05 | 1.563e-08 | 3.1261e-08 | 1.7193e-06 | 1
617 | 0.14505 | 0.0010249 | 0.20834 | 0.084384 | 0.0015338 | 0.042781 | 0.13456 | 9.4717e-09 | 3.7887e-07 | 1.9985e-06 | 4.5393e-09 | 9.0787e-09 | 4.9933e-07 | 1
618 | 0.14505 | 0.00038635 | 0.23979 | 0.10123 | 0.00059691 | 0.047629 | 0.14656 | 3.5703e-09 | 1.4281e-07 | 7.5333e-07 | 1.7666e-09 | 3.5332e-09 | 1.9433e-07 | 1
619 | 0.14505 | 0.00038635 | 0.2659 | 0.12515 | 0.00059691 | 0.057324 | 0.1599 | 3.5703e-09 | 1.4281e-07 | 7.5333e-07 | 1.7666e-09 | 3.5332e-09 | 1.9433e-07 | 1
620 | 0.14505 | 0.00038635 | 0.28785 | 0.15224 | 0.00059691 | 0.071866 | 0.18258 | 3.5703e-09 | 1.4281e-07 | 7.5333e-07 | 1.7666e-09 | 3.5332e-09 | 1.9433e-07 | 1
621 | 0.14505 | 0.00038635 | 0.30981 | 0.19618 | 0.00059691 | 0.10192 | 0.23193 | 3.5703e-09 | 1.4281e-07 | 7.5333e-07 | 1.7666e-09 | 3.5332e-09 | 1.9433e-07 | 1
622 | 0.14505 | 0.00038635 | 0.33769 | 0.25062 | 0.00059691 | 0.13391 | 0.30262 | 3.5703e-09 | 1.4281e-07 | 7.5333e-07 | 1.7666e-09 | 3.5332e-09 | 1.9433e-07 | 1
623 | 0.14505 | 0.00038635 | 0.35431 | 0.28528 | 0.00059691 | 0.1504 | 0.35597 | 3.5703e-09 | 1.4281e-07 | 7.5333e-07 | 1.7666e-09 | 3.5332e-09 | 1.9433e-07 | 1
624 | 0.14505 | 0.00038635 | 0.36143 | 0.31604 | 0.00059691 | 0.16106 | 0.39064 | 3.5703e-09 | 1.4281e-07 | 7.5333e-07 | 1.7666e-09 | 3.5332e-09 | 1.9433e-07 | 1
625 | 0.14505 | 0.00038635 | 0.33651 | 0.41343 | 0.00059691 | 0.15815 | 0.36397 | 3.5703e-09 | 1.4281e-07 | 7.5333e-07 | 1.7666e-09 | 3.5332e-09 | 1.9433e-07 | 1
626 | 0.14505 | 0.00038635 | 0.3466 | 0.42564 | 0.00059691 | 0.1853 | 0.33863 | 3.5703e-09 | 1.4281e-07 | 7.5333e-07 | 1.7666e-09 | 3.5332e-09 | 1.9433e-07 | 1
627 | 0.14505 | 0.00038635 | 0.35728 | 0.42149 | 0.00059691 | 0.18821 | 0.35597 | 3.5703e-09 | 1.4281e-07 | 7.5333e-07 | 1.7666e-09 | 3.5332e-09 | 1.9433e-07 | 1
628 | 0.14505 | 0.00038635 | 0.36914 | 0.4066 | 0.00059691 | 0.21438 | 0.37997 | 3.5703e-09 | 1.4281e-07 | 7.5333e-07 | 1.7666e-09 | 3.5332e-09 | 1.9433e-07 | 1
629 | 0.14505 | 0.00038635 | 0.36558 | 0.40294 | 0.00059691 | 0.23959 | 0.39865 | 3.5703e-09 | 1.4281e-07 | 7.5333e-07 | 1.7666e-09 | 3.5332e-09 | 1.9433e-07 | 1
630 | 0.14505 | 0.00038635 | 0.37033 | 0.40074 | 0.00059691 | 0.22989 | 0.40798 | 3.5703e-09 | 1.4281e-07 | 7.5333e-07 | 1.7666e-09 | 3.5332e-09 | 1.9433e-07 | 1
631 | 0.14505 | 0.00038635 | 0.36558 | 0.41465 | 0.00059691 | 0.22796 | 0.39731 | 3.5703e-09 | 1.4281e-07 | 7.5333e-07 | 1.7666e-09 | 3.5332e-09 | 1.9433e-07 | 1
632 | 0.14505 | 0.00038635 | 0.3555 | 0.4232 | 0.00059691 | 0.22989 | 0.41599 | 3.5703e-09 | 1.4281e-07 | 7.5333e-07 | 1.7666e-09 | 3.5332e-09 | 1.9433e-07 | 1
633 | 0.14505 | 0.00070565 | 0.35609 | 0.41051 | 0.00059691 | 0.23765 | 0.41865 | 6.521e-09 | 2.6084e-07 | 1.3759e-06 | 1.7666e-09 | 3.5332e-09 | 1.9433e-07 | 1
634 | 0.14505 | 0.0026214 | 0.35372 | 0.37462 | 0.0043444 | 0.24735 | 0.39598 | 2.4225e-08 | 9.69e-07 | 5.1115e-06 | 1.2858e-08 | 2.5715e-08 | 1.4143e-06 | 1
635 | 0.14505 | 0.0054951 | 0.33176 | 0.3485 | 0.007155 | 0.24347 | 0.37597 | 5.0781e-08 | 2.0313e-06 | 1.0715e-05 | 2.1176e-08 | 4.2351e-08 | 2.3293e-06 | 1
636 | 0.14505 | 0.0086881 | 0.31396 | 0.3236 | 0.0099656 | 0.23377 | 0.35863 | 8.0288e-08 | 3.2115e-06 | 1.6941e-05 | 2.9494e-08 | 5.8988e-08 | 3.2443e-06 | 1
637 | 0.14505 | 0.009646 | 0.30565 | 0.29797 | 0.011839 | 0.22117 | 0.3493 | 8.914e-08 | 3.5656e-06 | 1.8809e-05 | 3.5039e-08 | 7.0079e-08 | 3.8543e-06 | 1
638 | 0.14505 | 0.0086881 | 0.29497 | 0.27576 | 0.010902 | 0.20953 | 0.33863 | 8.0288e-08 | 3.2115e-06 | 1.6941e-05 | 3.2267e-08 | 6.4533e-08 | 3.5493e-06 | 1
639 | 0.14505 | 0.006453 | 0.28251 | 0.2533 | 0.007155 | 0.19984 | 0.31195 | 5.9633e-08 | 2.3853e-06 | 1.2583e-05 | 2.1176e-08 | 4.2351e-08 | 2.3293e-06 | 1
640 | 0.14505 | 0.00326 | 0.27242 | 0.22279 | 0.0043444 | 0.19402 | 0.27994 | 3.0127e-08 | 1.2051e-06 | 6.3567e-06 | 1.2858e-08 | 2.5715e-08 | 1.4143e-06 | 1
641 | 0.14505 | 0.00070565 | 0.2564 | 0.20326 | 0.00059691 | 0.19305 | 0.26794 | 6.521e-09 | 2.6084e-07 | 1.3759e-06 | 1.7666e-09 | 3.5332e-09 | 1.9433e-07 | 1
642 | 0.14505 | 0.00038635 | 0.24216 | 0.19399 | 0.00059691 | 0.18821 | 0.2626 | 3.5703e-09 | 1.4281e-07 | 7.5333e-07 | 1.7666e-09 | 3.5332e-09 | 1.9433e-07 | 1
643 | 0.14505 | 0.00038635 | 0.22911 | 0.17739 | 0.00059691 | 0.1853 | 0.2546 | 3.5703e-09 | 1.4281e-07 | 7.5333e-07 | 1.7666e-09 | 3.5332e-09 | 1.9433e-07 | 1
644 | 0.14505 | 0.00038635 | 0.21071 | 0.15371 | 0.00059691 | 0.1853 | 0.2426 | 3.5703e-09 | 1.4281e-07 | 7.5333e-07 | 1.7666e-09 | 3.5332e-09 | 1.9433e-07 | 1
645 | 0.14505 | 0.00038635 | 0.18876 | 0.13491 | 0.00059691 | 0.17269 | 0.21592 | 3.5703e-09 | 1.4281e-07 | 7.5333e-07 | 1.7666e-09 | 3.5332e-09 | 1.9433e-07 | 1
646 | 0.14505 | 0.00038635 | 0.16562 | 0.12051 | 0.00059691 | 0.16009 | 0.18658 | 3.5703e-09 | 1.4281e-07 | 7.5333e-07 | 1.7666e-09 | 3.5332e-09 | 1.9433e-07 | 1
647 | 0.14505 | 0.00038635 | 0.14485 | 0.10709 | 0.00059691 | 0.15137 | 0.1559 | 3.5703e-09 | 1.4281e-07 | 7.5333e-07 | 1.7666e-09 | 3.5332e-09 | 1.9433e-07 | 1
648 | 0.14505 | 0.00038635 | 0.12408 | 0.10147 | 0.00059691 | 0.14167 | 0.13723 | 3.5703e-09 | 1.4281e-07 | 7.5333e-07 | 1.7666e-09 | 3.5332e-09 | 1.9433e-07 | 1
649 | 0.14505 | 0.00038635 | 0.13357 | 0.11929 | 0.00059691 | 0.1058 | 0.13456 | 3.5703e-09 | 1.4281e-07 | 7.5333e-07 | 1.7666e-09 | 3.5332e-09 | 1.9433e-07 | 1
650 | 0.14505 | 0.00038635 | 0.11043 | 0.11563 | 0.00059691 | 0.10289 | 0.1479 | 3.5703e-09 | 1.4281e-07 | 7.5333e-07 | 1.7666e-09 | 3.5332e-09 | 1.9433e-07 | 1
651 | 0.14505 | 0.00038635 | 0.079576 | 0.10464 | 0.00059691 | 0.098043 | 0.17191 | 3.5703e-09 | 1.4281e-07 | 7.5333e-07 | 1.7666e-09 | 3.5332e-09 | 1.9433e-07 | 1
652 | 0.14505 | 0.00038635 | 0.067708 | 0.10416 | 0.00059691 | 0.10483 | 0.18658 | 3.5703e-09 | 1.4281e-07 | 7.5333e-07 | 1.7666e-09 | 3.5332e-09 | 1.9433e-07 | 1
653 | 0.14505 | 0.00038635 | 0.053467 | 0.10611 | 0.00059691 | 0.099012 | 0.18925 | 3.5703e-09 | 1.4281e-07 | 7.5333e-07 | 1.7666e-09 | 3.5332e-09 | 1.9433e-07 | 1
654 | 0.14505 | 0.00038635 | 0.056434 | 0.10806 | 0.00059691 | 0.092226 | 0.21059 | 3.5703e-09 | 1.4281e-07 | 7.5333e-07 | 1.7666e-09 | 3.5332e-09 | 1.9433e-07 | 1
655 | 0.14505 | 0.00038635 | 0.074235 | 0.11026 | 0.00059691 | 0.10386 | 0.19992 | 3.5703e-09 | 1.4281e-07 | 7.5333e-07 | 1.7666e-09 | 3.5332e-09 | 1.9433e-07 | 1
656 | 0.14505 | 0.00038635 | 0.10687 | 0.12027 | 0.00059691 | 0.091256 | 0.15057 | 3.5703e-09 | 1.4281e-07 | 7.5333e-07 | 1.7666e-09 | 3.5332e-09 | 1.9433e-07 | 1
657 | 0.29011 | 0.00070565 | 0.12883 | 0.14761 | 0.0015338 | 0.067988 | 0.10789 | 6.521e-09 | 2.6084e-07 | 1.3759e-06 | 4.5393e-09 | 9.0787e-09 | 4.9933e-07 | 1
658 | 0.29011 | 0.0042179 | 0.14485 | 0.17348 | 0.0080918 | 0.06508 | 0.089212 | 3.8979e-08 | 1.5591e-06 | 8.2245e-06 | 2.3948e-08 | 4.7897e-08 | 2.6343e-06 | 1
659 | 0.29011 | 0.0093267 | 0.15315 | 0.20644 | 0.015587 | 0.063141 | 0.082544 | 8.619e-08 | 3.4476e-06 | 1.8186e-05 | 4.613e-08 | 9.2261e-08 | 5.0743e-06 | 1
660 | 0.29011 | 0.013478 | 0.16502 | 0.23646 | 0.020271 | 0.058293 | 0.079876 | 1.2455e-07 | 4.9819e-06 | 2.628e-05 | 5.9994e-08 | 1.1999e-07 | 6.5993e-06 | 1
661 | 0.29011 | 0.013478 | 0.18045 | 0.26648 | 0.021208 | 0.04569 | 0.079876 | 1.2455e-07 | 4.9819e-06 | 2.628e-05 | 6.2767e-08 | 1.2553e-07 | 6.9043e-06 | 1
662 | 0.29011 | 0.012839 | 0.2024 | 0.29285 | 0.018397 | 0.031147 | 0.077208 | 1.1865e-07 | 4.7459e-06 | 2.5035e-05 | 5.4448e-08 | 1.089e-07 | 5.9893e-06 | 1
663 | 0.29011 | 0.0099653 | 0.22555 | 0.31433 | 0.011839 | 0.020483 | 0.069206 | 9.2091e-08 | 3.6836e-06 | 1.9431e-05 | 3.5039e-08 | 7.0079e-08 | 3.8543e-06 | 1
664 | 0.29011 | 0.0051758 | 0.25047 | 0.3236 | 0.0052812 | 0.015636 | 0.061203 | 4.7831e-08 | 1.9132e-06 | 1.0092e-05 | 1.563e-08 | 3.1261e-08 | 1.7193e-06 | 1
665 | 0.29011 | 0.0010249 | 0.2831 | 0.33972 | 0.0015338 | 0.014666 | 0.063871 | 9.4717e-09 | 3.7887e-07 | 1.9985e-06 | 4.5393e-09 | 9.0787e-09 | 4.9933e-07 | 1
666 | 0.29011 | 0.00038635 | 0.31811 | 0.34948 | 0.00059691 | 0.016605 | 0.086545 | 3.5703e-09 | 1.4281e-07 | 7.5333e-07 | 1.7666e-09 | 3.5332e-09 | 1.9433e-07 | 1
667 | 0.29011 | 0.00038635 | 0.34363 | 0.32849 | 0.00059691 | 0.019514 | 0.14256 | 3.5703e-09 | 1.4281e-07 | 7.5333e-07 | 1.7666e-09 | 3.5332e-09 | 1.9433e-07 | 1
668 | 0.29011 | 0.00038635 | 0.35668 | 0.28479 | 0.00059691 | 0.029208 | 0.21859 | 3.5703e-09 | 1.4281e-07 | 7.5333e-07 | 1.7666e-09 | 3.5332e-09 | 1.9433e-07 | 1
669 | 0.29011 | 0.00038635 | 0.35965 | 0.24037 | 0.00059691 | 0.055385 | 0.29461 | 3.5703e-09 | 1.4281e-07 | 7.5333e-07 | 1.7666e-09 | 3.5332e-09 | 1.9433e-07 | 1
670 | 0.29011 | 0.00038635 | 0.3555 | 0.21351 | 0.00059691 | 0.094165 | 0.35997 | 3.5703e-09 | 1.4281e-07 | 7.5333e-07 | 1.7666e-09 | 3.5332e-09 | 1.9433e-07 | 1
671 | 0.29011 | 0.00038635 | 0.346 | 0.19008 | 0.00059691 | 0.12907 | 0.38931 | 3.5703e-09 | 1.4281e-07 | 7.5333e-07 | 1.7666e-09 | 3.5332e-09 | 1.9433e-07 | 1
672 | 0.29011 | 0.00038635 | 0.33295 | 0.1725 | 0.00059691 | 0.1504 | 0.42799 | 3.5703e-09 | 1.4281e-07 | 7.5333e-07 | 1.7666e-09 | 3.5332e-09 | 1.9433e-07 | 1
673 | 0.29011 | 0.00038635 | 0.30981 | 0.10635 | 0.00059691 | 0.17075 | 0.32396 | 3.5703e-09 | 1.4281e-07 | 7.5333e-07 | 1.7666e-09 | 3.5332e-09 | 1.9433e-07 | 1
674 | 0.29011 | 0.00038635 | 0.27361 | 0.12881 | 0.00059691 | 0.163 | 0.29595 | 3.5703e-09 | 1.4281e-07 | 7.5333e-07 | 1.7666e-09 | 3.5332e-09 | 1.9433e-07 | 1
675 | 0.29011 | 0.00038635 | 0.21546 | 0.10318 | 0.00059691 | 0.16203 | 0.25727 | 3.5703e-09 | 1.4281e-07 | 7.5333e-07 | 1.7666e-09 | 3.5332e-09 | 1.9433e-07 | 1
676 | 0.29011 | 0.00038635 | 0.20418 | 0.076084 | 0.00059691 | 0.16591 | 0.21725 | 3.5703e-09 | 1.4281e-07 | 7.5333e-07 | 1.7666e-09 | 3.5332e-09 | 1.9433e-07 | 1
677 | 0.29011 | 0.00038635 | 0.16028 | 0.069005 | 0.00059691 | 0.16494 | 0.18658 | 3.5703e-09 | 1.4281e-07 | 7.5333e-07 | 1.7666e-09 | 3.5332e-09 | 1.9433e-07 | 1
678 | 0.29011 | 0.00038635 | 0.11933 | 0.065344 | 0.00059691 | 0.13682 | 0.15857 | 3.5703e-09 | 1.4281e-07 | 7.5333e-07 | 1.7666e-09 | 3.5332e-09 | 1.9433e-07 | 1
679 | 0.29011 | 0.00038635 | 0.10924 | 0.064856 | 0.00059691 | 0.10095 | 0.15323 | 3.5703e-09 | 1.4281e-07 | 7.5333e-07 | 1.7666e-09 | 3.5332e-09 | 1.9433e-07 | 1
680 | 0.29011 | 0.00038635 | 0.095597 | 0.06217 | 0.00059691 | 0.076714 | 0.15057 | 3.5703e-09 | 1.4281e-07 | 7.5333e-07 | 1.7666e-09 | 3.5332e-09 | 1.9433e-07 | 1
681 | 0.29011 | 0.0013442 | 0.13713 | 0.061438 | 0.0024706 | 0.092226 | 0.12789 | 1.2422e-08 | 4.9689e-07 | 2.6211e-06 | 7.3121e-09 | 1.4624e-08 | 8.0433e-07 | 1
682 | 0.29011 | 0.011562 | 0.11874 | 0.065832 | 0.023082 | 0.094165 | 0.12389 | 1.0684e-07 | 4.2738e-06 | 2.2544e-05 | 6.8312e-08 | 1.3662e-07 | 7.5143e-06 | 1
683 | 0.29011 | 0.02593 | 0.11993 | 0.072911 | 0.04744 | 0.096104 | 0.13723 | 2.3963e-07 | 9.585e-06 | 5.0561e-05 | 1.404e-07 | 2.8081e-07 | 1.5444e-05 | 1
684 | 0.29011 | 0.036148 | 0.12586 | 0.086337 | 0.058683 | 0.1058 | 0.16257 | 3.3405e-07 | 1.3362e-05 | 7.0484e-05 | 1.7368e-07 | 3.4735e-07 | 1.9104e-05 | 1
685 | 0.29011 | 0.038064 | 0.12586 | 0.098298 | 0.059619 | 0.11452 | 0.17857 | 3.5175e-07 | 1.407e-05 | 7.422e-05 | 1.7645e-07 | 3.529e-07 | 1.9409e-05 | 1
686 | 0.29011 | 0.035829 | 0.1223 | 0.10464 | 0.050251 | 0.11743 | 0.18258 | 3.311e-07 | 1.3244e-05 | 6.9861e-05 | 1.4872e-07 | 2.9744e-07 | 1.6359e-05 | 1
687 | 0.29011 | 0.029762 | 0.11577 | 0.11221 | 0.031513 | 0.11937 | 0.17191 | 2.7503e-07 | 1.1001e-05 | 5.8032e-05 | 9.3267e-08 | 1.8653e-07 | 1.0259e-05 | 1
688 | 0.29011 | 0.015074 | 0.11102 | 0.11905 | 0.01465 | 0.1184 | 0.16257 | 1.393e-07 | 5.5721e-06 | 2.9393e-05 | 4.3358e-08 | 8.6715e-08 | 4.7693e-06 | 1
689 | 0.29011 | 0.0019828 | 0.10924 | 0.12735 | 0.0024706 | 0.11355 | 0.17324 | 1.8324e-08 | 7.3295e-07 | 3.8663e-06 | 7.3121e-09 | 1.4624e-08 | 8.0433e-07 | 1
690 | 0.29011 | 0.00038635 | 0.11221 | 0.12808 | 0.00059691 | 0.11355 | 0.18124 | 3.5703e-09 | 1.4281e-07 | 7.5333e-07 | 1.7666e-09 | 3.5332e-09 | 1.9433e-07 | 1
691 | 0.29011 | 0.00038635 | 0.12883 | 0.12979 | 0.00059691 | 0.12422 | 0.19858 | 3.5703e-09 | 1.4281e-07 | 7.5333e-07 | 1.7666e-09 | 3.5332e-09 | 1.9433e-07 | 1
692 | 0.29011 | 0.00038635 | 0.15197 | 0.14077 | 0.00059691 | 0.13585 | 0.22126 | 3.5703e-09 | 1.4281e-07 | 7.5333e-07 | 1.7666e-09 | 3.5332e-09 | 1.9433e-07 | 1
693 | 0.29011 | 0.00038635 | 0.18223 | 0.15566 | 0.00059691 | 0.14652 | 0.24526 | 3.5703e-09 | 1.4281e-07 | 7.5333e-07 | 1.7666e-09 | 3.5332e-09 | 1.9433e-07 | 1
694 | 0.29011 | 0.00038635 | 0.20775 | 0.17031 | 0.00059691 | 0.14749 | 0.2546 | 3.5703e-09 | 1.4281e-07 | 7.5333e-07 | 1.7666e-09 | 3.5332e-09 | 1.9433e-07 | 1
695 | 0.29011 | 0.00038635 | 0.2208 | 0.17031 | 0.00059691 | 0.13004 | 0.22926 | 3.5703e-09 | 1.4281e-07 | 7.5333e-07 | 1.7666e-09 | 3.5332e-09 | 1.9433e-07 | 1
696 | 0.29011 | 0.00038635 | 0.22495 | 0.17128 | 0.00059691 | 0.1058 | 0.20258 | 3.5703e-09 | 1.4281e-07 | 7.5333e-07 | 1.7666e-09 | 3.5332e-09 | 1.9433e-07 | 1
697 | 0.14505 | 0.00038635 | 0.14722 | 0.13125 | 0.00059691 | 0.096104 | 0.15323 | 3.5703e-09 | 1.4281e-07 | 7.5333e-07 | 1.7666e-09 | 3.5332e-09 | 1.9433e-07 | 1
698 | 0.14505 | 0.00038635 | 0.16562 | 0.12515 | 0.00059691 | 0.069927 | 0.12923 | 3.5703e-09 | 1.4281e-07 | 7.5333e-07 | 1.7666e-09 | 3.5332e-09 | 1.9433e-07 | 1
699 | 0.14505 | 0.00038635 | 0.14841 | 0.12295 | 0.00059691 | 0.050537 | 0.11055 | 3.5703e-09 | 1.4281e-07 | 7.5333e-07 | 1.7666e-09 | 3.5332e-09 | 1.9433e-07 | 1
700 | 0.14505 | 0.00038635 | 0.14544 | 0.11758 | 0.00059691 | 0.052476 | 0.09188 | 3.5703e-09 | 1.4281e-07 | 7.5333e-07 | 1.7666e-09 | 3.5332e-09 | 1.9433e-07 | 1
701 | 0.14505 | 0.00038635 | 0.16384 | 0.11905 | 0.00059691 | 0.060232 | 0.094547 | 3.5703e-09 | 1.4281e-07 | 7.5333e-07 | 1.7666e-09 | 3.5332e-09 | 1.9433e-07 | 1
702 | 0.14505 | 0.00038635 | 0.18816 | 0.13052 | 0.00059691 | 0.079622 | 0.13723 | 3.5703e-09 | 1.4281e-07 | 7.5333e-07 | 1.7666e-09 | 3.5332e-09 | 1.9433e-07 | 1
703 | 0.14505 | 0.00038635 | 0.1852 | 0.14224 | 0.00059691 | 0.10483 | 0.18524 | 3.5703e-09 | 1.4281e-07 | 7.5333e-07 | 1.7666e-09 | 3.5332e-09 | 1.9433e-07 | 1
704 | 0.14505 | 0.00038635 | 0.18579 | 0.15151 | 0.00059691 | 0.12616 | 0.21192 | 3.5703e-09 | 1.4281e-07 | 7.5333e-07 | 1.7666e-09 | 3.5332e-09 | 1.9433e-07 | 1
705 | 0.14505 | 0.0013442 | 0.18816 | 0.16762 | 0.0024706 | 0.14652 | 0.23193 | 1.2422e-08 | 4.9689e-07 | 2.6211e-06 | 7.3121e-09 | 1.4624e-08 | 8.0433e-07 | 1
706 | 0.14505 | 0.0093267 | 0.19172 | 0.183 | 0.01746 | 0.15912 | 0.24926 | 8.619e-08 | 3.4476e-06 | 1.8186e-05 | 5.1676e-08 | 1.0335e-07 | 5.6843e-06 | 1
707 | 0.14505 | 0.020502 | 0.20003 | 0.19521 | 0.031513 | 0.16203 | 0.2666 | 1.8946e-07 | 7.5786e-06 | 3.9977e-05 | 9.3267e-08 | 1.8653e-07 | 1.0259e-05 | 1
708 | 0.14505 | 0.029443 | 0.20537 | 0.20741 | 0.039008 | 0.17366 | 0.28394 | 2.7208e-07 | 1.0883e-05 | 5.741e-05 | 1.1545e-07 | 2.309e-07 | 1.2699e-05 | 1
709 | 0.14505 | 0.033913 | 0.21783 | 0.22596 | 0.042756 | 0.19014 | 0.30528 | 3.1339e-07 | 1.2536e-05 | 6.6126e-05 | 1.2654e-07 | 2.5308e-07 | 1.3919e-05 | 1
710 | 0.14505 | 0.032955 | 0.23682 | 0.24622 | 0.039008 | 0.2105 | 0.33863 | 3.0454e-07 | 1.2182e-05 | 6.4258e-05 | 1.1545e-07 | 2.309e-07 | 1.2699e-05 | 1
711 | 0.14505 | 0.025292 | 0.26708 | 0.26722 | 0.026829 | 0.2425 | 0.39331 | 2.3372e-07 | 9.349e-06 | 4.9316e-05 | 7.9403e-08 | 1.5881e-07 | 8.7343e-06 | 1
712 | 0.14505 | 0.0122 | 0.30684 | 0.2804 | 0.012776 | 0.27546 | 0.452 | 1.1275e-07 | 4.5098e-06 | 2.3789e-05 | 3.7812e-08 | 7.5624e-08 | 4.1593e-06 | 1
713 | 0.14505 | 0.0016635 | 0.34956 | 0.31213 | 0.0024706 | 0.30067 | 0.51735 | 1.5373e-08 | 6.1492e-07 | 3.2437e-06 | 7.3121e-09 | 1.4624e-08 | 8.0433e-07 | 1
714 | 0.14505 | 0.00038635 | 0.3727 | 0.3612 | 0.00059691 | 0.31812 | 0.58804 | 3.5703e-09 | 1.4281e-07 | 7.5333e-07 | 1.7666e-09 | 3.5332e-09 | 1.9433e-07 | 1
715 | 0.14505 | 0.00038635 | 0.38516 | 0.40855 | 0.00059691 | 0.32684 | 0.64539 | 3.5703e-09 | 1.4281e-07 | 7.5333e-07 | 1.7666e-09 | 3.5332e-09 | 1.9433e-07 | 1
716 | 0.14505 | 0.00038635 | 0.39051 | 0.44126 | 0.00059691 | 0.33169 | 0.68407 | 3.5703e-09 | 1.4281e-07 | 7.5333e-07 | 1.7666e-09 | 3.5332e-09 | 1.9433e-07 | 1
717 | 0.14505 | 0.00038635 | 0.3911 | 0.45957 | 0.00059691 | 0.33266 | 0.71208 | 3.5703e-09 | 1.4281e-07 | 7.5333e-07 | 1.7666e-09 | 3.5332e-09 | 1.9433e-07 | 1
718 | 0.14505 | 0.00038635 | 0.3911 | 0.47715 | 0.00059691 | 0.32878 | 0.73876 | 3.5703e-09 | 1.4281e-07 | 7.5333e-07 | 1.7666e-09 | 3.5332e-09 | 1.9433e-07 | 1
719 | 0.14505 | 0.00038635 | 0.38932 | 0.47007 | 0.00059691 | 0.32781 | 0.72942 | 3.5703e-09 | 1.4281e-07 | 7.5333e-07 | 1.7666e-09 | 3.5332e-09 | 1.9433e-07 | 1
720 | 0.14505 | 0.00038635 | 0.38873 | 0.49448 | 0.00059691 | 0.32587 | 0.74676 | 3.5703e-09 | 1.4281e-07 | 7.5333e-07 | 1.7666e-09 | 3.5332e-09 | 1.9433e-07 | 1
721 | 0.14505 | 0.00038635 | 0.39407 | 0.39561 | 0.00059691 | 0.32781 | 0.57337 | 3.5703e-09 | 1.4281e-07 | 7.5333e-07 | 1.7666e-09 | 3.5332e-09 | 1.9433e-07 | 1
722 | 0.14505 | 0.00038635 | 0.3911 | 0.40343 | 0.00059691 | 0.31909 | 0.55336 | 3.5703e-09 | 1.4281e-07 | 7.5333e-07 | 1.7666e-09 | 3.5332e-09 | 1.9433e-07 | 1
723 | 0.14505 | 0.00038635 | 0.39169 | 0.41612 | 0.00059691 | 0.3123 | 0.51602 | 3.5703e-09 | 1.4281e-07 | 7.5333e-07 | 1.7666e-09 | 3.5332e-09 | 1.9433e-07 | 1
724 | 0.14505 | 0.00038635 | 0.38635 | 0.43296 | 0.00059691 | 0.30745 | 0.51468 | 3.5703e-09 | 1.4281e-07 | 7.5333e-07 | 1.7666e-09 | 3.5332e-09 | 1.9433e-07 | 1
725 | 0.14505 | 0.00038635 | 0.39347 | 0.44688 | 0.00059691 | 0.28128 | 0.52135 | 3.5703e-09 | 1.4281e-07 | 7.5333e-07 | 1.7666e-09 | 3.5332e-09 | 1.9433e-07 | 1
726 | 0.14505 | 0.00038635 | 0.39229 | 0.44395 | 0.00059691 | 0.25122 | 0.472 | 3.5703e-09 | 1.4281e-07 | 7.5333e-07 | 1.7666e-09 | 3.5332e-09 | 1.9433e-07 | 1
727 | 0.14505 | 0.00038635 | 0.38932 | 0.42369 | 0.00059691 | 0.23668 | 0.46934 | 3.5703e-09 | 1.4281e-07 | 7.5333e-07 | 1.7666e-09 | 3.5332e-09 | 1.9433e-07 | 1
728 | 0.14505 | 0.00038635 | 0.3911 | 0.39684 | 0.00059691 | 0.21826 | 0.444 | 3.5703e-09 | 1.4281e-07 | 7.5333e-07 | 1.7666e-09 | 3.5332e-09 | 1.9433e-07 | 1
729 | 0.14505 | 0.00070565 | 0.38042 | 0.37535 | 0.0015338 | 0.19208 | 0.42666 | 6.521e-09 | 2.6084e-07 | 1.3759e-06 | 4.5393e-09 | 9.0787e-09 | 4.9933e-07 | 1
730 | 0.14505 | 0.0038986 | 0.37448 | 0.34167 | 0.0052812 | 0.15427 | 0.38664 | 3.6028e-08 | 1.4411e-06 | 7.6019e-06 | 1.563e-08 | 3.1261e-08 | 1.7193e-06 | 1
731 | 0.14505 | 0.0083688 | 0.37745 | 0.33117 | 0.0099656 | 0.11937 | 0.36397 | 7.7338e-08 | 3.0935e-06 | 1.6318e-05 | 2.9494e-08 | 5.8988e-08 | 3.2443e-06 | 1
732 | 0.14505 | 0.0122 | 0.38042 | 0.32897 | 0.01465 | 0.099012 | 0.34263 | 1.1275e-07 | 4.5098e-06 | 2.3789e-05 | 4.3358e-08 | 8.6715e-08 | 4.7693e-06 | 1
733 | 0.14505 | 0.014116 | 0.38398 | 0.33386 | 0.01746 | 0.081561 | 0.32529 | 1.3045e-07 | 5.218e-06 | 2.7525e-05 | 5.1676e-08 | 1.0335e-07 | 5.6843e-06 | 1
734 | 0.14505 | 0.013478 | 0.38754 | 0.33849 | 0.019334 | 0.06508 | 0.30662 | 1.2455e-07 | 4.9819e-06 | 2.628e-05 | 5.7221e-08 | 1.1444e-07 | 6.2943e-06 | 1
735 | 0.14505 | 0.011881 | 0.38932 | 0.32434 | 0.01465 | 0.052476 | 0.26394 | 1.098e-07 | 4.3918e-06 | 2.3167e-05 | 4.3358e-08 | 8.6715e-08 | 4.7693e-06 | 1
736 | 0.14505 | 0.006453 | 0.38991 | 0.30383 | 0.0080918 | 0.041812 | 0.20125 | 5.9633e-08 | 2.3853e-06 | 1.2583e-05 | 2.3948e-08 | 4.7897e-08 | 2.6343e-06 | 1
737 | 0.14505 | 0.0010249 | 0.38457 | 0.29651 | 0.0015338 | 0.035025 | 0.15457 | 9.4717e-09 | 3.7887e-07 | 1.9985e-06 | 4.5393e-09 | 9.0787e-09 | 4.9933e-07 | 1
738 | 0.14505 | 0.00038635 | 0.37152 | 0.30261 | 0.00059691 | 0.034056 | 0.13589 | 3.5703e-09 | 1.4281e-07 | 7.5333e-07 | 1.7666e-09 | 3.5332e-09 | 1.9433e-07 | 1
739 | 0.14505 | 0.00038635 | 0.33947 | 0.29871 | 0.00059691 | 0.040842 | 0.12789 | 3.5703e-09 | 1.4281e-07 | 7.5333e-07 | 1.7666e-09 | 3.5332e-09 | 1.9433e-07 | 1
740 | 0.14505 | 0.00038635 | 0.30269 | 0.28357 | 0.00059691 | 0.050537 | 0.12789 | 3.5703e-09 | 1.4281e-07 | 7.5333e-07 | 1.7666e-09 | 3.5332e-09 | 1.9433e-07 | 1
741 | 0.14505 | 0.00038635 | 0.27658 | 0.26331 | 0.00059691 | 0.058293 | 0.1399 | 3.5703e-09 | 1.4281e-07 | 7.5333e-07 | 1.7666e-09 | 3.5332e-09 | 1.9433e-07 | 1
742 | 0.14505 | 0.00038635 | 0.25937 | 0.24964 | 0.00059691 | 0.068958 | 0.1599 | 3.5703e-09 | 1.4281e-07 | 7.5333e-07 | 1.7666e-09 | 3.5332e-09 | 1.9433e-07 | 1
743 | 0.14505 | 0.00038635 | 0.24453 | 0.22206 | 0.00059691 | 0.076714 | 0.17191 | 3.5703e-09 | 1.4281e-07 | 7.5333e-07 | 1.7666e-09 | 3.5332e-09 | 1.9433e-07 | 1
744 | 0.14505 | 0.00038635 | 0.23267 | 0.20082 | 0.00059691 | 0.085439 | 0.18925 | 3.5703e-09 | 1.4281e-07 | 7.5333e-07 | 1.7666e-09 | 3.5332e-09 | 1.9433e-07 | 1
745 | 0.14505 | 0.00038635 | 0.18223 | 0.12271 | 0.00059691 | 0.060232 | 0.11589 | 3.5703e-09 | 1.4281e-07 | 7.5333e-07 | 1.7666e-09 | 3.5332e-09 | 1.9433e-07 | 1
746 | 0.14505 | 0.00038635 | 0.16918 | 0.12564 | 0.00059691 | 0.06508 | 0.10922 | 3.5703e-09 | 1.4281e-07 | 7.5333e-07 | 1.7666e-09 | 3.5332e-09 | 1.9433e-07 | 1
747 | 0.14505 | 0.00038635 | 0.21071 | 0.12466 | 0.00059691 | 0.058293 | 0.11722 | 3.5703e-09 | 1.4281e-07 | 7.5333e-07 | 1.7666e-09 | 3.5332e-09 | 1.9433e-07 | 1
748 | 0.14505 | 0.00038635 | 0.24394 | 0.13198 | 0.00059691 | 0.081561 | 0.1599 | 3.5703e-09 | 1.4281e-07 | 7.5333e-07 | 1.7666e-09 | 3.5332e-09 | 1.9433e-07 | 1
749 | 0.14505 | 0.00038635 | 0.24157 | 0.14932 | 0.00059691 | 0.10095 | 0.19058 | 3.5703e-09 | 1.4281e-07 | 7.5333e-07 | 1.7666e-09 | 3.5332e-09 | 1.9433e-07 | 1
750 | 0.14505 | 0.00038635 | 0.27064 | 0.16689 | 0.00059691 | 0.13488 | 0.20658 | 3.5703e-09 | 1.4281e-07 | 7.5333e-07 | 1.7666e-09 | 3.5332e-09 | 1.9433e-07 | 1
751 | 0.14505 | 0.00038635 | 0.31752 | 0.18105 | 0.00059691 | 0.1533 | 0.23193 | 3.5703e-09 | 1.4281e-07 | 7.5333e-07 | 1.7666e-09 | 3.5332e-09 | 1.9433e-07 | 1
752 | 0.14505 | 0.00038635 | 0.33769 | 0.20814 | 0.00059691 | 0.15912 | 0.26394 | 3.5703e-09 | 1.4281e-07 | 7.5333e-07 | 1.7666e-09 | 3.5332e-09 | 1.9433e-07 | 1
753 | 0.14505 | 0.0013442 | 0.32227 | 0.2245 | 0.0034075 | 0.17657 | 0.28928 | 1.2422e-08 | 4.9689e-07 | 2.6211e-06 | 1.0085e-08 | 2.017e-08 | 1.1093e-06 | 1
754 | 0.14505 | 0.0083688 | 0.30031 | 0.21327 | 0.016524 | 0.20663 | 0.28794 | 7.7338e-08 | 3.0935e-06 | 1.6318e-05 | 4.8903e-08 | 9.7806e-08 | 5.3793e-06 | 1
755 | 0.14505 | 0.017948 | 0.292 | 0.23451 | 0.025892 | 0.22796 | 0.33729 | 1.6586e-07 | 6.6343e-06 | 3.4996e-05 | 7.663e-08 | 1.5326e-07 | 8.4293e-06 | 1
756 | 0.14505 | 0.024972 | 0.28548 | 0.27161 | 0.033387 | 0.23086 | 0.38798 | 2.3077e-07 | 9.2309e-06 | 4.8693e-05 | 9.8812e-08 | 1.9762e-07 | 1.0869e-05 | 1
757 | 0.14505 | 0.02593 | 0.27598 | 0.30896 | 0.036198 | 0.21826 | 0.42799 | 2.3963e-07 | 9.585e-06 | 5.0561e-05 | 1.0713e-07 | 2.1426e-07 | 1.1784e-05 | 1
758 | 0.14505 | 0.024972 | 0.26708 | 0.32483 | 0.033387 | 0.20081 | 0.45066 | 2.3077e-07 | 9.2309e-06 | 4.8693e-05 | 9.8812e-08 | 1.9762e-07 | 1.0869e-05 | 1
759 | 0.14505 | 0.017629 | 0.26412 | 0.31555 | 0.027766 | 0.19111 | 0.44933 | 1.6291e-07 | 6.5163e-06 | 3.4373e-05 | 8.2176e-08 | 1.6435e-07 | 9.0393e-06 | 1
760 | 0.14505 | 0.0099653 | 0.26412 | 0.29382 | 0.015587 | 0.18433 | 0.43066 | 9.2091e-08 | 3.6836e-06 | 1.9431e-05 | 4.613e-08 | 9.2261e-08 | 5.0743e-06 | 1
761 | 0.14505 | 0.0019828 | 0.26886 | 0.28845 | 0.0024706 | 0.17075 | 0.42532 | 1.8324e-08 | 7.3295e-07 | 3.8663e-06 | 7.3121e-09 | 1.4624e-08 | 8.0433e-07 | 1
762 | 0.14505 | 0.00038635 | 0.28014 | 0.2843 | 0.00059691 | 0.15718 | 0.39865 | 3.5703e-09 | 1.4281e-07 | 7.5333e-07 | 1.7666e-09 | 3.5332e-09 | 1.9433e-07 | 1
763 | 0.14505 | 0.00038635 | 0.28904 | 0.26771 | 0.00059691 | 0.13973 | 0.35597 | 3.5703e-09 | 1.4281e-07 | 7.5333e-07 | 1.7666e-09 | 3.5332e-09 | 1.9433e-07 | 1
764 | 0.14505 | 0.00038635 | 0.29378 | 0.25233 | 0.00059691 | 0.12034 | 0.31595 | 3.5703e-09 | 1.4281e-07 | 7.5333e-07 | 1.7666e-09 | 3.5332e-09 | 1.9433e-07 | 1
765 | 0.14505 | 0.00038635 | 0.29556 | 0.24207 | 0.00059691 | 0.10386 | 0.27861 | 3.5703e-09 | 1.4281e-07 | 7.5333e-07 | 1.7666e-09 | 3.5332e-09 | 1.9433e-07 | 1
766 | 0.14505 | 0.00038635 | 0.29141 | 0.23768 | 0.00059691 | 0.093195 | 0.2546 | 3.5703e-09 | 1.4281e-07 | 7.5333e-07 | 1.7666e-09 | 3.5332e-09 | 1.9433e-07 | 1
767 | 0.14505 | 0.00038635 | 0.27954 | 0.21669 | 0.00059691 | 0.090287 | 0.23326 | 3.5703e-09 | 1.4281e-07 | 7.5333e-07 | 1.7666e-09 | 3.5332e-09 | 1.9433e-07 | 1
768 | 0.14505 | 0.00038635 | 0.26174 | 0.20448 | 0.00059691 | 0.095134 | 0.22392 | 3.5703e-09 | 1.4281e-07 | 7.5333e-07 | 1.7666e-09 | 3.5332e-09 | 1.9433e-07 | 1
769 | 0.14505 | 0.00038635 | 0.14781 | 0.10245 | 0.00059691 | 0.033086 | 0.079876 | 3.5703e-09 | 1.4281e-07 | 7.5333e-07 | 1.7666e-09 | 3.5332e-09 | 1.9433e-07 | 1
770 | 0.14505 | 0.00038635 | 0.15849 | 0.10342 | 0.00059691 | 0.028239 | 0.087879 | 3.5703e-09 | 1.4281e-07 | 7.5333e-07 | 1.7666e-09 | 3.5332e-09 | 1.9433e-07 | 1
771 | 0.14505 | 0.00038635 | 0.1757 | 0.11294 | 0.00059691 | 0.029208 | 0.094547 | 3.5703e-09 | 1.4281e-07 | 7.5333e-07 | 1.7666e-09 | 3.5332e-09 | 1.9433e-07 | 1
772 | 0.14505 | 0.00038635 | 0.19528 | 0.10611 | 0.00059691 | 0.034056 | 0.10388 | 3.5703e-09 | 1.4281e-07 | 7.5333e-07 | 1.7666e-09 | 3.5332e-09 | 1.9433e-07 | 1
773 | 0.14505 | 0.00038635 | 0.17748 | 0.090242 | 0.00059691 | 0.039873 | 0.11722 | 3.5703e-09 | 1.4281e-07 | 7.5333e-07 | 1.7666e-09 | 3.5332e-09 | 1.9433e-07 | 1
774 | 0.14505 | 0.00038635 | 0.14781 | 0.087557 | 0.00059691 | 0.056354 | 0.12789 | 3.5703e-09 | 1.4281e-07 | 7.5333e-07 | 1.7666e-09 | 3.5332e-09 | 1.9433e-07 | 1
775 | 0.14505 | 0.00038635 | 0.11993 | 0.086825 | 0.00059691 | 0.078653 | 0.12923 | 3.5703e-09 | 1.4281e-07 | 7.5333e-07 | 1.7666e-09 | 3.5332e-09 | 1.9433e-07 | 1
776 | 0.14505 | 0.00038635 | 0.099751 | 0.088534 | 0.00059691 | 0.071866 | 0.11589 | 3.5703e-09 | 1.4281e-07 | 7.5333e-07 | 1.7666e-09 | 3.5332e-09 | 1.9433e-07 | 1
777 | 0.14505 | 0.0010249 | 0.093223 | 0.091219 | 0.0024706 | 0.056354 | 0.13056 | 9.4717e-09 | 3.7887e-07 | 1.9985e-06 | 7.3121e-09 | 1.4624e-08 | 8.0433e-07 | 1
778 | 0.14505 | 0.0058144 | 0.10272 | 0.089754 | 0.0090287 | 0.06411 | 0.1599 | 5.3732e-08 | 2.1493e-06 | 1.1337e-05 | 2.6721e-08 | 5.3442e-08 | 2.9393e-06 | 1
779 | 0.14505 | 0.013797 | 0.11459 | 0.089754 | 0.010902 | 0.073805 | 0.18258 | 1.275e-07 | 5.1e-06 | 2.6902e-05 | 3.2267e-08 | 6.4533e-08 | 3.5493e-06 | 1
780 | 0.14505 | 0.024334 | 0.12467 | 0.090486 | 0.0099656 | 0.075744 | 0.19325 | 2.2487e-07 | 8.9949e-06 | 4.7448e-05 | 2.9494e-08 | 5.8988e-08 | 3.2443e-06 | 1
781 | 0.14505 | 0.029443 | 0.13417 | 0.094636 | 0.0099656 | 0.072836 | 0.21192 | 2.7208e-07 | 1.0883e-05 | 5.741e-05 | 2.9494e-08 | 5.8988e-08 | 3.2443e-06 | 1
782 | 0.14505 | 0.026569 | 0.13951 | 0.09903 | 0.0090287 | 0.073805 | 0.23993 | 2.4553e-07 | 9.8211e-06 | 5.1806e-05 | 2.6721e-08 | 5.3442e-08 | 2.9393e-06 | 1
783 | 0.14505 | 0.016671 | 0.14129 | 0.1022 | 0.0099656 | 0.079622 | 0.25193 | 1.5406e-07 | 6.1622e-06 | 3.2506e-05 | 2.9494e-08 | 5.8988e-08 | 3.2443e-06 | 1
784 | 0.14505 | 0.0070916 | 0.14188 | 0.10074 | 0.0080918 | 0.082531 | 0.25193 | 6.5535e-08 | 2.6214e-06 | 1.3828e-05 | 2.3948e-08 | 4.7897e-08 | 2.6343e-06 | 1
785 | 0.14505 | 0.0016635 | 0.14366 | 0.10269 | 0.0024706 | 0.085439 | 0.2506 | 1.5373e-08 | 6.1492e-07 | 3.2437e-06 | 7.3121e-09 | 1.4624e-08 | 8.0433e-07 | 1
786 | 0.14505 | 0.00038635 | 0.14307 | 0.10782 | 0.00059691 | 0.085439 | 0.23859 | 3.5703e-09 | 1.4281e-07 | 7.5333e-07 | 1.7666e-09 | 3.5332e-09 | 1.9433e-07 | 1
787 | 0.14505 | 0.00038635 | 0.13951 | 0.11026 | 0.00059691 | 0.081561 | 0.21592 | 3.5703e-09 | 1.4281e-07 | 7.5333e-07 | 1.7666e-09 | 3.5332e-09 | 1.9433e-07 | 1
788 | 0.14505 | 0.00038635 | 0.13417 | 0.11197 | 0.00059691 | 0.076714 | 0.20258 | 3.5703e-09 | 1.4281e-07 | 7.5333e-07 | 1.7666e-09 | 3.5332e-09 | 1.9433e-07 | 1
789 | 0.14505 | 0.00038635 | 0.13179 | 0.11514 | 0.00059691 | 0.067988 | 0.20792 | 3.5703e-09 | 1.4281e-07 | 7.5333e-07 | 1.7666e-09 | 3.5332e-09 | 1.9433e-07 | 1
790 | 0.14505 | 0.00038635 | 0.1312 | 0.12076 | 0.00059691 | 0.061202 | 0.21725 | 3.5703e-09 | 1.4281e-07 | 7.5333e-07 | 1.7666e-09 | 3.5332e-09 | 1.9433e-07 | 1
791 | 0.14505 | 0.00038635 | 0.1312 | 0.11905 | 0.00059691 | 0.060232 | 0.20792 | 3.5703e-09 | 1.4281e-07 | 7.5333e-07 | 1.7666e-09 | 3.5332e-09 | 1.9433e-07 | 1
792 | 0.14505 | 0.00038635 | 0.13476 | 0.12393 | 0.00059691 | 0.063141 | 0.21459 | 3.5703e-09 | 1.4281e-07 | 7.5333e-07 | 1.7666e-09 | 3.5332e-09 | 1.9433e-07 | 1
793 | 0.14505 | 0.00038635 | 0.18223 | 0.12637 | 0.00059691 | 0.049568 | 0.16124 | 3.5703e-09 | 1.4281e-07 | 7.5333e-07 | 1.7666e-09 | 3.5332e-09 | 1.9433e-07 | 1
794 | 0.14505 | 0.00038635 | 0.18876 | 0.13003 | 0.00059691 | 0.054415 | 0.17457 | 3.5703e-09 | 1.4281e-07 | 7.5333e-07 | 1.7666e-09 | 3.5332e-09 | 1.9433e-07 | 1
795 | 0.14505 | 0.00038635 | 0.19825 | 0.12979 | 0.00059691 | 0.058293 | 0.19458 | 3.5703e-09 | 1.4281e-07 | 7.5333e-07 | 1.7666e-09 | 3.5332e-09 | 1.9433e-07 | 1
796 | 0.14505 | 0.00038635 | 0.15137 | 0.11612 | 0.00059691 | 0.078653 | 0.21192 | 3.5703e-09 | 1.4281e-07 | 7.5333e-07 | 1.7666e-09 | 3.5332e-09 | 1.9433e-07 | 1
797 | 0.14505 | 0.00038635 | 0.17748 | 0.11099 | 0.00059691 | 0.10968 | 0.21592 | 3.5703e-09 | 1.4281e-07 | 7.5333e-07 | 1.7666e-09 | 3.5332e-09 | 1.9433e-07 | 1
798 | 0.14505 | 0.00038635 | 0.23801 | 0.11661 | 0.00059691 | 0.11646 | 0.22126 | 3.5703e-09 | 1.4281e-07 | 7.5333e-07 | 1.7666e-09 | 3.5332e-09 | 1.9433e-07 | 1
799 | 0.14505 | 0.00038635 | 0.25284 | 0.11465 | 0.00059691 | 0.12519 | 0.24126 | 3.5703e-09 | 1.4281e-07 | 7.5333e-07 | 1.7666e-09 | 3.5332e-09 | 1.9433e-07 | 1
800 | 0.14505 | 0.00038635 | 0.21546 | 0.09073 | 0.00059691 | 0.11743 | 0.26527 | 3.5703e-09 | 1.4281e-07 | 7.5333e-07 | 1.7666e-09 | 3.5332e-09 | 1.9433e-07 | 1
801 | 0.14505 | 0.0023021 | 0.18282 | 0.067541 | 0.0034075 | 0.11646 | 0.29728 | 2.1274e-08 | 8.5098e-07 | 4.4889e-06 | 1.0085e-08 | 2.017e-08 | 1.1093e-06 | 1
802 | 0.14505 | 0.013158 | 0.18342 | 0.055824 | 0.021208 | 0.11162 | 0.32396 | 1.216e-07 | 4.8639e-06 | 2.5657e-05 | 6.2767e-08 | 1.2553e-07 | 6.9043e-06 | 1
803 | 0.14505 | 0.027527 | 0.20122 | 0.057044 | 0.039008 | 0.10677 | 0.33863 | 2.5438e-07 | 1.0175e-05 | 5.3674e-05 | 1.1545e-07 | 2.309e-07 | 1.2699e-05 | 1
804 | 0.14505 | 0.042215 | 0.21665 | 0.0651 | 0.049314 | 0.11259 | 0.33463 | 3.9011e-07 | 1.5604e-05 | 8.2313e-05 | 1.4595e-07 | 2.919e-07 | 1.6054e-05 | 1
805 | 0.14505 | 0.049878 | 0.22258 | 0.074131 | 0.051188 | 0.11743 | 0.33863 | 4.6093e-07 | 1.8437e-05 | 9.7256e-05 | 1.5149e-07 | 3.0299e-07 | 1.6664e-05 | 1
806 | 0.14505 | 0.04892 | 0.20715 | 0.072667 | 0.04463 | 0.12422 | 0.32929 | 4.5208e-07 | 1.8083e-05 | 9.5388e-05 | 1.3208e-07 | 2.6417e-07 | 1.4529e-05 | 1
807 | 0.14505 | 0.038064 | 0.17511 | 0.057532 | 0.03245 | 0.13198 | 0.30128 | 3.5175e-07 | 1.407e-05 | 7.422e-05 | 9.6039e-08 | 1.9208e-07 | 1.0564e-05 | 1
808 | 0.14505 | 0.019225 | 0.13417 | 0.039957 | 0.019334 | 0.13198 | 0.2666 | 1.7766e-07 | 7.1064e-06 | 3.7486e-05 | 5.7221e-08 | 1.1444e-07 | 6.2943e-06 | 1
809 | 0.14505 | 0.0035793 | 0.10034 | 0.038981 | 0.0043444 | 0.12131 | 0.22659 | 3.3077e-08 | 1.3231e-06 | 6.9793e-06 | 1.2858e-08 | 2.5715e-08 | 1.4143e-06 | 1
810 | 0.14505 | 0.00038635 | 0.077796 | 0.050209 | 0.00059691 | 0.10192 | 0.18658 | 3.5703e-09 | 1.4281e-07 | 7.5333e-07 | 1.7666e-09 | 3.5332e-09 | 1.9433e-07 | 1
811 | 0.14505 | 0.00038635 | 0.066522 | 0.064856 | 0.00059691 | 0.082531 | 0.15723 | 3.5703e-09 | 1.4281e-07 | 7.5333e-07 | 1.7666e-09 | 3.5332e-09 | 1.9433e-07 | 1
812 | 0.14505 | 0.00038635 | 0.062368 | 0.074864 | 0.00059691 | 0.067019 | 0.13056 | 3.5703e-09 | 1.4281e-07 | 7.5333e-07 | 1.7666e-09 | 3.5332e-09 | 1.9433e-07 | 1
813 | 0.14505 | 0.00038635 | 0.064741 | 0.082431 | 0.00059691 | 0.056354 | 0.10522 | 3.5703e-09 | 1.4281e-07 | 7.5333e-07 | 1.7666e-09 | 3.5332e-09 | 1.9433e-07 | 1
814 | 0.14505 | 0.00038635 | 0.073642 | 0.089266 | 0.00059691 | 0.051507 | 0.094547 | 3.5703e-09 | 1.4281e-07 | 7.5333e-07 | 1.7666e-09 | 3.5332e-09 | 1.9433e-07 | 1
815 | 0.14505 | 0.00038635 | 0.086696 | 0.094636 | 0.00059691 | 0.046659 | 0.087879 | 3.5703e-09 | 1.4281e-07 | 7.5333e-07 | 1.7666e-09 | 3.5332e-09 | 1.9433e-07 | 1
816 | 0.14505 | 0.00038635 | 0.10034 | 0.10123 | 0.00059691 | 0.046659 | 0.09188 | 3.5703e-09 | 1.4281e-07 | 7.5333e-07 | 1.7666e-09 | 3.5332e-09 | 1.9433e-07 | 1
817 | 0.14505 | 0.00038635 | 0.16324 | 0.16665 | 0.00059691 | 0.035995 | 0.10388 | 3.5703e-09 | 1.4281e-07 | 7.5333e-07 | 1.7666e-09 | 3.5332e-09 | 1.9433e-07 | 1
818 | 0.14505 | 0.00038635 | 0.16977 | 0.21083 | 0.00059691 | 0.040842 | 0.10388 | 3.5703e-09 | 1.4281e-07 | 7.5333e-07 | 1.7666e-09 | 3.5332e-09 | 1.9433e-07 | 1
819 | 0.14505 | 0.00038635 | 0.20062 | 0.24549 | 0.00059691 | 0.047629 | 0.10655 | 3.5703e-09 | 1.4281e-07 | 7.5333e-07 | 1.7666e-09 | 3.5332e-09 | 1.9433e-07 | 1
820 | 0.14505 | 0.00038635 | 0.20834 | 0.28675 | 0.00059691 | 0.056354 | 0.13189 | 3.5703e-09 | 1.4281e-07 | 7.5333e-07 | 1.7666e-09 | 3.5332e-09 | 1.9433e-07 | 1
821 | 0.14505 | 0.00038635 | 0.21724 | 0.29309 | 0.00059691 | 0.06411 | 0.15723 | 3.5703e-09 | 1.4281e-07 | 7.5333e-07 | 1.7666e-09 | 3.5332e-09 | 1.9433e-07 | 1
822 | 0.14505 | 0.00038635 | 0.23504 | 0.32141 | 0.00059691 | 0.082531 | 0.21459 | 3.5703e-09 | 1.4281e-07 | 7.5333e-07 | 1.7666e-09 | 3.5332e-09 | 1.9433e-07 | 1
823 | 0.14505 | 0.00038635 | 0.25225 | 0.35094 | 0.00059691 | 0.1058 | 0.25193 | 3.5703e-09 | 1.4281e-07 | 7.5333e-07 | 1.7666e-09 | 3.5332e-09 | 1.9433e-07 | 1
824 | 0.14505 | 0.00038635 | 0.31277 | 0.41221 | 0.00059691 | 0.15524 | 0.34796 | 3.5703e-09 | 1.4281e-07 | 7.5333e-07 | 1.7666e-09 | 3.5332e-09 | 1.9433e-07 | 1
825 | 0.14505 | 0.0010249 | 0.35016 | 0.47104 | 0.0052812 | 0.20275 | 0.41999 | 9.4717e-09 | 3.7887e-07 | 1.9985e-06 | 1.563e-08 | 3.1261e-08 | 1.7193e-06 | 1
826 | 0.14505 | 0.0045372 | 0.37982 | 0.49741 | 0.021208 | 0.24928 | 0.47734 | 4.1929e-08 | 1.6772e-06 | 8.8471e-06 | 6.2767e-08 | 1.2553e-07 | 6.9043e-06 | 1
827 | 0.14505 | 0.009646 | 0.39703 | 0.53402 | 0.038071 | 0.29 | 0.52536 | 8.914e-08 | 3.5656e-06 | 1.8809e-05 | 1.1268e-07 | 2.2535e-07 | 1.2394e-05 | 1
828 | 0.14505 | 0.016032 | 0.39941 | 0.57698 | 0.045566 | 0.31036 | 0.56003 | 1.4815e-07 | 5.9262e-06 | 3.1261e-05 | 1.3486e-07 | 2.6972e-07 | 1.4834e-05 | 1
829 | 0.14505 | 0.017629 | 0.39941 | 0.62825 | 0.045566 | 0.32103 | 0.59738 | 1.6291e-07 | 6.5163e-06 | 3.4373e-05 | 1.3486e-07 | 2.6972e-07 | 1.4834e-05 | 1
830 | 0.14505 | 0.014436 | 0.39941 | 0.67292 | 0.033387 | 0.32587 | 0.63739 | 1.334e-07 | 5.336e-06 | 2.8148e-05 | 9.8812e-08 | 1.9762e-07 | 1.0869e-05 | 1
831 | 0.14505 | 0.009646 | 0.39941 | 0.70099 | 0.021208 | 0.33169 | 0.68007 | 8.914e-08 | 3.5656e-06 | 1.8809e-05 | 6.2767e-08 | 1.2553e-07 | 6.9043e-06 | 1
832 | 0.14505 | 0.0061337 | 0.39941 | 0.70294 | 0.012776 | 0.33654 | 0.70408 | 5.6683e-08 | 2.2673e-06 | 1.196e-05 | 3.7812e-08 | 7.5624e-08 | 4.1593e-06 | 1
833 | 0.14505 | 0.0016635 | 0.39941 | 0.7193 | 0.0024706 | 0.34042 | 0.74409 | 1.5373e-08 | 6.1492e-07 | 3.2437e-06 | 7.3121e-09 | 1.4624e-08 | 8.0433e-07 | 1
834 | 0.14505 | 0.00038635 | 0.39941 | 0.7459 | 0.00059691 | 0.34333 | 0.79878 | 3.5703e-09 | 1.4281e-07 | 7.5333e-07 | 1.7666e-09 | 3.5332e-09 | 1.9433e-07 | 1
835 | 0.14505 | 0.00038635 | 0.39941 | 0.75103 | 0.00059691 | 0.34526 | 0.83079 | 3.5703e-09 | 1.4281e-07 | 7.5333e-07 | 1.7666e-09 | 3.5332e-09 | 1.9433e-07 | 1
836 | 0.14505 | 0.00038635 | 0.39941 | 0.74249 | 0.00059691 | 0.3472 | 0.86013 | 3.5703e-09 | 1.4281e-07 | 7.5333e-07 | 1.7666e-09 | 3.5332e-09 | 1.9433e-07 | 1
837 | 0.14505 | 0.00038635 | 0.39763 | 0.73931 | 0.00059691 | 0.34817 | 0.89481 | 3.5703e-09 | 1.4281e-07 | 7.5333e-07 | 1.7666e-09 | 3.5332e-09 | 1.9433e-07 | 1
838 | 0.14505 | 0.00038635 | 0.39703 | 0.72906 | 0.00059691 | 0.34914 | 0.92415 | 3.5703e-09 | 1.4281e-07 | 7.5333e-07 | 1.7666e-09 | 3.5332e-09 | 1.9433e-07 | 1
839 | 0.14505 | 0.00038635 | 0.39644 | 0.69635 | 0.00059691 | 0.34914 | 0.91081 | 3.5703e-09 | 1.4281e-07 | 7.5333e-07 | 1.7666e-09 | 3.5332e-09 | 1.9433e-07 | 1
840 | 0.14505 | 0.00038635 | 0.39644 | 0.6944 | 0.00059691 | 0.34914 | 0.92282 | 3.5703e-09 | 1.4281e-07 | 7.5333e-07 | 1.7666e-09 | 3.5332e-09 | 1.9433e-07 | 1
841 | 0.14505 | 0.00038635 | 0.38813 | 0.68903 | 0.00059691 | 0.34429 | 0.84813 | 3.5703e-09 | 1.4281e-07 | 7.5333e-07 | 1.7666e-09 | 3.5332e-09 | 1.9433e-07 | 1
842 | 0.14505 | 0.00038635 | 0.38873 | 0.66535 | 0.00059691 | 0.34236 | 0.82412 | 3.5703e-09 | 1.4281e-07 | 7.5333e-07 | 1.7666e-09 | 3.5332e-09 | 1.9433e-07 | 1
843 | 0.14505 | 0.00038635 | 0.38932 | 0.66095 | 0.00059691 | 0.34042 | 0.80145 | 3.5703e-09 | 1.4281e-07 | 7.5333e-07 | 1.7666e-09 | 3.5332e-09 | 1.9433e-07 | 1
844 | 0.14505 | 0.00038635 | 0.38932 | 0.66803 | 0.00059691 | 0.33751 | 0.78011 | 3.5703e-09 | 1.4281e-07 | 7.5333e-07 | 1.7666e-09 | 3.5332e-09 | 1.9433e-07 | 1
845 | 0.14505 | 0.00038635 | 0.38873 | 0.65192 | 0.00059691 | 0.3346 | 0.78544 | 3.5703e-09 | 1.4281e-07 | 7.5333e-07 | 1.7666e-09 | 3.5332e-09 | 1.9433e-07 | 1
846 | 0.14505 | 0.00038635 | 0.38991 | 0.63703 | 0.00059691 | 0.3346 | 0.78277 | 3.5703e-09 | 1.4281e-07 | 7.5333e-07 | 1.7666e-09 | 3.5332e-09 | 1.9433e-07 | 1
847 | 0.14505 | 0.00038635 | 0.38991 | 0.64021 | 0.00059691 | 0.33363 | 0.78677 | 3.5703e-09 | 1.4281e-07 | 7.5333e-07 | 1.7666e-09 | 3.5332e-09 | 1.9433e-07 | 1
848 | 0.14505 | 0.00038635 | 0.38873 | 0.57918 | 0.00059691 | 0.33751 | 0.78544 | 3.5703e-09 | 1.4281e-07 | 7.5333e-07 | 1.7666e-09 | 3.5332e-09 | 1.9433e-07 | 1
849 | 0.14505 | 0.0019828 | 0.39051 | 0.56673 | 0.0043444 | 0.33848 | 0.77744 | 1.8324e-08 | 7.3295e-07 | 3.8663e-06 | 1.2858e-08 | 2.5715e-08 | 1.4143e-06 | 1
850 | 0.29011 | 0.011243 | 0.38873 | 0.5743 | 0.021208 | 0.33848 | 0.74676 | 1.0389e-07 | 4.1558e-06 | 2.1922e-05 | 6.2767e-08 | 1.2553e-07 | 6.9043e-06 | 1
851 | 0.14505 | 0.025611 | 0.38813 | 0.54964 | 0.038071 | 0.33945 | 0.73076 | 2.3667e-07 | 9.467e-06 | 4.9938e-05 | 1.1268e-07 | 2.2535e-07 | 1.2394e-05 | 1
852 | 0.29011 | 0.039022 | 0.39644 | 0.5411 | 0.042756 | 0.33848 | 0.72009 | 3.606e-07 | 1.4424e-05 | 7.6087e-05 | 1.2654e-07 | 2.5308e-07 | 1.3919e-05 | 1
853 | 0.29011 | 0.046365 | 0.39347 | 0.55257 | 0.046503 | 0.33751 | 0.72809 | 4.2847e-07 | 1.7139e-05 | 9.0407e-05 | 1.3763e-07 | 2.7526e-07 | 1.5139e-05 | 1
854 | 0.14505 | 0.04445 | 0.39051 | 0.54745 | 0.04744 | 0.33557 | 0.74143 | 4.1077e-07 | 1.6431e-05 | 8.6672e-05 | 1.404e-07 | 2.8081e-07 | 1.5444e-05 | 1
855 | 0.14505 | 0.03072 | 0.38338 | 0.50009 | 0.045566 | 0.33266 | 0.72275 | 2.8389e-07 | 1.1355e-05 | 5.99e-05 | 1.3486e-07 | 2.6972e-07 | 1.4834e-05 | 1
856 | 0.14505 | 0.017309 | 0.37152 | 0.42442 | 0.026829 | 0.32878 | 0.6774 | 1.5996e-07 | 6.3983e-06 | 3.3751e-05 | 7.9403e-08 | 1.5881e-07 | 8.7343e-06 | 1
857 | 0.14505 | 0.0035793 | 0.35253 | 0.35851 | 0.0052812 | 0.32684 | 0.62272 | 3.3077e-08 | 1.3231e-06 | 6.9793e-06 | 1.563e-08 | 3.1261e-08 | 1.7193e-06 | 1
858 | 0.14505 | 0.00038635 | 0.31989 | 0.29895 | 0.00059691 | 0.32394 | 0.58537 | 3.5703e-09 | 1.4281e-07 | 7.5333e-07 | 1.7666e-09 | 3.5332e-09 | 1.9433e-07 | 1
859 | 0.14505 | 0.00038635 | 0.27954 | 0.24354 | 0.00059691 | 0.31812 | 0.55603 | 3.5703e-09 | 1.4281e-07 | 7.5333e-07 | 1.7666e-09 | 3.5332e-09 | 1.9433e-07 | 1
860 | 0.14505 | 0.00038635 | 0.22733 | 0.18788 | 0.00059691 | 0.30648 | 0.51068 | 3.5703e-09 | 1.4281e-07 | 7.5333e-07 | 1.7666e-09 | 3.5332e-09 | 1.9433e-07 | 1
861 | 0.14505 | 0.00038635 | 0.16384 | 0.14687 | 0.00059691 | 0.28322 | 0.48267 | 3.5703e-09 | 1.4281e-07 | 7.5333e-07 | 1.7666e-09 | 3.5332e-09 | 1.9433e-07 | 1
862 | 0.14505 | 0.00038635 | 0.10687 | 0.11416 | 0.00059691 | 0.25801 | 0.44533 | 3.5703e-09 | 1.4281e-07 | 7.5333e-07 | 1.7666e-09 | 3.5332e-09 | 1.9433e-07 | 1
863 | 0.14505 | 0.00038635 | 0.071862 | 0.094392 | 0.00059691 | 0.23571 | 0.41065 | 3.5703e-09 | 1.4281e-07 | 7.5333e-07 | 1.7666e-09 | 3.5332e-09 | 1.9433e-07 | 1
864 | 0.14505 | 0.00038635 | 0.061775 | 0.088289 | 0.00059691 | 0.20857 | 0.38531 | 3.5703e-09 | 1.4281e-07 | 7.5333e-07 | 1.7666e-09 | 3.5332e-09 | 1.9433e-07 | 1
865 | 0.14505 | 0.00038635 | 0.065335 | 0.1149 | 0.00059691 | 0.18045 | 0.40398 | 3.5703e-09 | 1.4281e-07 | 7.5333e-07 | 1.7666e-09 | 3.5332e-09 | 1.9433e-07 | 1
866 | 0.14505 | 0.00038635 | 0.099751 | 0.10904 | 0.00059691 | 0.14943 | 0.33996 | 3.5703e-09 | 1.4281e-07 | 7.5333e-07 | 1.7666e-09 | 3.5332e-09 | 1.9433e-07 | 1
867 | 0.14505 | 0.00038635 | 0.11102 | 0.11538 | 0.00059691 | 0.11162 | 0.28128 | 3.5703e-09 | 1.4281e-07 | 7.5333e-07 | 1.7666e-09 | 3.5332e-09 | 1.9433e-07 | 1
868 | 0.14505 | 0.00038635 | 0.13061 | 0.13198 | 0.00059691 | 0.080592 | 0.22126 | 3.5703e-09 | 1.4281e-07 | 7.5333e-07 | 1.7666e-09 | 3.5332e-09 | 1.9433e-07 | 1
869 | 0.14505 | 0.00038635 | 0.14603 | 0.16225 | 0.00059691 | 0.079622 | 0.18791 | 3.5703e-09 | 1.4281e-07 | 7.5333e-07 | 1.7666e-09 | 3.5332e-09 | 1.9433e-07 | 1
870 | 0.14505 | 0.00038635 | 0.18282 | 0.1974 | 0.00059691 | 0.088348 | 0.19191 | 3.5703e-09 | 1.4281e-07 | 7.5333e-07 | 1.7666e-09 | 3.5332e-09 | 1.9433e-07 | 1
871 | 0.14505 | 0.00038635 | 0.20062 | 0.23231 | 0.00059691 | 0.11452 | 0.19992 | 3.5703e-09 | 1.4281e-07 | 7.5333e-07 | 1.7666e-09 | 3.5332e-09 | 1.9433e-07 | 1
872 | 0.14505 | 0.00038635 | 0.25878 | 0.27503 | 0.00059691 | 0.18045 | 0.26127 | 3.5703e-09 | 1.4281e-07 | 7.5333e-07 | 1.7666e-09 | 3.5332e-09 | 1.9433e-07 | 1
873 | 0.14505 | 0.00070565 | 0.30387 | 0.32483 | 0.0024706 | 0.21341 | 0.33196 | 6.521e-09 | 2.6084e-07 | 1.3759e-06 | 7.3121e-09 | 1.4624e-08 | 8.0433e-07 | 1
874 | 0.14505 | 0.0042179 | 0.34066 | 0.35827 | 0.0090287 | 0.23959 | 0.39598 | 3.8979e-08 | 1.5591e-06 | 8.2245e-06 | 2.6721e-08 | 5.3442e-08 | 2.9393e-06 | 1
875 | 0.14505 | 0.0093267 | 0.3644 | 0.37975 | 0.012776 | 0.25607 | 0.46 | 8.619e-08 | 3.4476e-06 | 1.8186e-05 | 3.7812e-08 | 7.5624e-08 | 4.1593e-06 | 1
876 | 0.14505 | 0.014116 | 0.36736 | 0.37462 | 0.01465 | 0.27061 | 0.50668 | 1.3045e-07 | 5.218e-06 | 2.7525e-05 | 4.3358e-08 | 8.6715e-08 | 4.7693e-06 | 1
877 | 0.14505 | 0.014436 | 0.35965 | 0.35461 | 0.016524 | 0.28128 | 0.53336 | 1.334e-07 | 5.336e-06 | 2.8148e-05 | 4.8903e-08 | 9.7806e-08 | 5.3793e-06 | 1
878 | 0.14505 | 0.013797 | 0.3466 | 0.32531 | 0.01465 | 0.28128 | 0.53736 | 1.275e-07 | 5.1e-06 | 2.6902e-05 | 4.3358e-08 | 8.6715e-08 | 4.7693e-06 | 1
879 | 0.14505 | 0.0122 | 0.33354 | 0.28406 | 0.010902 | 0.27546 | 0.50135 | 1.1275e-07 | 4.5098e-06 | 2.3789e-05 | 3.2267e-08 | 6.4533e-08 | 3.5493e-06 | 1
880 | 0.14505 | 0.0070916 | 0.31811 | 0.2411 | 0.0080918 | 0.26383 | 0.45733 | 6.5535e-08 | 2.6214e-06 | 1.3828e-05 | 2.3948e-08 | 4.7897e-08 | 2.6343e-06 | 1
881 | 0.14505 | 0.0019828 | 0.30447 | 0.20985 | 0.0024706 | 0.24831 | 0.43466 | 1.8324e-08 | 7.3295e-07 | 3.8663e-06 | 7.3121e-09 | 1.4624e-08 | 8.0433e-07 | 1
882 | 0.14505 | 0.00038635 | 0.27302 | 0.18764 | 0.00059691 | 0.23765 | 0.41465 | 3.5703e-09 | 1.4281e-07 | 7.5333e-07 | 1.7666e-09 | 3.5332e-09 | 1.9433e-07 | 1
883 | 0.14505 | 0.00038635 | 0.22792 | 0.17153 | 0.00059691 | 0.22796 | 0.40265 | 3.5703e-09 | 1.4281e-07 | 7.5333e-07 | 1.7666e-09 | 3.5332e-09 | 1.9433e-07 | 1
884 | 0.14505 | 0.00038635 | 0.19054 | 0.15932 | 0.00059691 | 0.2105 | 0.39064 | 3.5703e-09 | 1.4281e-07 | 7.5333e-07 | 1.7666e-09 | 3.5332e-09 | 1.9433e-07 | 1
885 | 0.14505 | 0.00038635 | 0.16324 | 0.15249 | 0.00059691 | 0.18724 | 0.35597 | 3.5703e-09 | 1.4281e-07 | 7.5333e-07 | 1.7666e-09 | 3.5332e-09 | 1.9433e-07 | 1
886 | 0.14505 | 0.00038635 | 0.14188 | 0.15517 | 0.00059691 | 0.163 | 0.30662 | 3.5703e-09 | 1.4281e-07 | 7.5333e-07 | 1.7666e-09 | 3.5332e-09 | 1.9433e-07 | 1
887 | 0.14505 | 0.00038635 | 0.12111 | 0.15151 | 0.00059691 | 0.14264 | 0.25993 | 3.5703e-09 | 1.4281e-07 | 7.5333e-07 | 1.7666e-09 | 3.5332e-09 | 1.9433e-07 | 1
888 | 0.14505 | 0.00038635 | 0.099157 | 0.13687 | 0.00059691 | 0.12713 | 0.22259 | 3.5703e-09 | 1.4281e-07 | 7.5333e-07 | 1.7666e-09 | 3.5332e-09 | 1.9433e-07 | 1
889 | 0.29011 | 0.00038635 | 0.11162 | 0.12198 | 0.00059691 | 0.10677 | 0.13323 | 3.5703e-09 | 1.4281e-07 | 7.5333e-07 | 1.7666e-09 | 3.5332e-09 | 1.9433e-07 | 1
890 | 0.29011 | 0.00038635 | 0.09085 | 0.093416 | 0.00059691 | 0.091256 | 0.093214 | 3.5703e-09 | 1.4281e-07 | 7.5333e-07 | 1.7666e-09 | 3.5332e-09 | 1.9433e-07 | 1
891 | 0.29011 | 0.00038635 | 0.054061 | 0.065588 | 0.00059691 | 0.098043 | 0.078542 | 3.5703e-09 | 1.4281e-07 | 7.5333e-07 | 1.7666e-09 | 3.5332e-09 | 1.9433e-07 | 1
892 | 0.29011 | 0.00038635 | 0.056434 | 0.063879 | 0.00059691 | 0.10871 | 0.083877 | 3.5703e-09 | 1.4281e-07 | 7.5333e-07 | 1.7666e-09 | 3.5332e-09 | 1.9433e-07 | 1
893 | 0.29011 | 0.00038635 | 0.074235 | 0.078769 | 0.00059691 | 0.13682 | 0.10522 | 3.5703e-09 | 1.4281e-07 | 7.5333e-07 | 1.7666e-09 | 3.5332e-09 | 1.9433e-07 | 1
894 | 0.29011 | 0.00038635 | 0.11874 | 0.10611 | 0.00059691 | 0.17269 | 0.12522 | 3.5703e-09 | 1.4281e-07 | 7.5333e-07 | 1.7666e-09 | 3.5332e-09 | 1.9433e-07 | 1
895 | 0.29011 | 0.00038635 | 0.18223 | 0.15005 | 0.00059691 | 0.17948 | 0.18791 | 3.5703e-09 | 1.4281e-07 | 7.5333e-07 | 1.7666e-09 | 3.5332e-09 | 1.9433e-07 | 1
896 | 0.29011 | 0.00038635 | 0.23682 | 0.1996 | 0.00059691 | 0.18336 | 0.2626 | 3.5703e-09 | 1.4281e-07 | 7.5333e-07 | 1.7666e-09 | 3.5332e-09 | 1.9433e-07 | 1
897 | 0.29011 | 0.00070565 | 0.29735 | 0.2638 | 0.0015338 | 0.22892 | 0.38531 | 6.521e-09 | 2.6084e-07 | 1.3759e-06 | 4.5393e-09 | 9.0787e-09 | 4.9933e-07 | 1
898 | 0.29011 | 0.0029407 | 0.34244 | 0.33142 | 0.0052812 | 0.27546 | 0.48934 | 2.7176e-08 | 1.087e-06 | 5.7341e-06 | 1.563e-08 | 3.1261e-08 | 1.7193e-06 | 1
899 | 0.29011 | 0.0054951 | 0.3727 | 0.39732 | 0.0080918 | 0.322 | 0.5507 | 5.0781e-08 | 2.0313e-06 | 1.0715e-05 | 2.3948e-08 | 4.7897e-08 | 2.6343e-06 | 1
900 | 0.29011 | 0.0090074 | 0.38991 | 0.45811 | 0.0099656 | 0.33557 | 0.58938 | 8.3239e-08 | 3.3296e-06 | 1.7563e-05 | 2.9494e-08 | 5.8988e-08 | 3.2443e-06 | 1
901 | 0.29011 | 0.011562 | 0.39703 | 0.52084 | 0.010902 | 0.34042 | 0.62139 | 1.0684e-07 | 4.2738e-06 | 2.2544e-05 | 3.2267e-08 | 6.4533e-08 | 3.5493e-06 | 1
902 | 0.29011 | 0.013797 | 0.4 | 0.57723 | 0.010902 | 0.34042 | 0.63606 | 1.275e-07 | 5.1e-06 | 2.6902e-05 | 3.2267e-08 | 6.4533e-08 | 3.5493e-06 | 1
903 | 0.29011 | 0.01252 | 0.40059 | 0.61775 | 0.0090287 | 0.33751 | 0.64006 | 1.157e-07 | 4.6279e-06 | 2.4412e-05 | 2.6721e-08 | 5.3442e-08 | 2.9393e-06 | 1
904 | 0.29011 | 0.0067723 | 0.40059 | 0.63728 | 0.0052812 | 0.3346 | 0.62806 | 6.2584e-08 | 2.5034e-06 | 1.3205e-05 | 1.563e-08 | 3.1261e-08 | 1.7193e-06 | 1
905 | 0.29011 | 0.0019828 | 0.40059 | 0.6551 | 0.0024706 | 0.33654 | 0.60672 | 1.8324e-08 | 7.3295e-07 | 3.8663e-06 | 7.3121e-09 | 1.4624e-08 | 8.0433e-07 | 1
906 | 0.29011 | 0.00038635 | 0.40059 | 0.6861 | 0.00059691 | 0.33848 | 0.63472 | 3.5703e-09 | 1.4281e-07 | 7.5333e-07 | 1.7666e-09 | 3.5332e-09 | 1.9433e-07 | 1
907 | 0.29011 | 0.00038635 | 0.4 | 0.7171 | 0.00059691 | 0.34139 | 0.72542 | 3.5703e-09 | 1.4281e-07 | 7.5333e-07 | 1.7666e-09 | 3.5332e-09 | 1.9433e-07 | 1
908 | 0.29011 | 0.00038635 | 0.39881 | 0.73126 | 0.00059691 | 0.34623 | 0.82412 | 3.5703e-09 | 1.4281e-07 | 7.5333e-07 | 1.7666e-09 | 3.5332e-09 | 1.9433e-07 | 1
909 | 0.29011 | 0.00038635 | 0.38991 | 0.74346 | 0.00059691 | 0.3472 | 0.88814 | 3.5703e-09 | 1.4281e-07 | 7.5333e-07 | 1.7666e-09 | 3.5332e-09 | 1.9433e-07 | 1
910 | 0.29011 | 0.00038635 | 0.38338 | 0.76738 | 0.00059691 | 0.3472 | 0.93749 | 3.5703e-09 | 1.4281e-07 | 7.5333e-07 | 1.7666e-09 | 3.5332e-09 | 1.9433e-07 | 1
911 | 0.29011 | 0.00038635 | 0.39288 | 0.76348 | 0.00059691 | 0.3472 | 0.94149 | 3.5703e-09 | 1.4281e-07 | 7.5333e-07 | 1.7666e-09 | 3.5332e-09 | 1.9433e-07 | 1
912 | 0.29011 | 0.00038635 | 0.39644 | 0.78984 | 0.00059691 | 0.34623 | 0.97617 | 3.5703e-09 | 1.4281e-07 | 7.5333e-07 | 1.7666e-09 | 3.5332e-09 | 1.9433e-07 | 1
913 | 0.29011 | 0.00038635 | 0.29022 | 0.54549 | 0.00059691 | 0.34333 | 0.85613 | 3.5703e-09 | 1.4281e-07 | 7.5333e-07 | 1.7666e-09 | 3.5332e-09 | 1.9433e-07 | 1
914 | 0.29011 | 0.00038635 | 0.37508 | 0.58553 | 0.00059691 | 0.34042 | 0.8668 | 3.5703e-09 | 1.4281e-07 | 7.5333e-07 | 1.7666e-09 | 3.5332e-09 | 1.9433e-07 | 1
915 | 0.29011 | 0.00038635 | 0.39051 | 0.53402 | 0.00059691 | 0.33363 | 0.82279 | 3.5703e-09 | 1.4281e-07 | 7.5333e-07 | 1.7666e-09 | 3.5332e-09 | 1.9433e-07 | 1
916 | 0.29011 | 0.00038635 | 0.3911 | 0.51059 | 0.00059691 | 0.33557 | 0.77877 | 3.5703e-09 | 1.4281e-07 | 7.5333e-07 | 1.7666e-09 | 3.5332e-09 | 1.9433e-07 | 1
917 | 0.29011 | 0.00038635 | 0.3911 | 0.49448 | 0.00059691 | 0.33945 | 0.80145 | 3.5703e-09 | 1.4281e-07 | 7.5333e-07 | 1.7666e-09 | 3.5332e-09 | 1.9433e-07 | 1
918 | 0.29011 | 0.00038635 | 0.38991 | 0.54867 | 0.00059691 | 0.33945 | 0.74809 | 3.5703e-09 | 1.4281e-07 | 7.5333e-07 | 1.7666e-09 | 3.5332e-09 | 1.9433e-07 | 1
919 | 0.29011 | 0.00038635 | 0.37626 | 0.51034 | 0.00059691 | 0.33363 | 0.70141 | 3.5703e-09 | 1.4281e-07 | 7.5333e-07 | 1.7666e-09 | 3.5332e-09 | 1.9433e-07 | 1
920 | 0.29011 | 0.00038635 | 0.36262 | 0.45762 | 0.00059691 | 0.33169 | 0.71208 | 3.5703e-09 | 1.4281e-07 | 7.5333e-07 | 1.7666e-09 | 3.5332e-09 | 1.9433e-07 | 1
921 | 0.29011 | 0.0023021 | 0.36855 | 0.41465 | 0.0052812 | 0.32781 | 0.6534 | 2.1274e-08 | 8.5098e-07 | 4.4889e-06 | 1.563e-08 | 3.1261e-08 | 1.7193e-06 | 1
922 | 0.29011 | 0.0086881 | 0.3727 | 0.38365 | 0.019334 | 0.32587 | 0.60938 | 8.0288e-08 | 3.2115e-06 | 1.6941e-05 | 5.7221e-08 | 1.1444e-07 | 6.2943e-06 | 1
923 | 0.29011 | 0.016032 | 0.39051 | 0.38732 | 0.03245 | 0.32878 | 0.58671 | 1.4815e-07 | 5.9262e-06 | 3.1261e-05 | 9.6039e-08 | 1.9208e-07 | 1.0564e-05 | 1
924 | 0.29011 | 0.02146 | 0.39585 | 0.40831 | 0.033387 | 0.32878 | 0.56537 | 1.9832e-07 | 7.9326e-06 | 4.1845e-05 | 9.8812e-08 | 1.9762e-07 | 1.0869e-05 | 1
925 | 0.29011 | 0.020822 | 0.39703 | 0.44395 | 0.039945 | 0.32878 | 0.56537 | 1.9241e-07 | 7.6966e-06 | 4.0599e-05 | 1.1822e-07 | 2.3644e-07 | 1.3004e-05 | 1
926 | 0.29011 | 0.016351 | 0.39763 | 0.49643 | 0.033387 | 0.33266 | 0.59871 | 1.511e-07 | 6.0442e-06 | 3.1883e-05 | 9.8812e-08 | 1.9762e-07 | 1.0869e-05 | 1
927 | 0.29011 | 0.010285 | 0.39941 | 0.56136 | 0.020271 | 0.33654 | 0.62939 | 9.5042e-08 | 3.8017e-06 | 2.0054e-05 | 5.9994e-08 | 1.1999e-07 | 6.5993e-06 | 1
928 | 0.29011 | 0.0048565 | 0.39941 | 0.60921 | 0.011839 | 0.33848 | 0.64673 | 4.488e-08 | 1.7952e-06 | 9.4697e-06 | 3.5039e-08 | 7.0079e-08 | 3.8543e-06 | 1
929 | 0.29011 | 0.0013442 | 0.40059 | 0.65827 | 0.0034075 | 0.34042 | 0.68274 | 1.2422e-08 | 4.9689e-07 | 2.6211e-06 | 1.0085e-08 | 2.017e-08 | 1.1093e-06 | 1
930 | 0.29011 | 0.00038635 | 0.40059 | 0.69366 | 0.00059691 | 0.34333 | 0.73342 | 3.5703e-09 | 1.4281e-07 | 7.5333e-07 | 1.7666e-09 | 3.5332e-09 | 1.9433e-07 | 1
931 | 0.29011 | 0.00038635 | 0.4 | 0.70904 | 0.00059691 | 0.34429 | 0.7761 | 3.5703e-09 | 1.4281e-07 | 7.5333e-07 | 1.7666e-09 | 3.5332e-09 | 1.9433e-07 | 1
932 | 0.29011 | 0.00038635 | 0.39822 | 0.71417 | 0.00059691 | 0.34526 | 0.80945 | 3.5703e-09 | 1.4281e-07 | 7.5333e-07 | 1.7666e-09 | 3.5332e-09 | 1.9433e-07 | 1
933 | 0.29011 | 0.00038635 | 0.39703 | 0.73492 | 0.00059691 | 0.3472 | 0.86813 | 3.5703e-09 | 1.4281e-07 | 7.5333e-07 | 1.7666e-09 | 3.5332e-09 | 1.9433e-07 | 1
934 | 0.29011 | 0.00038635 | 0.39585 | 0.75982 | 0.00059691 | 0.3472 | 0.91482 | 3.5703e-09 | 1.4281e-07 | 7.5333e-07 | 1.7666e-09 | 3.5332e-09 | 1.9433e-07 | 1
935 | 0.29011 | 0.00038635 | 0.39466 | 0.7603 | 0.00059691 | 0.34817 | 0.91748 | 3.5703e-09 | 1.4281e-07 | 7.5333e-07 | 1.7666e-09 | 3.5332e-09 | 1.9433e-07 | 1
936 | 0.29011 | 0.00038635 | 0.39466 | 0.78642 | 0.00059691 | 0.34817 | 0.94416 | 3.5703e-09 | 1.4281e-07 | 7.5333e-07 | 1.7666e-09 | 3.5332e-09 | 1.9433e-07 | 1
937 | 0.29011 | 0.00038635 | 0.26768 | 0.53695 | 0.00059691 | 0.34817 | 0.86013 | 3.5703e-09 | 1.4281e-07 | 7.5333e-07 | 1.7666e-09 | 3.5332e-09 | 1.9433e-07 | 1
938 | 0.29011 | 0.00038635 | 0.34185 | 0.52694 | 0.00059691 | 0.34817 | 0.83746 | 3.5703e-09 | 1.4281e-07 | 7.5333e-07 | 1.7666e-09 | 3.5332e-09 | 1.9433e-07 | 1
939 | 0.29011 | 0.00038635 | 0.1674 | 0.52816 | 0.00059691 | 0.20469 | 0.82545 | 3.5703e-09 | 1.4281e-07 | 7.5333e-07 | 1.7666e-09 | 3.5332e-09 | 1.9433e-07 | 1
940 | 0.29011 | 0.00038635 | 0.15553 | 0.54891 | 0.00059691 | 0.20469 | 0.82545 | 3.5703e-09 | 1.4281e-07 | 7.5333e-07 | 1.7666e-09 | 3.5332e-09 | 1.9433e-07 | 1
941 | 0.29011 | 0.00038635 | 0.35075 | 0.47739 | 0.00059691 | 0.34623 | 0.83879 | 3.5703e-09 | 1.4281e-07 | 7.5333e-07 | 1.7666e-09 | 3.5332e-09 | 1.9433e-07 | 1
942 | 0.29011 | 0.00038635 | 0.38042 | 0.49399 | 0.00059691 | 0.3472 | 0.82412 | 3.5703e-09 | 1.4281e-07 | 7.5333e-07 | 1.7666e-09 | 3.5332e-09 | 1.9433e-07 | 1
943 | 0.29011 | 0.00038635 | 0.38457 | 0.49814 | 0.00059691 | 0.34623 | 0.81212 | 3.5703e-09 | 1.4281e-07 | 7.5333e-07 | 1.7666e-09 | 3.5332e-09 | 1.9433e-07 | 1
944 | 0.29011 | 0.00038635 | 0.39229 | 0.50448 | 0.00059691 | 0.34236 | 0.7521 | 3.5703e-09 | 1.4281e-07 | 7.5333e-07 | 1.7666e-09 | 3.5332e-09 | 1.9433e-07 | 1
945 | 0.29011 | 0.0019828 | 0.39525 | 0.56673 | 0.0034075 | 0.34139 | 0.73476 | 1.8324e-08 | 7.3295e-07 | 3.8663e-06 | 1.0085e-08 | 2.017e-08 | 1.1093e-06 | 1
946 | 0.29011 | 0.0099653 | 0.39763 | 0.57747 | 0.016524 | 0.34333 | 0.71742 | 9.2091e-08 | 3.6836e-06 | 1.9431e-05 | 4.8903e-08 | 9.7806e-08 | 5.3793e-06 | 1
947 | 0.29011 | 0.024972 | 0.39822 | 0.61335 | 0.02964 | 0.34333 | 0.73342 | 2.3077e-07 | 9.2309e-06 | 4.8693e-05 | 8.7721e-08 | 1.7544e-07 | 9.6493e-06 | 1
948 | 0.29011 | 0.027527 | 0.39881 | 0.65754 | 0.04744 | 0.34236 | 0.77877 | 2.5438e-07 | 1.0175e-05 | 5.3674e-05 | 1.404e-07 | 2.8081e-07 | 1.5444e-05 | 1
949 | 0.29011 | 0.018586 | 0.39763 | 0.69489 | 0.067114 | 0.34236 | 0.83479 | 1.7176e-07 | 6.8704e-06 | 3.6241e-05 | 1.9863e-07 | 3.9726e-07 | 2.1849e-05 | 1
950 | 0.29011 | 0.0122 | 0.16977 | 0.71832 | 0.050251 | 0.34429 | 0.88147 | 1.1275e-07 | 4.5098e-06 | 2.3789e-05 | 1.4872e-07 | 2.9744e-07 | 1.6359e-05 | 1
951 | 0.29011 | 0.0058144 | 0.16977 | 0.73565 | 0.023082 | 0.34623 | 0.91482 | 5.3732e-08 | 2.1493e-06 | 1.1337e-05 | 6.8312e-08 | 1.3662e-07 | 7.5143e-06 | 1
952 | 0.29011 | 0.0035793 | 0.39288 | 0.73589 | 0.012776 | 0.3472 | 0.91882 | 3.3077e-08 | 1.3231e-06 | 6.9793e-06 | 3.7812e-08 | 7.5624e-08 | 4.1593e-06 | 1
953 | 0.29011 | 0.0013442 | 0.39407 | 0.74224 | 0.0034075 | 0.3472 | 0.93749 | 1.2422e-08 | 4.9689e-07 | 2.6211e-06 | 1.0085e-08 | 2.017e-08 | 1.1093e-06 | 1
954 | 0.29011 | 0.00038635 | 0.39703 | 0.75469 | 0.00059691 | 0.34817 | 0.95883 | 3.5703e-09 | 1.4281e-07 | 7.5333e-07 | 1.7666e-09 | 3.5332e-09 | 1.9433e-07 | 1
955 | 0.29011 | 0.00038635 | 0.39881 | 0.75371 | 0.00059691 | 0.34817 | 0.95483 | 3.5703e-09 | 1.4281e-07 | 7.5333e-07 | 1.7666e-09 | 3.5332e-09 | 1.9433e-07 | 1
956 | 0.29011 | 0.00038635 | 0.39881 | 0.75469 | 0.00059691 | 0.34817 | 0.96016 | 3.5703e-09 | 1.4281e-07 | 7.5333e-07 | 1.7666e-09 | 3.5332e-09 | 1.9433e-07 | 1
957 | 0.29011 | 0.00038635 | 0.39881 | 0.75469 | 0.00059691 | 0.34817 | 0.96417 | 3.5703e-09 | 1.4281e-07 | 7.5333e-07 | 1.7666e-09 | 3.5332e-09 | 1.9433e-07 | 1
958 | 0.29011 | 0.00038635 | 0.39881 | 0.7791 | 0.00059691 | 0.3472 | 0.98284 | 3.5703e-09 | 1.4281e-07 | 7.5333e-07 | 1.7666e-09 | 3.5332e-09 | 1.9433e-07 | 1
959 | 0.29011 | 0.00038635 | 0.39881 | 0.77519 | 0.00059691 | 0.3472 | 0.9615 | 3.5703e-09 | 1.4281e-07 | 7.5333e-07 | 1.7666e-09 | 3.5332e-09 | 1.9433e-07 | 1
960 | 0.29011 | 0.00038635 | 0.39822 | 0.79497 | 0.00059691 | 0.34623 | 0.96417 | 3.5703e-09 | 1.4281e-07 | 7.5333e-07 | 1.7666e-09 | 3.5332e-09 | 1.9433e-07 | 1
961 | 0.29011 | 0.00038635 | 0.39051 | 0.56063 | 0.00059691 | 0.34526 | 0.88147 | 3.5703e-09 | 1.4281e-07 | 7.5333e-07 | 1.7666e-09 | 3.5332e-09 | 1.9433e-07 | 1
962 | 0.29011 | 0.00038635 | 0.39407 | 0.5909 | 0.00059691 | 0.34236 | 0.84946 | 3.5703e-09 | 1.4281e-07 | 7.5333e-07 | 1.7666e-09 | 3.5332e-09 | 1.9433e-07 | 1
963 | 0.29011 | 0.00038635 | 0.39407 | 0.50204 | 0.00059691 | 0.33654 | 0.80678 | 3.5703e-09 | 1.4281e-07 | 7.5333e-07 | 1.7666e-09 | 3.5332e-09 | 1.9433e-07 | 1
964 | 0.29011 | 0.00038635 | 0.39407 | 0.47104 | 0.00059691 | 0.32684 | 0.73742 | 3.5703e-09 | 1.4281e-07 | 7.5333e-07 | 1.7666e-09 | 3.5332e-09 | 1.9433e-07 | 1
965 | 0.29011 | 0.00038635 | 0.3911 | 0.46665 | 0.00059691 | 0.2202 | 0.58804 | 3.5703e-09 | 1.4281e-07 | 7.5333e-07 | 1.7666e-09 | 3.5332e-09 | 1.9433e-07 | 1
966 | 0.29011 | 0.00038635 | 0.29794 | 0.37584 | 0.00059691 | 0.20663 | 0.50535 | 3.5703e-09 | 1.4281e-07 | 7.5333e-07 | 1.7666e-09 | 3.5332e-09 | 1.9433e-07 | 1
967 | 0.29011 | 0.00038635 | 0.34125 | 0.37902 | 0.00059691 | 0.22117 | 0.54003 | 3.5703e-09 | 1.4281e-07 | 7.5333e-07 | 1.7666e-09 | 3.5332e-09 | 1.9433e-07 | 1
968 | 0.29011 | 0.00038635 | 0.31218 | 0.43321 | 0.00059691 | 0.2997 | 0.52669 | 3.5703e-09 | 1.4281e-07 | 7.5333e-07 | 1.7666e-09 | 3.5332e-09 | 1.9433e-07 | 1
969 | 0.29011 | 0.0026214 | 0.30447 | 0.40806 | 0.0062181 | 0.2997 | 0.48534 | 2.4225e-08 | 9.69e-07 | 5.1115e-06 | 1.8403e-08 | 3.6806e-08 | 2.0243e-06 | 1
970 | 0.29011 | 0.0090074 | 0.28073 | 0.3219 | 0.018397 | 0.28806 | 0.45733 | 8.3239e-08 | 3.3296e-06 | 1.7563e-05 | 5.4448e-08 | 1.089e-07 | 5.9893e-06 | 1
971 | 0.29011 | 0.017948 | 0.2653 | 0.25648 | 0.024019 | 0.27255 | 0.42265 | 1.6586e-07 | 6.6343e-06 | 3.4996e-05 | 7.1085e-08 | 1.4217e-07 | 7.8193e-06 | 1
972 | 0.29011 | 0.023695 | 0.23148 | 0.1891 | 0.019334 | 0.24638 | 0.3653 | 2.1897e-07 | 8.7588e-06 | 4.6203e-05 | 5.7221e-08 | 1.1444e-07 | 6.2943e-06 | 1
973 | 0.29011 | 0.022418 | 0.16918 | 0.13052 | 0.016524 | 0.22892 | 0.31462 | 2.0717e-07 | 8.2867e-06 | 4.3712e-05 | 4.8903e-08 | 9.7806e-08 | 5.3793e-06 | 1
974 | 0.29011 | 0.019864 | 0.10212 | 0.087557 | 0.01465 | 0.21341 | 0.27594 | 1.8356e-07 | 7.3425e-06 | 3.8732e-05 | 4.3358e-08 | 8.6715e-08 | 4.7693e-06 | 1
975 | 0.29011 | 0.015074 | 0.058214 | 0.055091 | 0.011839 | 0.19208 | 0.20925 | 1.393e-07 | 5.5721e-06 | 2.9393e-05 | 3.5039e-08 | 7.0079e-08 | 3.8543e-06 | 1
976 | 0.29011 | 0.0080495 | 0.036259 | 0.041422 | 0.0090287 | 0.18045 | 0.16257 | 7.4387e-08 | 2.9755e-06 | 1.5696e-05 | 2.6721e-08 | 5.3442e-08 | 2.9393e-06 | 1
977 | 0.29011 | 0.0026214 | 0.034479 | 0.046792 | 0.0034075 | 0.20275 | 0.14656 | 2.4225e-08 | 9.69e-07 | 5.1115e-06 | 1.0085e-08 | 2.017e-08 | 1.1093e-06 | 1
978 | 0.29011 | 0.00038635 | 0.049314 | 0.065344 | 0.00059691 | 0.24444 | 0.1479 | 3.5703e-09 | 1.4281e-07 | 7.5333e-07 | 1.7666e-09 | 3.5332e-09 | 1.9433e-07 | 1
979 | 0.29011 | 0.00038635 | 0.078982 | 0.092927 | 0.00059691 | 0.25995 | 0.16657 | 3.5703e-09 | 1.4281e-07 | 7.5333e-07 | 1.7666e-09 | 3.5332e-09 | 1.9433e-07 | 1
980 | 0.29011 | 0.00038635 | 0.11162 | 0.12783 | 0.00059691 | 0.21535 | 0.21459 | 3.5703e-09 | 1.4281e-07 | 7.5333e-07 | 1.7666e-09 | 3.5332e-09 | 1.9433e-07 | 1
981 | 0.29011 | 0.00038635 | 0.14544 | 0.1769 | 0.00059691 | 0.17366 | 0.27594 | 3.5703e-09 | 1.4281e-07 | 7.5333e-07 | 1.7666e-09 | 3.5332e-09 | 1.9433e-07 | 1
982 | 0.29011 | 0.00038635 | 0.17689 | 0.23744 | 0.00059691 | 0.19402 | 0.35463 | 3.5703e-09 | 1.4281e-07 | 7.5333e-07 | 1.7666e-09 | 3.5332e-09 | 1.9433e-07 | 1
983 | 0.29011 | 0.00038635 | 0.20834 | 0.28919 | 0.00059691 | 0.23571 | 0.41599 | 3.5703e-09 | 1.4281e-07 | 7.5333e-07 | 1.7666e-09 | 3.5332e-09 | 1.9433e-07 | 1
984 | 0.29011 | 0.00038635 | 0.24631 | 0.3529 | 0.00059691 | 0.26577 | 0.50135 | 3.5703e-09 | 1.4281e-07 | 7.5333e-07 | 1.7666e-09 | 3.5332e-09 | 1.9433e-07 | 1
985 | 0.29011 | 0.00038635 | 0.21546 | 0.33727 | 0.00059691 | 0.23959 | 0.43599 | 3.5703e-09 | 1.4281e-07 | 7.5333e-07 | 1.7666e-09 | 3.5332e-09 | 1.9433e-07 | 1
986 | 0.29011 | 0.00038635 | 0.27005 | 0.37267 | 0.00059691 | 0.25413 | 0.44933 | 3.5703e-09 | 1.4281e-07 | 7.5333e-07 | 1.7666e-09 | 3.5332e-09 | 1.9433e-07 | 1
987 | 0.29011 | 0.00038635 | 0.16977 | 0.39976 | 0.00059691 | 0.29194 | 0.48134 | 3.5703e-09 | 1.4281e-07 | 7.5333e-07 | 1.7666e-09 | 3.5332e-09 | 1.9433e-07 | 1
988 | 0.29011 | 0.00038635 | 0.15909 | 0.40953 | 0.00059691 | 0.31521 | 0.49201 | 3.5703e-09 | 1.4281e-07 | 7.5333e-07 | 1.7666e-09 | 3.5332e-09 | 1.9433e-07 | 1
989 | 0.29011 | 0.00038635 | 0.36558 | 0.39708 | 0.00059691 | 0.32006 | 0.49334 | 3.5703e-09 | 1.4281e-07 | 7.5333e-07 | 1.7666e-09 | 3.5332e-09 | 1.9433e-07 | 1
990 | 0.29011 | 0.00038635 | 0.39763 | 0.40245 | 0.00059691 | 0.32878 | 0.56804 | 3.5703e-09 | 1.4281e-07 | 7.5333e-07 | 1.7666e-09 | 3.5332e-09 | 1.9433e-07 | 1
991 | 0.29011 | 0.00038635 | 0.39763 | 0.39488 | 0.00059691 | 0.3346 | 0.65606 | 3.5703e-09 | 1.4281e-07 | 7.5333e-07 | 1.7666e-09 | 3.5332e-09 | 1.9433e-07 | 1
992 | 0.29011 | 0.00038635 | 0.39229 | 0.40196 | 0.00059691 | 0.33072 | 0.68141 | 3.5703e-09 | 1.4281e-07 | 7.5333e-07 | 1.7666e-09 | 3.5332e-09 | 1.9433e-07 | 1
993 | 0.29011 | 0.0061337 | 0.39585 | 0.4044 | 0.0062181 | 0.32587 | 0.71475 | 5.6683e-08 | 2.2673e-06 | 1.196e-05 | 1.8403e-08 | 3.6806e-08 | 2.0243e-06 | 1
994 | 0.29011 | 0.023695 | 0.39585 | 0.40367 | 0.025892 | 0.32587 | 0.72542 | 2.1897e-07 | 8.7588e-06 | 4.6203e-05 | 7.663e-08 | 1.5326e-07 | 8.4293e-06 | 1
995 | 0.29011 | 0.04445 | 0.39703 | 0.41929 | 0.046503 | 0.32878 | 0.7601 | 4.1077e-07 | 1.6431e-05 | 8.6672e-05 | 1.3763e-07 | 2.7526e-07 | 1.5139e-05 | 1
996 | 0.29011 | 0.062969 | 0.39822 | 0.44883 | 0.072735 | 0.33266 | 0.81478 | 5.8191e-07 | 2.3276e-05 | 0.00012278 | 2.1527e-07 | 4.3053e-07 | 2.3679e-05 | 1
997 | 0.29011 | 0.069036 | 0.39941 | 0.48618 | 0.094283 | 0.33751 | 0.86413 | 6.3797e-07 | 2.5519e-05 | 0.00013461 | 2.7904e-07 | 5.5808e-07 | 3.0694e-05 | 1
998 | 0.29011 | 0.065204 | 0.39941 | 0.52206 | 0.098031 | 0.33945 | 0.88547 | 6.0256e-07 | 2.4102e-05 | 0.00012714 | 2.9013e-07 | 5.8026e-07 | 3.1914e-05 | 1
999 | 0.29011 | 0.051155 | 0.39941 | 0.55453 | 0.076483 | 0.33557 | 0.84546 | 4.7273e-07 | 1.8909e-05 | 9.9746e-05 | 2.2636e-07 | 4.5272e-07 | 2.4899e-05 | 1
1000 | 0.29011 | 0.031358 | 0.39881 | 0.57942 | 0.045566 | 0.32684 | 0.74809 | 2.8979e-07 | 1.1591e-05 | 6.1145e-05 | 1.3486e-07 | 2.6972e-07 | 1.4834e-05 | 1
1001 | 0.29011 | 0.0099653 | 0.39585 | 0.59651 | 0.012776 | 0.31424 | 0.68807 | 9.2091e-08 | 3.6836e-06 | 1.9431e-05 | 3.7812e-08 | 7.5624e-08 | 4.1593e-06 | 1
1002 | 0.29011 | 0.00038635 | 0.39822 | 0.59358 | 0.00059691 | 0.30455 | 0.6734 | 3.5703e-09 | 1.4281e-07 | 7.5333e-07 | 1.7666e-09 | 3.5332e-09 | 1.9433e-07 | 1
1003 | 0.29011 | 0.00038635 | 0.39941 | 0.59041 | 0.00059691 | 0.30455 | 0.68407 | 3.5703e-09 | 1.4281e-07 | 7.5333e-07 | 1.7666e-09 | 3.5332e-09 | 1.9433e-07 | 1
1004 | 0.29011 | 0.00038635 | 0.39941 | 0.49594 | 0.00059691 | 0.30939 | 0.6574 | 3.5703e-09 | 1.4281e-07 | 7.5333e-07 | 1.7666e-09 | 3.5332e-09 | 1.9433e-07 | 1
1005 | 0.29011 | 0.00038635 | 0.39941 | 0.28967 | 0.00059691 | 0.31133 | 0.62272 | 3.5703e-09 | 1.4281e-07 | 7.5333e-07 | 1.7666e-09 | 3.5332e-09 | 1.9433e-07 | 1
1006 | 0.29011 | 0.00038635 | 0.39941 | 0.30164 | 0.00059691 | 0.31424 | 0.60271 | 3.5703e-09 | 1.4281e-07 | 7.5333e-07 | 1.7666e-09 | 3.5332e-09 | 1.9433e-07 | 1
1007 | 0.29011 | 0.00038635 | 0.39941 | 0.30261 | 0.00059691 | 0.32103 | 0.60138 | 3.5703e-09 | 1.4281e-07 | 7.5333e-07 | 1.7666e-09 | 3.5332e-09 | 1.9433e-07 | 1
1008 | 0.29011 | 0.00038635 | 0.39941 | 0.30945 | 0.00059691 | 0.32587 | 0.64273 | 3.5703e-09 | 1.4281e-07 | 7.5333e-07 | 1.7666e-09 | 3.5332e-09 | 1.9433e-07 | 1
1009 | 0.29011 | 0.00038635 | 0.31218 | 0.29773 | 0.00059691 | 0.34042 | 0.63873 | 3.5703e-09 | 1.4281e-07 | 7.5333e-07 | 1.7666e-09 | 3.5332e-09 | 1.9433e-07 | 1
1010 | 0.29011 | 0.00038635 | 0.39288 | 0.29651 | 0.00059691 | 0.32684 | 0.59604 | 3.5703e-09 | 1.4281e-07 | 7.5333e-07 | 1.7666e-09 | 3.5332e-09 | 1.9433e-07 | 1
1011 | 0.29011 | 0.00038635 | 0.37804 | 0.30798 | 0.00059691 | 0.30745 | 0.5547 | 3.5703e-09 | 1.4281e-07 | 7.5333e-07 | 1.7666e-09 | 3.5332e-09 | 1.9433e-07 | 1
1012 | 0.29011 | 0.00038635 | 0.3466 | 0.29504 | 0.00059691 | 0.29 | 0.48934 | 3.5703e-09 | 1.4281e-07 | 7.5333e-07 | 1.7666e-09 | 3.5332e-09 | 1.9433e-07 | 1
1013 | 0.29011 | 0.00038635 | 0.33651 | 0.22938 | 0.00059691 | 0.27255 | 0.42799 | 3.5703e-09 | 1.4281e-07 | 7.5333e-07 | 1.7666e-09 | 3.5332e-09 | 1.9433e-07 | 1
1014 | 0.29011 | 0.00038635 | 0.27954 | 0.16274 | 0.00059691 | 0.23668 | 0.37464 | 3.5703e-09 | 1.4281e-07 | 7.5333e-07 | 1.7666e-09 | 3.5332e-09 | 1.9433e-07 | 1
1015 | 0.29011 | 0.00038635 | 0.22851 | 0.12515 | 0.00059691 | 0.21341 | 0.33729 | 3.5703e-09 | 1.4281e-07 | 7.5333e-07 | 1.7666e-09 | 3.5332e-09 | 1.9433e-07 | 1
1016 | 0.29011 | 0.00038635 | 0.1935 | 0.10367 | 0.00059691 | 0.18627 | 0.28261 | 3.5703e-09 | 1.4281e-07 | 7.5333e-07 | 1.7666e-09 | 3.5332e-09 | 1.9433e-07 | 1
1017 | 0.29011 | 0.0070916 | 0.15197 | 0.096101 | 0.013713 | 0.16785 | 0.24126 | 6.5535e-08 | 2.6214e-06 | 1.3828e-05 | 4.0585e-08 | 8.117e-08 | 4.4643e-06 | 1
1018 | 0.29011 | 0.027208 | 0.11221 | 0.077305 | 0.041819 | 0.15137 | 0.21592 | 2.5143e-07 | 1.0057e-05 | 5.3051e-05 | 1.2377e-07 | 2.4753e-07 | 1.3614e-05 | 1
1019 | 0.29011 | 0.048281 | 0.088476 | 0.070714 | 0.074609 | 0.13101 | 0.21725 | 4.4617e-07 | 1.7847e-05 | 9.4143e-05 | 2.2081e-07 | 4.4162e-07 | 2.4289e-05 | 1
1020 | 0.29011 | 0.063288 | 0.088476 | 0.082431 | 0.098031 | 0.11549 | 0.21859 | 5.8486e-07 | 2.3394e-05 | 0.0001234 | 2.9013e-07 | 5.8026e-07 | 3.1914e-05 | 1
1021 | 0.29011 | 0.065204 | 0.10272 | 0.10318 | 0.1074 | 0.10289 | 0.22126 | 6.0256e-07 | 2.4102e-05 | 0.00012714 | 3.1786e-07 | 6.3572e-07 | 3.4964e-05 | 1
1022 | 0.29011 | 0.059457 | 0.12823 | 0.12808 | 0.098031 | 0.093195 | 0.21592 | 5.4945e-07 | 2.1978e-05 | 0.00011593 | 2.9013e-07 | 5.8026e-07 | 3.1914e-05 | 1
1023 | 0.29011 | 0.042534 | 0.16621 | 0.15761 | 0.068988 | 0.086409 | 0.19058 | 3.9306e-07 | 1.5722e-05 | 8.2936e-05 | 2.0418e-07 | 4.0835e-07 | 2.2459e-05 | 1
1024 | 0.29011 | 0.023376 | 0.19469 | 0.19252 | 0.039008 | 0.082531 | 0.15723 | 2.1602e-07 | 8.6408e-06 | 4.558e-05 | 1.1545e-07 | 2.309e-07 | 1.2699e-05 | 1
1025 | 0.29011 | 0.0074109 | 0.22436 | 0.23329 | 0.010902 | 0.08447 | 0.13723 | 6.8485e-08 | 2.7394e-06 | 1.445e-05 | 3.2267e-08 | 6.4533e-08 | 3.5493e-06 | 1
1026 | 0.29011 | 0.00038635 | 0.25522 | 0.28162 | 0.00059691 | 0.099012 | 0.14656 | 3.5703e-09 | 1.4281e-07 | 7.5333e-07 | 1.7666e-09 | 3.5332e-09 | 1.9433e-07 | 1
1027 | 0.29011 | 0.00038635 | 0.29556 | 0.33386 | 0.00059691 | 0.12519 | 0.19191 | 3.5703e-09 | 1.4281e-07 | 7.5333e-07 | 1.7666e-09 | 3.5332e-09 | 1.9433e-07 | 1
1028 | 0.29011 | 0.00038635 | 0.34304 | 0.30017 | 0.00059691 | 0.15912 | 0.26927 | 3.5703e-09 | 1.4281e-07 | 7.5333e-07 | 1.7666e-09 | 3.5332e-09 | 1.9433e-07 | 1
1029 | 0.29011 | 0.00038635 | 0.37686 | 0.2328 | 0.00059691 | 0.20178 | 0.35863 | 3.5703e-09 | 1.4281e-07 | 7.5333e-07 | 1.7666e-09 | 3.5332e-09 | 1.9433e-07 | 1
1030 | 0.29011 | 0.00038635 | 0.39229 | 0.26063 | 0.00059691 | 0.25607 | 0.45867 | 3.5703e-09 | 1.4281e-07 | 7.5333e-07 | 1.7666e-09 | 3.5332e-09 | 1.9433e-07 | 1
1031 | 0.29011 | 0.00038635 | 0.39703 | 0.2638 | 0.00059691 | 0.29873 | 0.53869 | 3.5703e-09 | 1.4281e-07 | 7.5333e-07 | 1.7666e-09 | 3.5332e-09 | 1.9433e-07 | 1
1032 | 0.29011 | 0.00038635 | 0.39881 | 0.27405 | 0.00059691 | 0.32103 | 0.61605 | 3.5703e-09 | 1.4281e-07 | 7.5333e-07 | 1.7666e-09 | 3.5332e-09 | 1.9433e-07 | 1
1033 | 0.29011 | 0.00038635 | 0.39407 | 0.44126 | 0.00059691 | 0.32975 | 0.68541 | 3.5703e-09 | 1.4281e-07 | 7.5333e-07 | 1.7666e-09 | 3.5332e-09 | 1.9433e-07 | 1
1034 | 0.29011 | 0.00038635 | 0.39229 | 0.41734 | 0.00059691 | 0.34042 | 0.69474 | 3.5703e-09 | 1.4281e-07 | 7.5333e-07 | 1.7666e-09 | 3.5332e-09 | 1.9433e-07 | 1
1035 | 0.29011 | 0.00038635 | 0.32523 | 0.40733 | 0.00059691 | 0.33654 | 0.70541 | 3.5703e-09 | 1.4281e-07 | 7.5333e-07 | 1.7666e-09 | 3.5332e-09 | 1.9433e-07 | 1
1036 | 0.29011 | 0.00038635 | 0.3015 | 0.3983 | 0.00059691 | 0.33557 | 0.71075 | 3.5703e-09 | 1.4281e-07 | 7.5333e-07 | 1.7666e-09 | 3.5332e-09 | 1.9433e-07 | 1
1037 | 0.29011 | 0.00038635 | 0.29378 | 0.40855 | 0.00059691 | 0.33751 | 0.71208 | 3.5703e-09 | 1.4281e-07 | 7.5333e-07 | 1.7666e-09 | 3.5332e-09 | 1.9433e-07 | 1
1038 | 0.29011 | 0.00038635 | 0.27717 | 0.41734 | 0.00059691 | 0.33654 | 0.70408 | 3.5703e-09 | 1.4281e-07 | 7.5333e-07 | 1.7666e-09 | 3.5332e-09 | 1.9433e-07 | 1
1039 | 0.29011 | 0.00038635 | 0.34482 | 0.42198 | 0.00059691 | 0.33848 | 0.69875 | 3.5703e-09 | 1.4281e-07 | 7.5333e-07 | 1.7666e-09 | 3.5332e-09 | 1.9433e-07 | 1
1040 | 0.29011 | 0.00038635 | 0.37152 | 0.46811 | 0.00059691 | 0.33751 | 0.65206 | 3.5703e-09 | 1.4281e-07 | 7.5333e-07 | 1.7666e-09 | 3.5332e-09 | 1.9433e-07 | 1
1041 | 0.29011 | 0.0051758 | 0.36618 | 0.4354 | 0.0099656 | 0.33363 | 0.59471 | 4.7831e-08 | 1.9132e-06 | 1.0092e-05 | 2.9494e-08 | 5.8988e-08 | 3.2443e-06 | 1
1042 | 0.29011 | 0.018267 | 0.34422 | 0.40733 | 0.02964 | 0.32781 | 0.5747 | 1.6881e-07 | 6.7524e-06 | 3.5619e-05 | 8.7721e-08 | 1.7544e-07 | 9.6493e-06 | 1
1043 | 0.29011 | 0.031039 | 0.32167 | 0.35656 | 0.052124 | 0.32103 | 0.5507 | 2.8684e-07 | 1.1473e-05 | 6.0523e-05 | 1.5427e-07 | 3.0853e-07 | 1.6969e-05 | 1
1044 | 0.29011 | 0.040299 | 0.30862 | 0.31433 | 0.068051 | 0.31715 | 0.52269 | 3.7241e-07 | 1.4896e-05 | 7.8578e-05 | 2.014e-07 | 4.0281e-07 | 2.2154e-05 | 1
1045 | 0.29011 | 0.041257 | 0.30328 | 0.29114 | 0.074609 | 0.31521 | 0.51468 | 3.8126e-07 | 1.525e-05 | 8.0446e-05 | 2.2081e-07 | 4.4162e-07 | 2.4289e-05 | 1
1046 | 0.29011 | 0.035829 | 0.31099 | 0.28748 | 0.068988 | 0.31424 | 0.51869 | 3.311e-07 | 1.3244e-05 | 6.9861e-05 | 2.0418e-07 | 4.0835e-07 | 2.2459e-05 | 1
1047 | 0.29011 | 0.024972 | 0.31871 | 0.29089 | 0.050251 | 0.31618 | 0.50802 | 2.3077e-07 | 9.2309e-06 | 4.8693e-05 | 1.4872e-07 | 2.9744e-07 | 1.6359e-05 | 1
1048 | 0.29011 | 0.01252 | 0.31811 | 0.29041 | 0.028703 | 0.31521 | 0.49068 | 1.157e-07 | 4.6279e-06 | 2.4412e-05 | 8.4949e-08 | 1.699e-07 | 9.3443e-06 | 1
1049 | 0.29011 | 0.0042179 | 0.31515 | 0.29089 | 0.0080918 | 0.31327 | 0.46 | 3.8979e-08 | 1.5591e-06 | 8.2245e-06 | 2.3948e-08 | 4.7897e-08 | 2.6343e-06 | 1
1050 | 0.29011 | 0.00038635 | 0.30565 | 0.29065 | 0.00059691 | 0.30648 | 0.43866 | 3.5703e-09 | 1.4281e-07 | 7.5333e-07 | 1.7666e-09 | 3.5332e-09 | 1.9433e-07 | 1
1051 | 0.29011 | 0.00038635 | 0.29438 | 0.29724 | 0.00059691 | 0.29776 | 0.43733 | 3.5703e-09 | 1.4281e-07 | 7.5333e-07 | 1.7666e-09 | 3.5332e-09 | 1.9433e-07 | 1
1052 | 0.29011 | 0.00038635 | 0.28192 | 0.22816 | 0.00059691 | 0.29 | 0.42532 | 3.5703e-09 | 1.4281e-07 | 7.5333e-07 | 1.7666e-09 | 3.5332e-09 | 1.9433e-07 | 1
1053 | 0.29011 | 0.00038635 | 0.26768 | 0.13174 | 0.00059691 | 0.28516 | 0.39331 | 3.5703e-09 | 1.4281e-07 | 7.5333e-07 | 1.7666e-09 | 3.5332e-09 | 1.9433e-07 | 1
1054 | 0.29011 | 0.00038635 | 0.25047 | 0.13272 | 0.00059691 | 0.28419 | 0.38264 | 3.5703e-09 | 1.4281e-07 | 7.5333e-07 | 1.7666e-09 | 3.5332e-09 | 1.9433e-07 | 1
1055 | 0.29011 | 0.00038635 | 0.23682 | 0.12759 | 0.00059691 | 0.28225 | 0.38664 | 3.5703e-09 | 1.4281e-07 | 7.5333e-07 | 1.7666e-09 | 3.5332e-09 | 1.9433e-07 | 1
1056 | 0.29011 | 0.00038635 | 0.23207 | 0.12051 | 0.00059691 | 0.27352 | 0.39998 | 3.5703e-09 | 1.4281e-07 | 7.5333e-07 | 1.7666e-09 | 3.5332e-09 | 1.9433e-07 | 1
1057 | 0.29011 | 0.00038635 | 0.30981 | 0.26087 | 0.00059691 | 0.27837 | 0.3693 | 3.5703e-09 | 1.4281e-07 | 7.5333e-07 | 1.7666e-09 | 3.5332e-09 | 1.9433e-07 | 1
1058 | 0.29011 | 0.00038635 | 0.21843 | 0.24085 | 0.00059691 | 0.25413 | 0.3653 | 3.5703e-09 | 1.4281e-07 | 7.5333e-07 | 1.7666e-09 | 3.5332e-09 | 1.9433e-07 | 1
1059 | 0.29011 | 0.00038635 | 0.22851 | 0.20497 | 0.00059691 | 0.23183 | 0.35063 | 3.5703e-09 | 1.4281e-07 | 7.5333e-07 | 1.7666e-09 | 3.5332e-09 | 1.9433e-07 | 1
1060 | 0.29011 | 0.00038635 | 0.21961 | 0.18642 | 0.00059691 | 0.19693 | 0.30928 | 3.5703e-09 | 1.4281e-07 | 7.5333e-07 | 1.7666e-09 | 3.5332e-09 | 1.9433e-07 | 1
1061 | 0.29011 | 0.00038635 | 0.23563 | 0.18007 | 0.00059691 | 0.16785 | 0.28261 | 3.5703e-09 | 1.4281e-07 | 7.5333e-07 | 1.7666e-09 | 3.5332e-09 | 1.9433e-07 | 1
1062 | 0.29011 | 0.00038635 | 0.22495 | 0.16518 | 0.00059691 | 0.17657 | 0.27861 | 3.5703e-09 | 1.4281e-07 | 7.5333e-07 | 1.7666e-09 | 3.5332e-09 | 1.9433e-07 | 1
1063 | 0.29011 | 0.00038635 | 0.24038 | 0.16006 | 0.00059691 | 0.14458 | 0.29061 | 3.5703e-09 | 1.4281e-07 | 7.5333e-07 | 1.7666e-09 | 3.5332e-09 | 1.9433e-07 | 1
1064 | 0.29011 | 0.00038635 | 0.2208 | 0.17177 | 0.00059691 | 0.11549 | 0.26927 | 3.5703e-09 | 1.4281e-07 | 7.5333e-07 | 1.7666e-09 | 3.5332e-09 | 1.9433e-07 | 1
1065 | 0.29011 | 0.0029407 | 0.2208 | 0.19716 | 0.0062181 | 0.11259 | 0.26127 | 2.7176e-08 | 1.087e-06 | 5.7341e-06 | 1.8403e-08 | 3.6806e-08 | 2.0243e-06 | 1
1066 | 0.29011 | 0.010604 | 0.20181 | 0.2101 | 0.022145 | 0.10483 | 0.25193 | 9.7992e-08 | 3.9197e-06 | 2.0676e-05 | 6.5539e-08 | 1.3108e-07 | 7.2093e-06 | 1
1067 | 0.29011 | 0.019864 | 0.18579 | 0.22206 | 0.036198 | 0.092226 | 0.24526 | 1.8356e-07 | 7.3425e-06 | 3.8732e-05 | 1.0713e-07 | 2.1426e-07 | 1.1784e-05 | 1
1068 | 0.29011 | 0.031358 | 0.17867 | 0.23158 | 0.042756 | 0.079622 | 0.24926 | 2.8979e-07 | 1.1591e-05 | 6.1145e-05 | 1.2654e-07 | 2.5308e-07 | 1.3919e-05 | 1
1069 | 0.29011 | 0.036787 | 0.16799 | 0.24354 | 0.046503 | 0.072836 | 0.25327 | 3.3995e-07 | 1.3598e-05 | 7.1729e-05 | 1.3763e-07 | 2.7526e-07 | 1.5139e-05 | 1
1070 | 0.29011 | 0.039022 | 0.16206 | 0.25233 | 0.040882 | 0.069927 | 0.25727 | 3.606e-07 | 1.4424e-05 | 7.6087e-05 | 1.2099e-07 | 2.4199e-07 | 1.3309e-05 | 1
1071 | 0.29011 | 0.032955 | 0.16265 | 0.24671 | 0.031513 | 0.069927 | 0.2546 | 3.0454e-07 | 1.2182e-05 | 6.4258e-05 | 9.3267e-08 | 1.8653e-07 | 1.0259e-05 | 1
1072 | 0.29011 | 0.024015 | 0.16562 | 0.23182 | 0.022145 | 0.074775 | 0.24793 | 2.2192e-07 | 8.8769e-06 | 4.6825e-05 | 6.5539e-08 | 1.3108e-07 | 7.2093e-06 | 1
1073 | 0.29011 | 0.0086881 | 0.16502 | 0.21742 | 0.0080918 | 0.086409 | 0.23459 | 8.0288e-08 | 3.2115e-06 | 1.6941e-05 | 2.3948e-08 | 4.7897e-08 | 2.6343e-06 | 1
1074 | 0.29011 | 0.00038635 | 0.16146 | 0.19545 | 0.00059691 | 0.099012 | 0.22792 | 3.5703e-09 | 1.4281e-07 | 7.5333e-07 | 1.7666e-09 | 3.5332e-09 | 1.9433e-07 | 1
1075 | 0.29011 | 0.00038635 | 0.1579 | 0.17958 | 0.00059691 | 0.11259 | 0.24526 | 3.5703e-09 | 1.4281e-07 | 7.5333e-07 | 1.7666e-09 | 3.5332e-09 | 1.9433e-07 | 1
1076 | 0.29011 | 0.00038635 | 0.15493 | 0.17543 | 0.00059691 | 0.12325 | 0.2666 | 3.5703e-09 | 1.4281e-07 | 7.5333e-07 | 1.7666e-09 | 3.5332e-09 | 1.9433e-07 | 1
1077 | 0.29011 | 0.00038635 | 0.15671 | 0.17373 | 0.00059691 | 0.12713 | 0.2666 | 3.5703e-09 | 1.4281e-07 | 7.5333e-07 | 1.7666e-09 | 3.5332e-09 | 1.9433e-07 | 1
1078 | 0.29011 | 0.00038635 | 0.16265 | 0.17836 | 0.00059691 | 0.12325 | 0.25727 | 3.5703e-09 | 1.4281e-07 | 7.5333e-07 | 1.7666e-09 | 3.5332e-09 | 1.9433e-07 | 1
1079 | 0.29011 | 0.00038635 | 0.17036 | 0.18129 | 0.00059691 | 0.11646 | 0.23726 | 3.5703e-09 | 1.4281e-07 | 7.5333e-07 | 1.7666e-09 | 3.5332e-09 | 1.9433e-07 | 1
1080 | 0.29011 | 0.00038635 | 0.1763 | 0.19106 | 0.00059691 | 0.10871 | 0.22926 | 3.5703e-09 | 1.4281e-07 | 7.5333e-07 | 1.7666e-09 | 3.5332e-09 | 1.9433e-07 | 1
1081 | 0.29011 | 0.00038635 | 0.12645 | 0.17543 | 0.00059691 | 0.085439 | 0.13589 | 3.5703e-09 | 1.4281e-07 | 7.5333e-07 | 1.7666e-09 | 3.5332e-09 | 1.9433e-07 | 1
1082 | 0.29011 | 0.00038635 | 0.10628 | 0.17446 | 0.00059691 | 0.086409 | 0.13589 | 3.5703e-09 | 1.4281e-07 | 7.5333e-07 | 1.7666e-09 | 3.5332e-09 | 1.9433e-07 | 1
1083 | 0.29011 | 0.00038635 | 0.13417 | 0.17153 | 0.00059691 | 0.085439 | 0.12789 | 3.5703e-09 | 1.4281e-07 | 7.5333e-07 | 1.7666e-09 | 3.5332e-09 | 1.9433e-07 | 1
1084 | 0.29011 | 0.00038635 | 0.16324 | 0.14053 | 0.00059691 | 0.070897 | 0.10789 | 3.5703e-09 | 1.4281e-07 | 7.5333e-07 | 1.7666e-09 | 3.5332e-09 | 1.9433e-07 | 1
1085 | 0.29011 | 0.00038635 | 0.11577 | 0.1415 | 0.00059691 | 0.043751 | 0.08121 | 3.5703e-09 | 1.4281e-07 | 7.5333e-07 | 1.7666e-09 | 3.5332e-09 | 1.9433e-07 | 1
1086 | 0.29011 | 0.00038635 | 0.08729 | 0.15444 | 0.00059691 | 0.02727 | 0.062537 | 3.5703e-09 | 1.4281e-07 | 7.5333e-07 | 1.7666e-09 | 3.5332e-09 | 1.9433e-07 | 1
1087 | 0.29011 | 0.00038635 | 0.079576 | 0.16543 | 0.00059691 | 0.015636 | 0.054534 | 3.5703e-09 | 1.4281e-07 | 7.5333e-07 | 1.7666e-09 | 3.5332e-09 | 1.9433e-07 | 1
1088 | 0.29011 | 0.00070565 | 0.10924 | 0.16787 | 0.00059691 | 0.010788 | 0.046532 | 6.521e-09 | 2.6084e-07 | 1.3759e-06 | 1.7666e-09 | 3.5332e-09 | 1.9433e-07 | 1
1089 | 0.29011 | 0.0080495 | 0.12289 | 0.16933 | 0.011839 | 0.014666 | 0.041197 | 7.4387e-08 | 2.9755e-06 | 1.5696e-05 | 3.5039e-08 | 7.0079e-08 | 3.8543e-06 | 1
1090 | 0.29011 | 0.025611 | 0.12705 | 0.17177 | 0.03245 | 0.017575 | 0.047865 | 2.3667e-07 | 9.467e-06 | 4.9938e-05 | 9.6039e-08 | 1.9208e-07 | 1.0564e-05 | 1
1091 | 0.29011 | 0.046046 | 0.10212 | 0.15884 | 0.06243 | 0.021453 | 0.051867 | 4.2552e-07 | 1.7021e-05 | 8.9785e-05 | 1.8477e-07 | 3.6953e-07 | 2.0324e-05 | 1
1092 | 0.29011 | 0.069674 | 0.11637 | 0.15054 | 0.088662 | 0.024361 | 0.058536 | 6.4387e-07 | 2.5755e-05 | 0.00013586 | 2.624e-07 | 5.2481e-07 | 2.8864e-05 | 1
1093 | 0.29011 | 0.077657 | 0.13001 | 0.15713 | 0.10084 | 0.02727 | 0.066538 | 7.1764e-07 | 2.8705e-05 | 0.00015142 | 2.9845e-07 | 5.969e-07 | 3.2829e-05 | 1
1094 | 0.29011 | 0.074145 | 0.14781 | 0.17714 | 0.10084 | 0.032117 | 0.079876 | 6.8518e-07 | 2.7407e-05 | 0.00014457 | 2.9845e-07 | 5.969e-07 | 3.2829e-05 | 1
1095 | 0.29011 | 0.058499 | 0.17214 | 0.19667 | 0.081167 | 0.039873 | 0.090546 | 5.406e-07 | 2.1624e-05 | 0.00011407 | 2.4022e-07 | 4.8044e-07 | 2.6424e-05 | 1
1096 | 0.29011 | 0.036787 | 0.20359 | 0.21351 | 0.051188 | 0.050537 | 0.10122 | 3.3995e-07 | 1.3598e-05 | 7.1729e-05 | 1.5149e-07 | 3.0299e-07 | 1.6664e-05 | 1
1097 | 0.29011 | 0.012839 | 0.24097 | 0.2328 | 0.016524 | 0.067019 | 0.11989 | 1.1865e-07 | 4.7459e-06 | 2.5035e-05 | 4.8903e-08 | 9.7806e-08 | 5.3793e-06 | 1
1098 | 0.29011 | 0.00038635 | 0.27954 | 0.24549 | 0.00059691 | 0.091256 | 0.13723 | 3.5703e-09 | 1.4281e-07 | 7.5333e-07 | 1.7666e-09 | 3.5332e-09 | 1.9433e-07 | 1
1099 | 0.29011 | 0.00038635 | 0.30862 | 0.26307 | 0.00059691 | 0.12034 | 0.17057 | 3.5703e-09 | 1.4281e-07 | 7.5333e-07 | 1.7666e-09 | 3.5332e-09 | 1.9433e-07 | 1
1100 | 0.29011 | 0.00038635 | 0.32523 | 0.28162 | 0.00059691 | 0.15233 | 0.21325 | 3.5703e-09 | 1.4281e-07 | 7.5333e-07 | 1.7666e-09 | 3.5332e-09 | 1.9433e-07 | 1
1101 | 0.29011 | 0.00038635 | 0.33235 | 0.31531 | 0.00059691 | 0.18142 | 0.26527 | 3.5703e-09 | 1.4281e-07 | 7.5333e-07 | 1.7666e-09 | 3.5332e-09 | 1.9433e-07 | 1
1102 | 0.29011 | 0.00038635 | 0.33235 | 0.34289 | 0.00059691 | 0.19887 | 0.29861 | 3.5703e-09 | 1.4281e-07 | 7.5333e-07 | 1.7666e-09 | 3.5332e-09 | 1.9433e-07 | 1
1103 | 0.29011 | 0.00038635 | 0.33057 | 0.36071 | 0.00059691 | 0.20275 | 0.31329 | 3.5703e-09 | 1.4281e-07 | 7.5333e-07 | 1.7666e-09 | 3.5332e-09 | 1.9433e-07 | 1
1104 | 0.29011 | 0.00038635 | 0.33117 | 0.37243 | 0.00059691 | 0.19693 | 0.31862 | 3.5703e-09 | 1.4281e-07 | 7.5333e-07 | 1.7666e-09 | 3.5332e-09 | 1.9433e-07 | 1
1105 | 0.29011 | 0.00038635 | 0.36558 | 0.41783 | 0.00059691 | 0.25316 | 0.41465 | 3.5703e-09 | 1.4281e-07 | 7.5333e-07 | 1.7666e-09 | 3.5332e-09 | 1.9433e-07 | 1
1106 | 0.29011 | 0.00038635 | 0.37092 | 0.42149 | 0.00059691 | 0.2328 | 0.38264 | 3.5703e-09 | 1.4281e-07 | 7.5333e-07 | 1.7666e-09 | 3.5332e-09 | 1.9433e-07 | 1
1107 | 0.29011 | 0.00038635 | 0.37864 | 0.41978 | 0.00059691 | 0.21923 | 0.35597 | 3.5703e-09 | 1.4281e-07 | 7.5333e-07 | 1.7666e-09 | 3.5332e-09 | 1.9433e-07 | 1
1108 | 0.29011 | 0.00038635 | 0.37033 | 0.38561 | 0.00059691 | 0.20663 | 0.30795 | 3.5703e-09 | 1.4281e-07 | 7.5333e-07 | 1.7666e-09 | 3.5332e-09 | 1.9433e-07 | 1
1109 | 0.29011 | 0.00038635 | 0.34956 | 0.38854 | 0.00059691 | 0.18142 | 0.31329 | 3.5703e-09 | 1.4281e-07 | 7.5333e-07 | 1.7666e-09 | 3.5332e-09 | 1.9433e-07 | 1
1110 | 0.29011 | 0.00038635 | 0.32405 | 0.43223 | 0.00059691 | 0.17269 | 0.35463 | 3.5703e-09 | 1.4281e-07 | 7.5333e-07 | 1.7666e-09 | 3.5332e-09 | 1.9433e-07 | 1
1111 | 0.29011 | 0.00038635 | 0.3466 | 0.43858 | 0.00059691 | 0.19305 | 0.3613 | 3.5703e-09 | 1.4281e-07 | 7.5333e-07 | 1.7666e-09 | 3.5332e-09 | 1.9433e-07 | 1
1112 | 0.29011 | 0.00070565 | 0.39466 | 0.43589 | 0.0015338 | 0.2105 | 0.3493 | 6.521e-09 | 2.6084e-07 | 1.3759e-06 | 4.5393e-09 | 9.0787e-09 | 4.9933e-07 | 1
1113 | 0.29011 | 0.0080495 | 0.39466 | 0.43809 | 0.018397 | 0.21341 | 0.36397 | 7.4387e-08 | 2.9755e-06 | 1.5696e-05 | 5.4448e-08 | 1.089e-07 | 5.9893e-06 | 1
1114 | 0.29011 | 0.026569 | 0.38694 | 0.46055 | 0.051188 | 0.21438 | 0.40131 | 2.4553e-07 | 9.8211e-06 | 5.1806e-05 | 1.5149e-07 | 3.0299e-07 | 1.6664e-05 | 1
1115 | 0.29011 | 0.046365 | 0.38398 | 0.46006 | 0.085852 | 0.19984 | 0.39865 | 4.2847e-07 | 1.7139e-05 | 9.0407e-05 | 2.5409e-07 | 5.0817e-07 | 2.7949e-05 | 1
1116 | 0.29011 | 0.061692 | 0.3733 | 0.45835 | 0.1074 | 0.17657 | 0.38798 | 5.701e-07 | 2.2804e-05 | 0.00012029 | 3.1786e-07 | 6.3572e-07 | 3.4964e-05 | 1
1117 | 0.29011 | 0.062969 | 0.3549 | 0.44761 | 0.11208 | 0.15912 | 0.38664 | 5.8191e-07 | 2.3276e-05 | 0.00012278 | 3.3172e-07 | 6.6344e-07 | 3.6489e-05 | 1
1118 | 0.29011 | 0.054029 | 0.33532 | 0.42637 | 0.10365 | 0.14846 | 0.40131 | 4.9929e-07 | 1.9971e-05 | 0.00010535 | 3.0677e-07 | 6.1353e-07 | 3.3744e-05 | 1
1119 | 0.29011 | 0.039341 | 0.32227 | 0.38414 | 0.078357 | 0.15718 | 0.41732 | 3.6355e-07 | 1.4542e-05 | 7.671e-05 | 2.319e-07 | 4.6381e-07 | 2.5509e-05 | 1
1120 | 0.29011 | 0.024972 | 0.32108 | 0.33361 | 0.04744 | 0.1756 | 0.43466 | 2.3077e-07 | 9.2309e-06 | 4.8693e-05 | 1.404e-07 | 2.8081e-07 | 1.5444e-05 | 1
1121 | 0.29011 | 0.0086881 | 0.32761 | 0.29846 | 0.015587 | 0.19111 | 0.43332 | 8.0288e-08 | 3.2115e-06 | 1.6941e-05 | 4.613e-08 | 9.2261e-08 | 5.0743e-06 | 1
1122 | 0.29011 | 0.00038635 | 0.33295 | 0.26966 | 0.00059691 | 0.20566 | 0.40932 | 3.5703e-09 | 1.4281e-07 | 7.5333e-07 | 1.7666e-09 | 3.5332e-09 | 1.9433e-07 | 1
1123 | 0.29011 | 0.00038635 | 0.33829 | 0.25989 | 0.00059691 | 0.21341 | 0.41065 | 3.5703e-09 | 1.4281e-07 | 7.5333e-07 | 1.7666e-09 | 3.5332e-09 | 1.9433e-07 | 1
1124 | 0.29011 | 0.00038635 | 0.33829 | 0.25696 | 0.00059691 | 0.20857 | 0.40398 | 3.5703e-09 | 1.4281e-07 | 7.5333e-07 | 1.7666e-09 | 3.5332e-09 | 1.9433e-07 | 1
1125 | 0.29011 | 0.00038635 | 0.33057 | 0.25892 | 0.00059691 | 0.20081 | 0.40665 | 3.5703e-09 | 1.4281e-07 | 7.5333e-07 | 1.7666e-09 | 3.5332e-09 | 1.9433e-07 | 1
1126 | 0.29011 | 0.00038635 | 0.3193 | 0.26038 | 0.00059691 | 0.19305 | 0.40665 | 3.5703e-09 | 1.4281e-07 | 7.5333e-07 | 1.7666e-09 | 3.5332e-09 | 1.9433e-07 | 1
1127 | 0.29011 | 0.00038635 | 0.30862 | 0.26014 | 0.00059691 | 0.18433 | 0.38931 | 3.5703e-09 | 1.4281e-07 | 7.5333e-07 | 1.7666e-09 | 3.5332e-09 | 1.9433e-07 | 1
1128 | 0.29011 | 0.00038635 | 0.29497 | 0.25111 | 0.00059691 | 0.17463 | 0.35463 | 3.5703e-09 | 1.4281e-07 | 7.5333e-07 | 1.7666e-09 | 3.5332e-09 | 1.9433e-07 | 1
1129 | 0.29011 | 0.00038635 | 0.1941 | 0.23207 | 0.00059691 | 0.15137 | 0.27727 | 3.5703e-09 | 1.4281e-07 | 7.5333e-07 | 1.7666e-09 | 3.5332e-09 | 1.9433e-07 | 1
1130 | 0.29011 | 0.00038635 | 0.16028 | 0.1808 | 0.00059691 | 0.12131 | 0.20925 | 3.5703e-09 | 1.4281e-07 | 7.5333e-07 | 1.7666e-09 | 3.5332e-09 | 1.9433e-07 | 1
1131 | 0.29011 | 0.00038635 | 0.14841 | 0.14199 | 0.00059691 | 0.091256 | 0.16924 | 3.5703e-09 | 1.4281e-07 | 7.5333e-07 | 1.7666e-09 | 3.5332e-09 | 1.9433e-07 | 1
1132 | 0.29011 | 0.00038635 | 0.15137 | 0.11343 | 0.00059691 | 0.071866 | 0.1439 | 3.5703e-09 | 1.4281e-07 | 7.5333e-07 | 1.7666e-09 | 3.5332e-09 | 1.9433e-07 | 1
1133 | 0.29011 | 0.00038635 | 0.19647 | 0.096345 | 0.00059691 | 0.057324 | 0.12522 | 3.5703e-09 | 1.4281e-07 | 7.5333e-07 | 1.7666e-09 | 3.5332e-09 | 1.9433e-07 | 1
1134 | 0.29011 | 0.00038635 | 0.16977 | 0.087557 | 0.00059691 | 0.040842 | 0.11856 | 3.5703e-09 | 1.4281e-07 | 7.5333e-07 | 1.7666e-09 | 3.5332e-09 | 1.9433e-07 | 1
1135 | 0.29011 | 0.00038635 | 0.13832 | 0.082675 | 0.00059691 | 0.042781 | 0.11055 | 3.5703e-09 | 1.4281e-07 | 7.5333e-07 | 1.7666e-09 | 3.5332e-09 | 1.9433e-07 | 1
1136 | 0.29011 | 0.00038635 | 0.15078 | 0.085116 | 0.00059691 | 0.043751 | 0.094547 | 3.5703e-09 | 1.4281e-07 | 7.5333e-07 | 1.7666e-09 | 3.5332e-09 | 1.9433e-07 | 1
1137 | 0.29011 | 0.0067723 | 0.14069 | 0.092439 | 0.010902 | 0.037934 | 0.083877 | 6.2584e-08 | 2.5034e-06 | 1.3205e-05 | 3.2267e-08 | 6.4533e-08 | 3.5493e-06 | 1
1138 | 0.29011 | 0.020502 | 0.11933 | 0.095124 | 0.027766 | 0.032117 | 0.079876 | 1.8946e-07 | 7.5786e-06 | 3.9977e-05 | 8.2176e-08 | 1.6435e-07 | 9.0393e-06 | 1
1139 | 0.29011 | 0.035829 | 0.11696 | 0.097565 | 0.033387 | 0.030178 | 0.074541 | 3.311e-07 | 1.3244e-05 | 6.9861e-05 | 9.8812e-08 | 1.9762e-07 | 1.0869e-05 | 1
1140 | 0.29011 | 0.049878 | 0.1223 | 0.10049 | 0.048377 | 0.030178 | 0.071873 | 4.6093e-07 | 1.8437e-05 | 9.7256e-05 | 1.4318e-07 | 2.8635e-07 | 1.5749e-05 | 1
1141 | 0.29011 | 0.053709 | 0.13298 | 0.10513 | 0.064304 | 0.032117 | 0.07054 | 4.9634e-07 | 1.9853e-05 | 0.00010473 | 1.9031e-07 | 3.8062e-07 | 2.0934e-05 | 1
1142 | 0.29011 | 0.051794 | 0.14603 | 0.11343 | 0.068051 | 0.033086 | 0.067872 | 4.7863e-07 | 1.9145e-05 | 0.00010099 | 2.014e-07 | 4.0281e-07 | 2.2154e-05 | 1
1143 | 0.29011 | 0.040937 | 0.16028 | 0.121 | 0.057746 | 0.029208 | 0.062537 | 3.7831e-07 | 1.5132e-05 | 7.9823e-05 | 1.709e-07 | 3.4181e-07 | 1.8799e-05 | 1
1144 | 0.29011 | 0.025292 | 0.17986 | 0.12295 | 0.038071 | 0.028239 | 0.062537 | 2.3372e-07 | 9.349e-06 | 4.9316e-05 | 1.1268e-07 | 2.2535e-07 | 1.2394e-05 | 1
1145 | 0.29011 | 0.0099653 | 0.203 | 0.13296 | 0.013713 | 0.036964 | 0.071873 | 9.2091e-08 | 3.6836e-06 | 1.9431e-05 | 4.0585e-08 | 8.117e-08 | 4.4643e-06 | 1
1146 | 0.29011 | 0.00070565 | 0.23029 | 0.15591 | 0.00059691 | 0.058293 | 0.09188 | 6.521e-09 | 2.6084e-07 | 1.3759e-06 | 1.7666e-09 | 3.5332e-09 | 1.9433e-07 | 1
1147 | 0.29011 | 0.00038635 | 0.25581 | 0.1891 | 0.00059691 | 0.0835 | 0.13589 | 3.5703e-09 | 1.4281e-07 | 7.5333e-07 | 1.7666e-09 | 3.5332e-09 | 1.9433e-07 | 1
1148 | 0.29011 | 0.00038635 | 0.27895 | 0.22377 | 0.00059691 | 0.1058 | 0.19058 | 3.5703e-09 | 1.4281e-07 | 7.5333e-07 | 1.7666e-09 | 3.5332e-09 | 1.9433e-07 | 1
1149 | 0.29011 | 0.00038635 | 0.29853 | 0.27015 | 0.00059691 | 0.12228 | 0.25193 | 3.5703e-09 | 1.4281e-07 | 7.5333e-07 | 1.7666e-09 | 3.5332e-09 | 1.9433e-07 | 1
1150 | 0.29011 | 0.00038635 | 0.31871 | 0.30359 | 0.00059691 | 0.13004 | 0.29728 | 3.5703e-09 | 1.4281e-07 | 7.5333e-07 | 1.7666e-09 | 3.5332e-09 | 1.9433e-07 | 1
1151 | 0.29011 | 0.00038635 | 0.33651 | 0.29968 | 0.00059691 | 0.12519 | 0.29995 | 3.5703e-09 | 1.4281e-07 | 7.5333e-07 | 1.7666e-09 | 3.5332e-09 | 1.9433e-07 | 1
1152 | 0.29011 | 0.00038635 | 0.346 | 0.27454 | 0.00059691 | 0.11549 | 0.27994 | 3.5703e-09 | 1.4281e-07 | 7.5333e-07 | 1.7666e-09 | 3.5332e-09 | 1.9433e-07 | 1
1153 | 0.14505 | 0.00038635 | 0.34363 | 0.33679 | 0.00059691 | 0.13488 | 0.27994 | 3.5703e-09 | 1.4281e-07 | 7.5333e-07 | 1.7666e-09 | 3.5332e-09 | 1.9433e-07 | 1
1154 | 0.14505 | 0.00038635 | 0.34066 | 0.30774 | 0.00059691 | 0.12907 | 0.29861 | 3.5703e-09 | 1.4281e-07 | 7.5333e-07 | 1.7666e-09 | 3.5332e-09 | 1.9433e-07 | 1
1155 | 0.14505 | 0.00038635 | 0.30803 | 0.28821 | 0.00059691 | 0.097073 | 0.27327 | 3.5703e-09 | 1.4281e-07 | 7.5333e-07 | 1.7666e-09 | 3.5332e-09 | 1.9433e-07 | 1
1156 | 0.14505 | 0.00038635 | 0.2837 | 0.26551 | 0.00059691 | 0.12034 | 0.23593 | 3.5703e-09 | 1.4281e-07 | 7.5333e-07 | 1.7666e-09 | 3.5332e-09 | 1.9433e-07 | 1
1157 | 0.14505 | 0.00038635 | 0.27776 | 0.25404 | 0.00059691 | 0.11743 | 0.20792 | 3.5703e-09 | 1.4281e-07 | 7.5333e-07 | 1.7666e-09 | 3.5332e-09 | 1.9433e-07 | 1
1158 | 0.14505 | 0.00038635 | 0.257 | 0.26185 | 0.00059691 | 0.092226 | 0.19992 | 3.5703e-09 | 1.4281e-07 | 7.5333e-07 | 1.7666e-09 | 3.5332e-09 | 1.9433e-07 | 1
1159 | 0.14505 | 0.00038635 | 0.26293 | 0.23085 | 0.00059691 | 0.070897 | 0.18391 | 3.5703e-09 | 1.4281e-07 | 7.5333e-07 | 1.7666e-09 | 3.5332e-09 | 1.9433e-07 | 1
1160 | 0.29011 | 0.00070565 | 0.2831 | 0.2079 | 0.0015338 | 0.059263 | 0.18391 | 6.521e-09 | 2.6084e-07 | 1.3759e-06 | 4.5393e-09 | 9.0787e-09 | 4.9933e-07 | 1
1161 | 0.14505 | 0.0086881 | 0.28726 | 0.20473 | 0.018397 | 0.055385 | 0.17591 | 8.0288e-08 | 3.2115e-06 | 1.6941e-05 | 5.4448e-08 | 1.089e-07 | 5.9893e-06 | 1
1162 | 0.14505 | 0.024334 | 0.2837 | 0.21547 | 0.050251 | 0.057324 | 0.16124 | 2.2487e-07 | 8.9949e-06 | 4.7448e-05 | 1.4872e-07 | 2.9744e-07 | 1.6359e-05 | 1
1163 | 0.14505 | 0.036467 | 0.28192 | 0.22084 | 0.078357 | 0.054415 | 0.13323 | 3.37e-07 | 1.348e-05 | 7.1107e-05 | 2.319e-07 | 4.6381e-07 | 2.5509e-05 | 1
1164 | 0.14505 | 0.045727 | 0.27598 | 0.24037 | 0.098031 | 0.048598 | 0.11322 | 4.2257e-07 | 1.6903e-05 | 8.9162e-05 | 2.9013e-07 | 5.8026e-07 | 3.1914e-05 | 1
1165 | 0.14505 | 0.04445 | 0.27005 | 0.26502 | 0.10459 | 0.04472 | 0.10388 | 4.1077e-07 | 1.6431e-05 | 8.6672e-05 | 3.0954e-07 | 6.1908e-07 | 3.4049e-05 | 1
1166 | 0.14505 | 0.040937 | 0.26708 | 0.2804 | 0.098968 | 0.04569 | 0.099883 | 3.7831e-07 | 1.5132e-05 | 7.9823e-05 | 2.929e-07 | 5.8581e-07 | 3.2219e-05 | 1
1167 | 0.14505 | 0.034232 | 0.26768 | 0.27308 | 0.083041 | 0.050537 | 0.098549 | 3.1634e-07 | 1.2654e-05 | 6.6748e-05 | 2.4577e-07 | 4.9153e-07 | 2.7034e-05 | 1
1168 | 0.14505 | 0.022418 | 0.27658 | 0.25208 | 0.054935 | 0.059263 | 0.09188 | 2.0717e-07 | 8.2867e-06 | 4.3712e-05 | 1.6258e-07 | 3.2517e-07 | 1.7884e-05 | 1
1169 | 0.14505 | 0.0070916 | 0.30091 | 0.24647 | 0.018397 | 0.069927 | 0.09188 | 6.5535e-08 | 2.6214e-06 | 1.3828e-05 | 5.4448e-08 | 1.089e-07 | 5.9893e-06 | 1
1170 | 0.14505 | 0.00070565 | 0.33651 | 0.25257 | 0.00059691 | 0.08447 | 0.10655 | 6.521e-09 | 2.6084e-07 | 1.3759e-06 | 1.7666e-09 | 3.5332e-09 | 1.9433e-07 | 1
1171 | 0.14505 | 0.00038635 | 0.35668 | 0.26941 | 0.00059691 | 0.10483 | 0.14256 | 3.5703e-09 | 1.4281e-07 | 7.5333e-07 | 1.7666e-09 | 3.5332e-09 | 1.9433e-07 | 1
1172 | 0.14505 | 0.00038635 | 0.3644 | 0.2843 | 0.00059691 | 0.12325 | 0.17324 | 3.5703e-09 | 1.4281e-07 | 7.5333e-07 | 1.7666e-09 | 3.5332e-09 | 1.9433e-07 | 1
1173 | 0.14505 | 0.00038635 | 0.3644 | 0.29773 | 0.00059691 | 0.1281 | 0.20392 | 3.5703e-09 | 1.4281e-07 | 7.5333e-07 | 1.7666e-09 | 3.5332e-09 | 1.9433e-07 | 1
1174 | 0.14505 | 0.00038635 | 0.35965 | 0.30652 | 0.00059691 | 0.12131 | 0.21592 | 3.5703e-09 | 1.4281e-07 | 7.5333e-07 | 1.7666e-09 | 3.5332e-09 | 1.9433e-07 | 1
1175 | 0.14505 | 0.00038635 | 0.35253 | 0.3197 | 0.00059691 | 0.11065 | 0.21592 | 3.5703e-09 | 1.4281e-07 | 7.5333e-07 | 1.7666e-09 | 3.5332e-09 | 1.9433e-07 | 1
1176 | 0.14505 | 0.00038635 | 0.33947 | 0.33093 | 0.00059691 | 0.10192 | 0.19992 | 3.5703e-09 | 1.4281e-07 | 7.5333e-07 | 1.7666e-09 | 3.5332e-09 | 1.9433e-07 | 1
1177 | 0.14505 | 0.00038635 | 0.33354 | 0.29822 | 0.00059691 | 0.11646 | 0.18791 | 3.5703e-09 | 1.4281e-07 | 7.5333e-07 | 1.7666e-09 | 3.5332e-09 | 1.9433e-07 | 1
1178 | 0.14505 | 0.00038635 | 0.31396 | 0.30676 | 0.00059691 | 0.088348 | 0.17057 | 3.5703e-09 | 1.4281e-07 | 7.5333e-07 | 1.7666e-09 | 3.5332e-09 | 1.9433e-07 | 1
1179 | 0.14505 | 0.00038635 | 0.23267 | 0.35119 | 0.00059691 | 0.06508 | 0.16924 | 3.5703e-09 | 1.4281e-07 | 7.5333e-07 | 1.7666e-09 | 3.5332e-09 | 1.9433e-07 | 1
1180 | 0.14505 | 0.00038635 | 0.2475 | 0.3878 | 0.00059691 | 0.062171 | 0.15457 | 3.5703e-09 | 1.4281e-07 | 7.5333e-07 | 1.7666e-09 | 3.5332e-09 | 1.9433e-07 | 1
1181 | 0.14505 | 0.00038635 | 0.32998 | 0.40782 | 0.00059691 | 0.11065 | 0.20925 | 3.5703e-09 | 1.4281e-07 | 7.5333e-07 | 1.7666e-09 | 3.5332e-09 | 1.9433e-07 | 1
1182 | 0.14505 | 0.00038635 | 0.37745 | 0.44224 | 0.00059691 | 0.15815 | 0.38398 | 3.5703e-09 | 1.4281e-07 | 7.5333e-07 | 1.7666e-09 | 3.5332e-09 | 1.9433e-07 | 1
1183 | 0.14505 | 0.00038635 | 0.35668 | 0.49838 | 0.00059691 | 0.20953 | 0.45467 | 3.5703e-09 | 1.4281e-07 | 7.5333e-07 | 1.7666e-09 | 3.5332e-09 | 1.9433e-07 | 1
1184 | 0.14505 | 0.00038635 | 0.37982 | 0.52963 | 0.00059691 | 0.2551 | 0.43599 | 3.5703e-09 | 1.4281e-07 | 7.5333e-07 | 1.7666e-09 | 3.5332e-09 | 1.9433e-07 | 1
1185 | 0.29011 | 0.0054951 | 0.39288 | 0.56112 | 0.0090287 | 0.24928 | 0.45867 | 5.0781e-08 | 2.0313e-06 | 1.0715e-05 | 2.6721e-08 | 5.3442e-08 | 2.9393e-06 | 1
1186 | 0.29011 | 0.013797 | 0.39822 | 0.56942 | 0.021208 | 0.26577 | 0.51335 | 1.275e-07 | 5.1e-06 | 2.6902e-05 | 6.2767e-08 | 1.2553e-07 | 6.9043e-06 | 1
1187 | 0.29011 | 0.022737 | 0.39822 | 0.57845 | 0.031513 | 0.28225 | 0.58137 | 2.1012e-07 | 8.4047e-06 | 4.4335e-05 | 9.3267e-08 | 1.8653e-07 | 1.0259e-05 | 1
1188 | 0.29011 | 0.034232 | 0.39763 | 0.57088 | 0.045566 | 0.29194 | 0.64006 | 3.1634e-07 | 1.2654e-05 | 6.6748e-05 | 1.3486e-07 | 2.6972e-07 | 1.4834e-05 | 1
1189 | 0.29011 | 0.041895 | 0.39763 | 0.57308 | 0.052124 | 0.29679 | 0.69341 | 3.8716e-07 | 1.5486e-05 | 8.1691e-05 | 1.5427e-07 | 3.0853e-07 | 1.6969e-05 | 1
1190 | 0.29011 | 0.04445 | 0.39763 | 0.60554 | 0.053998 | 0.29873 | 0.73609 | 4.1077e-07 | 1.6431e-05 | 8.6672e-05 | 1.5981e-07 | 3.1962e-07 | 1.7579e-05 | 1
1191 | 0.29011 | 0.03519 | 0.39822 | 0.6385 | 0.048377 | 0.29873 | 0.73476 | 3.252e-07 | 1.3008e-05 | 6.8616e-05 | 1.4318e-07 | 2.8635e-07 | 1.5749e-05 | 1
1192 | 0.29011 | 0.022737 | 0.40119 | 0.64069 | 0.034324 | 0.29873 | 0.70141 | 2.1012e-07 | 8.4047e-06 | 4.4335e-05 | 1.0158e-07 | 2.0317e-07 | 1.1174e-05 | 1
1193 | 0.29011 | 0.0090074 | 0.40712 | 0.62776 | 0.012776 | 0.29776 | 0.6694 | 8.3239e-08 | 3.3296e-06 | 1.7563e-05 | 3.7812e-08 | 7.5624e-08 | 4.1593e-06 | 1
1194 | 0.29011 | 0.0010249 | 0.40415 | 0.58504 | 0.0015338 | 0.30551 | 0.64006 | 9.4717e-09 | 3.7887e-07 | 1.9985e-06 | 4.5393e-09 | 9.0787e-09 | 4.9933e-07 | 1
1195 | 0.29011 | 0.00038635 | 0.40119 | 0.53793 | 0.00059691 | 0.30455 | 0.63606 | 3.5703e-09 | 1.4281e-07 | 7.5333e-07 | 1.7666e-09 | 3.5332e-09 | 1.9433e-07 | 1
1196 | 0.29011 | 0.00038635 | 0.39822 | 0.52743 | 0.00059691 | 0.30261 | 0.67074 | 3.5703e-09 | 1.4281e-07 | 7.5333e-07 | 1.7666e-09 | 3.5332e-09 | 1.9433e-07 | 1
1197 | 0.29011 | 0.00038635 | 0.39703 | 0.54012 | 0.00059691 | 0.30261 | 0.70541 | 3.5703e-09 | 1.4281e-07 | 7.5333e-07 | 1.7666e-09 | 3.5332e-09 | 1.9433e-07 | 1
1198 | 0.29011 | 0.00038635 | 0.39585 | 0.54549 | 0.00059691 | 0.30358 | 0.72809 | 3.5703e-09 | 1.4281e-07 | 7.5333e-07 | 1.7666e-09 | 3.5332e-09 | 1.9433e-07 | 1
1199 | 0.29011 | 0.00038635 | 0.39347 | 0.54134 | 0.00059691 | 0.30358 | 0.73609 | 3.5703e-09 | 1.4281e-07 | 7.5333e-07 | 1.7666e-09 | 3.5332e-09 | 1.9433e-07 | 1
1200 | 0.29011 | 0.00038635 | 0.38754 | 0.53646 | 0.00059691 | 0.30358 | 0.73342 | 3.5703e-09 | 1.4281e-07 | 7.5333e-07 | 1.7666e-09 | 3.5332e-09 | 1.9433e-07 | 1
1201 | 0.29011 | 0.00038635 | 0.37804 | 0.50986 | 0.00059691 | 0.33751 | 0.6734 | 3.5703e-09 | 1.4281e-07 | 7.5333e-07 | 1.7666e-09 | 3.5332e-09 | 1.9433e-07 | 1
1202 | 0.29011 | 0.00038635 | 0.34838 | 0.48911 | 0.00059691 | 0.33654 | 0.66007 | 3.5703e-09 | 1.4281e-07 | 7.5333e-07 | 1.7666e-09 | 3.5332e-09 | 1.9433e-07 | 1
1203 | 0.29011 | 0.00038635 | 0.33947 | 0.46128 | 0.00059691 | 0.33557 | 0.65206 | 3.5703e-09 | 1.4281e-07 | 7.5333e-07 | 1.7666e-09 | 3.5332e-09 | 1.9433e-07 | 1
1204 | 0.29011 | 0.00038635 | 0.32345 | 0.4149 | 0.00059691 | 0.32781 | 0.61872 | 3.5703e-09 | 1.4281e-07 | 7.5333e-07 | 1.7666e-09 | 3.5332e-09 | 1.9433e-07 | 1
1205 | 0.29011 | 0.00038635 | 0.33235 | 0.36339 | 0.00059691 | 0.30164 | 0.58537 | 3.5703e-09 | 1.4281e-07 | 7.5333e-07 | 1.7666e-09 | 3.5332e-09 | 1.9433e-07 | 1
1206 | 0.29011 | 0.00038635 | 0.30921 | 0.2948 | 0.00059691 | 0.25898 | 0.53336 | 3.5703e-09 | 1.4281e-07 | 7.5333e-07 | 1.7666e-09 | 3.5332e-09 | 1.9433e-07 | 1
1207 | 0.29011 | 0.00038635 | 0.31218 | 0.23963 | 0.00059691 | 0.2677 | 0.49334 | 3.5703e-09 | 1.4281e-07 | 7.5333e-07 | 1.7666e-09 | 3.5332e-09 | 1.9433e-07 | 1
1208 | 0.29011 | 0.00070565 | 0.32879 | 0.20033 | 0.0015338 | 0.24831 | 0.41599 | 6.521e-09 | 2.6084e-07 | 1.3759e-06 | 4.5393e-09 | 9.0787e-09 | 4.9933e-07 | 1
1209 | 0.29011 | 0.0077302 | 0.31871 | 0.16836 | 0.01746 | 0.23474 | 0.3493 | 7.1436e-08 | 2.8574e-06 | 1.5073e-05 | 5.1676e-08 | 1.0335e-07 | 5.6843e-06 | 1
1210 | 0.29011 | 0.023057 | 0.28014 | 0.1354 | 0.046503 | 0.21826 | 0.29595 | 2.1307e-07 | 8.5228e-06 | 4.4958e-05 | 1.3763e-07 | 2.7526e-07 | 1.5139e-05 | 1
1211 | 0.29011 | 0.035829 | 0.23385 | 0.12393 | 0.069925 | 0.1979 | 0.26127 | 3.311e-07 | 1.3244e-05 | 6.9861e-05 | 2.0695e-07 | 4.139e-07 | 2.2764e-05 | 1
1212 | 0.29011 | 0.042534 | 0.19884 | 0.12661 | 0.084915 | 0.18821 | 0.25593 | 3.9306e-07 | 1.5722e-05 | 8.2936e-05 | 2.5131e-07 | 5.0262e-07 | 2.7644e-05 | 1
1213 | 0.29011 | 0.037744 | 0.17036 | 0.12905 | 0.086788 | 0.18627 | 0.2546 | 3.488e-07 | 1.3952e-05 | 7.3597e-05 | 2.5686e-07 | 5.1372e-07 | 2.8254e-05 | 1
1214 | 0.29011 | 0.031358 | 0.15197 | 0.13052 | 0.08023 | 0.18724 | 0.25593 | 2.8979e-07 | 1.1591e-05 | 6.1145e-05 | 2.3745e-07 | 4.749e-07 | 2.6119e-05 | 1
1215 | 0.29011 | 0.024653 | 0.14129 | 0.12808 | 0.066177 | 0.18336 | 0.24926 | 2.2782e-07 | 9.1129e-06 | 4.8071e-05 | 1.9586e-07 | 3.9172e-07 | 2.1544e-05 | 1
1216 | 0.29011 | 0.014436 | 0.13832 | 0.12442 | 0.043693 | 0.1756 | 0.23993 | 1.334e-07 | 5.336e-06 | 2.8148e-05 | 1.2931e-07 | 2.5862e-07 | 1.4224e-05 | 1
1217 | 0.29011 | 0.0054951 | 0.14307 | 0.12661 | 0.016524 | 0.163 | 0.22392 | 5.0781e-08 | 2.0313e-06 | 1.0715e-05 | 4.8903e-08 | 9.7806e-08 | 5.3793e-06 | 1
1218 | 0.29011 | 0.00070565 | 0.14722 | 0.1271 | 0.0015338 | 0.14555 | 0.19992 | 6.521e-09 | 2.6084e-07 | 1.3759e-06 | 4.5393e-09 | 9.0787e-09 | 4.9933e-07 | 1
1219 | 0.29011 | 0.00038635 | 0.15731 | 0.13198 | 0.00059691 | 0.13294 | 0.19325 | 3.5703e-09 | 1.4281e-07 | 7.5333e-07 | 1.7666e-09 | 3.5332e-09 | 1.9433e-07 | 1
1220 | 0.29011 | 0.00038635 | 0.17392 | 0.15078 | 0.00059691 | 0.13682 | 0.19858 | 3.5703e-09 | 1.4281e-07 | 7.5333e-07 | 1.7666e-09 | 3.5332e-09 | 1.9433e-07 | 1
1221 | 0.29011 | 0.00038635 | 0.19647 | 0.18349 | 0.00059691 | 0.15815 | 0.23326 | 3.5703e-09 | 1.4281e-07 | 7.5333e-07 | 1.7666e-09 | 3.5332e-09 | 1.9433e-07 | 1
1222 | 0.29011 | 0.00038635 | 0.22495 | 0.21205 | 0.00059691 | 0.18239 | 0.26794 | 3.5703e-09 | 1.4281e-07 | 7.5333e-07 | 1.7666e-09 | 3.5332e-09 | 1.9433e-07 | 1
1223 | 0.29011 | 0.00038635 | 0.25047 | 0.235 | 0.00059691 | 0.1979 | 0.29995 | 3.5703e-09 | 1.4281e-07 | 7.5333e-07 | 1.7666e-09 | 3.5332e-09 | 1.9433e-07 | 1
1224 | 0.29011 | 0.00038635 | 0.2653 | 0.25428 | 0.00059691 | 0.2076 | 0.33329 | 3.5703e-09 | 1.4281e-07 | 7.5333e-07 | 1.7666e-09 | 3.5332e-09 | 1.9433e-07 | 1
1225 | 0.29011 | 0.00038635 | 0.20478 | 0.29651 | 0.00059691 | 0.23183 | 0.36397 | 3.5703e-09 | 1.4281e-07 | 7.5333e-07 | 1.7666e-09 | 3.5332e-09 | 1.9433e-07 | 1
1226 | 0.29011 | 0.00038635 | 0.19944 | 0.3136 | 0.00059691 | 0.21535 | 0.3613 | 3.5703e-09 | 1.4281e-07 | 7.5333e-07 | 1.7666e-09 | 3.5332e-09 | 1.9433e-07 | 1
1227 | 0.29011 | 0.00038635 | 0.20834 | 0.35265 | 0.00059691 | 0.22796 | 0.38798 | 3.5703e-09 | 1.4281e-07 | 7.5333e-07 | 1.7666e-09 | 3.5332e-09 | 1.9433e-07 | 1
1228 | 0.29011 | 0.00038635 | 0.22495 | 0.3485 | 0.00059691 | 0.22408 | 0.43066 | 3.5703e-09 | 1.4281e-07 | 7.5333e-07 | 1.7666e-09 | 3.5332e-09 | 1.9433e-07 | 1
1229 | 0.29011 | 0.00038635 | 0.25284 | 0.31067 | 0.00059691 | 0.22505 | 0.43599 | 3.5703e-09 | 1.4281e-07 | 7.5333e-07 | 1.7666e-09 | 3.5332e-09 | 1.9433e-07 | 1
1230 | 0.29011 | 0.00038635 | 0.24394 | 0.32849 | 0.00059691 | 0.22892 | 0.444 | 3.5703e-09 | 1.4281e-07 | 7.5333e-07 | 1.7666e-09 | 3.5332e-09 | 1.9433e-07 | 1
1231 | 0.29011 | 0.00038635 | 0.25462 | 0.34313 | 0.00059691 | 0.23377 | 0.42932 | 3.5703e-09 | 1.4281e-07 | 7.5333e-07 | 1.7666e-09 | 3.5332e-09 | 1.9433e-07 | 1
1232 | 0.29011 | 0.00038635 | 0.29082 | 0.34704 | 0.0015338 | 0.23765 | 0.43733 | 3.5703e-09 | 1.4281e-07 | 7.5333e-07 | 4.5393e-09 | 9.0787e-09 | 4.9933e-07 | 1
1233 | 0.29011 | 0.0051758 | 0.30803 | 0.3219 | 0.007155 | 0.2648 | 0.45333 | 4.7831e-08 | 1.9132e-06 | 1.0092e-05 | 2.1176e-08 | 4.2351e-08 | 2.3293e-06 | 1
1234 | 0.29011 | 0.0122 | 0.29794 | 0.28504 | 0.01465 | 0.29194 | 0.472 | 1.1275e-07 | 4.5098e-06 | 2.3789e-05 | 4.3358e-08 | 8.6715e-08 | 4.7693e-06 | 1
1235 | 0.29011 | 0.017948 | 0.33176 | 0.25867 | 0.010902 | 0.30067 | 0.47334 | 1.6586e-07 | 6.6343e-06 | 3.4996e-05 | 3.2267e-08 | 6.4533e-08 | 3.5493e-06 | 1
1236 | 0.29011 | 0.020822 | 0.34066 | 0.24256 | 0.016524 | 0.30261 | 0.444 | 1.9241e-07 | 7.6966e-06 | 4.0599e-05 | 4.8903e-08 | 9.7806e-08 | 5.3793e-06 | 1
1237 | 0.29011 | 0.017629 | 0.33473 | 0.23109 | 0.034324 | 0.30551 | 0.42799 | 1.6291e-07 | 6.5163e-06 | 3.4373e-05 | 1.0158e-07 | 2.0317e-07 | 1.1174e-05 | 1
1238 | 0.29011 | 0.019225 | 0.32286 | 0.22352 | 0.033387 | 0.30939 | 0.43066 | 1.7766e-07 | 7.1064e-06 | 3.7486e-05 | 9.8812e-08 | 1.9762e-07 | 1.0869e-05 | 1
1239 | 0.29011 | 0.017629 | 0.29735 | 0.21229 | 0.030577 | 0.31327 | 0.42532 | 1.6291e-07 | 6.5163e-06 | 3.4373e-05 | 9.0494e-08 | 1.8099e-07 | 9.9543e-06 | 1
1240 | 0.29011 | 0.013478 | 0.25522 | 0.19521 | 0.019334 | 0.31327 | 0.41732 | 1.2455e-07 | 4.9819e-06 | 2.628e-05 | 5.7221e-08 | 1.1444e-07 | 6.2943e-06 | 1
1241 | 0.29011 | 0.0061337 | 0.21309 | 0.17495 | 0.0080918 | 0.30551 | 0.38931 | 5.6683e-08 | 2.2673e-06 | 1.196e-05 | 2.3948e-08 | 4.7897e-08 | 2.6343e-06 | 1
1242 | 0.29011 | 0.00070565 | 0.19825 | 0.15102 | 0.0015338 | 0.28806 | 0.32929 | 6.521e-09 | 2.6084e-07 | 1.3759e-06 | 4.5393e-09 | 9.0787e-09 | 4.9933e-07 | 1
1243 | 0.29011 | 0.00038635 | 0.1852 | 0.12881 | 0.00059691 | 0.25316 | 0.28661 | 3.5703e-09 | 1.4281e-07 | 7.5333e-07 | 1.7666e-09 | 3.5332e-09 | 1.9433e-07 | 1
1244 | 0.29011 | 0.00038635 | 0.16977 | 0.11709 | 0.00059691 | 0.21923 | 0.26927 | 3.5703e-09 | 1.4281e-07 | 7.5333e-07 | 1.7666e-09 | 3.5332e-09 | 1.9433e-07 | 1
1245 | 0.29011 | 0.00038635 | 0.15968 | 0.10782 | 0.00059691 | 0.19111 | 0.2666 | 3.5703e-09 | 1.4281e-07 | 7.5333e-07 | 1.7666e-09 | 3.5332e-09 | 1.9433e-07 | 1
1246 | 0.29011 | 0.00038635 | 0.15968 | 0.10318 | 0.00059691 | 0.16979 | 0.2586 | 3.5703e-09 | 1.4281e-07 | 7.5333e-07 | 1.7666e-09 | 3.5332e-09 | 1.9433e-07 | 1
1247 | 0.29011 | 0.00038635 | 0.16206 | 0.10245 | 0.00059691 | 0.14943 | 0.2586 | 3.5703e-09 | 1.4281e-07 | 7.5333e-07 | 1.7666e-09 | 3.5332e-09 | 1.9433e-07 | 1
1248 | 0.29011 | 0.00038635 | 0.16384 | 0.10586 | 0.00059691 | 0.13004 | 0.27327 | 3.5703e-09 | 1.4281e-07 | 7.5333e-07 | 1.7666e-09 | 3.5332e-09 | 1.9433e-07 | 1
1249 | 0.29011 | 0.00038635 | 0.26768 | 0.11441 | 0.00059691 | 0.13004 | 0.33596 | 3.5703e-09 | 1.4281e-07 | 7.5333e-07 | 1.7666e-09 | 3.5332e-09 | 1.9433e-07 | 1
1250 | 0.29011 | 0.00038635 | 0.25818 | 0.10782 | 0.00059691 | 0.16494 | 0.40532 | 3.5703e-09 | 1.4281e-07 | 7.5333e-07 | 1.7666e-09 | 3.5332e-09 | 1.9433e-07 | 1
1251 | 0.29011 | 0.00038635 | 0.24928 | 0.11221 | 0.00059691 | 0.24056 | 0.42666 | 3.5703e-09 | 1.4281e-07 | 7.5333e-07 | 1.7666e-09 | 3.5332e-09 | 1.9433e-07 | 1
1252 | 0.29011 | 0.00038635 | 0.2024 | 0.13442 | 0.00059691 | 0.28516 | 0.42799 | 3.5703e-09 | 1.4281e-07 | 7.5333e-07 | 1.7666e-09 | 3.5332e-09 | 1.9433e-07 | 1
1253 | 0.29011 | 0.00038635 | 0.24216 | 0.13028 | 0.00059691 | 0.2774 | 0.39198 | 3.5703e-09 | 1.4281e-07 | 7.5333e-07 | 1.7666e-09 | 3.5332e-09 | 1.9433e-07 | 1
1254 | 0.29011 | 0.00038635 | 0.22258 | 0.12857 | 0.00059691 | 0.24638 | 0.3533 | 3.5703e-09 | 1.4281e-07 | 7.5333e-07 | 1.7666e-09 | 3.5332e-09 | 1.9433e-07 | 1
1255 | 0.29011 | 0.00038635 | 0.16502 | 0.14663 | 0.00059691 | 0.22892 | 0.3573 | 3.5703e-09 | 1.4281e-07 | 7.5333e-07 | 1.7666e-09 | 3.5332e-09 | 1.9433e-07 | 1
1256 | 0.29011 | 0.00070565 | 0.17096 | 0.15835 | 0.0024706 | 0.25219 | 0.31862 | 6.521e-09 | 2.6084e-07 | 1.3759e-06 | 7.3121e-09 | 1.4624e-08 | 8.0433e-07 | 1
1257 | 0.29011 | 0.0086881 | 0.15849 | 0.18349 | 0.022145 | 0.2328 | 0.31195 | 8.0288e-08 | 3.2115e-06 | 1.6941e-05 | 6.5539e-08 | 1.3108e-07 | 7.2093e-06 | 1
1258 | 0.29011 | 0.023057 | 0.18223 | 0.18227 | 0.058683 | 0.19887 | 0.32129 | 2.1307e-07 | 8.5228e-06 | 4.4958e-05 | 1.7368e-07 | 3.4735e-07 | 1.9104e-05 | 1
1259 | 0.29011 | 0.037106 | 0.19291 | 0.19277 | 0.093347 | 0.16882 | 0.32529 | 3.429e-07 | 1.3716e-05 | 7.2352e-05 | 2.7627e-07 | 5.5253e-07 | 3.0389e-05 | 1
1260 | 0.29011 | 0.054348 | 0.1935 | 0.19814 | 0.11396 | 0.14361 | 0.29461 | 5.0224e-07 | 2.0089e-05 | 0.00010597 | 3.3727e-07 | 6.7453e-07 | 3.7099e-05 | 1
1261 | 0.29011 | 0.063927 | 0.1852 | 0.19545 | 0.1177 | 0.11646 | 0.25993 | 5.9076e-07 | 2.363e-05 | 0.00012465 | 3.4836e-07 | 6.9672e-07 | 3.8319e-05 | 1
1262 | 0.29011 | 0.059776 | 0.16858 | 0.18617 | 0.10553 | 0.092226 | 0.2426 | 5.524e-07 | 2.2096e-05 | 0.00011656 | 3.1231e-07 | 6.2462e-07 | 3.4354e-05 | 1
1263 | 0.29011 | 0.045727 | 0.14959 | 0.16933 | 0.08023 | 0.075744 | 0.22792 | 4.2257e-07 | 1.6903e-05 | 8.9162e-05 | 2.3745e-07 | 4.749e-07 | 2.6119e-05 | 1
1264 | 0.29011 | 0.031358 | 0.13061 | 0.14248 | 0.051188 | 0.067988 | 0.18658 | 2.8979e-07 | 1.1591e-05 | 6.1145e-05 | 1.5149e-07 | 3.0299e-07 | 1.6664e-05 | 1
1265 | 0.29011 | 0.013478 | 0.12705 | 0.12759 | 0.018397 | 0.06508 | 0.16524 | 1.2455e-07 | 4.9819e-06 | 2.628e-05 | 5.4448e-08 | 1.089e-07 | 5.9893e-06 | 1
1266 | 0.29011 | 0.0013442 | 0.13595 | 0.11953 | 0.0015338 | 0.070897 | 0.17457 | 1.2422e-08 | 4.9689e-07 | 2.6211e-06 | 4.5393e-09 | 9.0787e-09 | 4.9933e-07 | 1
1267 | 0.29011 | 0.00038635 | 0.15553 | 0.11807 | 0.00059691 | 0.079622 | 0.18391 | 3.5703e-09 | 1.4281e-07 | 7.5333e-07 | 1.7666e-09 | 3.5332e-09 | 1.9433e-07 | 1
1268 | 0.29011 | 0.00038635 | 0.18579 | 0.13198 | 0.00059691 | 0.082531 | 0.19858 | 3.5703e-09 | 1.4281e-07 | 7.5333e-07 | 1.7666e-09 | 3.5332e-09 | 1.9433e-07 | 1
1269 | 0.29011 | 0.00038635 | 0.21902 | 0.15688 | 0.00059691 | 0.082531 | 0.20125 | 3.5703e-09 | 1.4281e-07 | 7.5333e-07 | 1.7666e-09 | 3.5332e-09 | 1.9433e-07 | 1
1270 | 0.29011 | 0.00038635 | 0.24572 | 0.1808 | 0.00059691 | 0.081561 | 0.19992 | 3.5703e-09 | 1.4281e-07 | 7.5333e-07 | 1.7666e-09 | 3.5332e-09 | 1.9433e-07 | 1
1271 | 0.29011 | 0.00038635 | 0.2564 | 0.18837 | 0.00059691 | 0.0835 | 0.21059 | 3.5703e-09 | 1.4281e-07 | 7.5333e-07 | 1.7666e-09 | 3.5332e-09 | 1.9433e-07 | 1
1272 | 0.29011 | 0.00038635 | 0.25462 | 0.1791 | 0.00059691 | 0.092226 | 0.23593 | 3.5703e-09 | 1.4281e-07 | 7.5333e-07 | 1.7666e-09 | 3.5332e-09 | 1.9433e-07 | 1
1273 | 0.29011 | 0.00038635 | 0.28607 | 0.1459 | 0.00059691 | 0.10095 | 0.18258 | 3.5703e-09 | 1.4281e-07 | 7.5333e-07 | 1.7666e-09 | 3.5332e-09 | 1.9433e-07 | 1
1274 | 0.29011 | 0.00038635 | 0.28666 | 0.11856 | 0.00059691 | 0.097073 | 0.1559 | 3.5703e-09 | 1.4281e-07 | 7.5333e-07 | 1.7666e-09 | 3.5332e-09 | 1.9433e-07 | 1
1275 | 0.29011 | 0.00038635 | 0.21665 | 0.11465 | 0.00059691 | 0.086409 | 0.13189 | 3.5703e-09 | 1.4281e-07 | 7.5333e-07 | 1.7666e-09 | 3.5332e-09 | 1.9433e-07 | 1
1276 | 0.29011 | 0.00038635 | 0.19647 | 0.098786 | 0.00059691 | 0.076714 | 0.11055 | 3.5703e-09 | 1.4281e-07 | 7.5333e-07 | 1.7666e-09 | 3.5332e-09 | 1.9433e-07 | 1
1277 | 0.29011 | 0.00038635 | 0.14247 | 0.10489 | 0.00059691 | 0.069927 | 0.11589 | 3.5703e-09 | 1.4281e-07 | 7.5333e-07 | 1.7666e-09 | 3.5332e-09 | 1.9433e-07 | 1
1278 | 0.29011 | 0.00038635 | 0.14603 | 0.1127 | 0.00059691 | 0.058293 | 0.11989 | 3.5703e-09 | 1.4281e-07 | 7.5333e-07 | 1.7666e-09 | 3.5332e-09 | 1.9433e-07 | 1
1279 | 0.29011 | 0.00038635 | 0.17036 | 0.121 | 0.00059691 | 0.049568 | 0.11856 | 3.5703e-09 | 1.4281e-07 | 7.5333e-07 | 1.7666e-09 | 3.5332e-09 | 1.9433e-07 | 1
1280 | 0.29011 | 0.0010249 | 0.14603 | 0.12466 | 0.0024706 | 0.057324 | 0.12789 | 9.4717e-09 | 3.7887e-07 | 1.9985e-06 | 7.3121e-09 | 1.4624e-08 | 8.0433e-07 | 1
1281 | 0.29011 | 0.010604 | 0.1401 | 0.12222 | 0.021208 | 0.096104 | 0.14256 | 9.7992e-08 | 3.9197e-06 | 2.0676e-05 | 6.2767e-08 | 1.2553e-07 | 6.9043e-06 | 1
1282 | 0.29011 | 0.029762 | 0.15197 | 0.11319 | 0.053998 | 0.10095 | 0.15323 | 2.7503e-07 | 1.1001e-05 | 5.8032e-05 | 1.5981e-07 | 3.1962e-07 | 1.7579e-05 | 1
1283 | 0.29011 | 0.047323 | 0.1401 | 0.11099 | 0.081167 | 0.090287 | 0.1479 | 4.3732e-07 | 1.7493e-05 | 9.2275e-05 | 2.4022e-07 | 4.8044e-07 | 2.6424e-05 | 1
1284 | 0.29011 | 0.063608 | 0.12764 | 0.1105 | 0.094283 | 0.078653 | 0.12656 | 5.8781e-07 | 2.3512e-05 | 0.00012403 | 2.7904e-07 | 5.5808e-07 | 3.0694e-05 | 1
1285 | 0.29011 | 0.071909 | 0.1223 | 0.10635 | 0.098968 | 0.067988 | 0.10522 | 6.6452e-07 | 2.6581e-05 | 0.00014021 | 2.929e-07 | 5.8581e-07 | 3.2219e-05 | 1
1286 | 0.29011 | 0.070632 | 0.1223 | 0.1044 | 0.099905 | 0.057324 | 0.09188 | 6.5272e-07 | 2.6109e-05 | 0.00013772 | 2.9568e-07 | 5.9135e-07 | 3.2524e-05 | 1
1287 | 0.29011 | 0.056264 | 0.1223 | 0.10196 | 0.09241 | 0.048598 | 0.083877 | 5.1994e-07 | 2.0798e-05 | 0.00010971 | 2.7349e-07 | 5.4699e-07 | 3.0084e-05 | 1
1288 | 0.29011 | 0.036467 | 0.12823 | 0.091951 | 0.063367 | 0.043751 | 0.077208 | 3.37e-07 | 1.348e-05 | 7.1107e-05 | 1.8754e-07 | 3.7508e-07 | 2.0629e-05 | 1
1289 | 0.29011 | 0.015713 | 0.14663 | 0.086825 | 0.024955 | 0.041812 | 0.078542 | 1.452e-07 | 5.8081e-06 | 3.0638e-05 | 7.3858e-08 | 1.4772e-07 | 8.1243e-06 | 1
1290 | 0.29011 | 0.0016635 | 0.16799 | 0.091707 | 0.0024706 | 0.046659 | 0.095881 | 1.5373e-08 | 6.1492e-07 | 3.2437e-06 | 7.3121e-09 | 1.4624e-08 | 8.0433e-07 | 1
1291 | 0.29011 | 0.00038635 | 0.18164 | 0.11124 | 0.00059691 | 0.057324 | 0.12389 | 3.5703e-09 | 1.4281e-07 | 7.5333e-07 | 1.7666e-09 | 3.5332e-09 | 1.9433e-07 | 1
1292 | 0.29011 | 0.00038635 | 0.18757 | 0.13613 | 0.00059691 | 0.070897 | 0.14256 | 3.5703e-09 | 1.4281e-07 | 7.5333e-07 | 1.7666e-09 | 3.5332e-09 | 1.9433e-07 | 1
1293 | 0.29011 | 0.00038635 | 0.18282 | 0.1625 | 0.00059691 | 0.089317 | 0.16257 | 3.5703e-09 | 1.4281e-07 | 7.5333e-07 | 1.7666e-09 | 3.5332e-09 | 1.9433e-07 | 1
1294 | 0.29011 | 0.00038635 | 0.17214 | 0.18837 | 0.00059691 | 0.10677 | 0.17857 | 3.5703e-09 | 1.4281e-07 | 7.5333e-07 | 1.7666e-09 | 3.5332e-09 | 1.9433e-07 | 1
1295 | 0.29011 | 0.00038635 | 0.16146 | 0.20351 | 0.00059691 | 0.11452 | 0.18524 | 3.5703e-09 | 1.4281e-07 | 7.5333e-07 | 1.7666e-09 | 3.5332e-09 | 1.9433e-07 | 1
1296 | 0.29011 | 0.00038635 | 0.15553 | 0.21376 | 0.00059691 | 0.10677 | 0.17457 | 3.5703e-09 | 1.4281e-07 | 7.5333e-07 | 1.7666e-09 | 3.5332e-09 | 1.9433e-07 | 1
1297 | 0.29011 | 0.00038635 | 0.14959 | 0.24525 | 0.00059691 | 0.088348 | 0.13323 | 3.5703e-09 | 1.4281e-07 | 7.5333e-07 | 1.7666e-09 | 3.5332e-09 | 1.9433e-07 | 1
1298 | 0.29011 | 0.00038635 | 0.13179 | 0.25184 | 0.00059691 | 0.054415 | 0.11989 | 3.5703e-09 | 1.4281e-07 | 7.5333e-07 | 1.7666e-09 | 3.5332e-09 | 1.9433e-07 | 1
1299 | 0.29011 | 0.00038635 | 0.12705 | 0.25941 | 0.00059691 | 0.04472 | 0.11589 | 3.5703e-09 | 1.4281e-07 | 7.5333e-07 | 1.7666e-09 | 3.5332e-09 | 1.9433e-07 | 1
1300 | 0.29011 | 0.00038635 | 0.1312 | 0.23744 | 0.00059691 | 0.047629 | 0.12122 | 3.5703e-09 | 1.4281e-07 | 7.5333e-07 | 1.7666e-09 | 3.5332e-09 | 1.9433e-07 | 1
1301 | 0.29011 | 0.00038635 | 0.13595 | 0.22718 | 0.00059691 | 0.049568 | 0.12522 | 3.5703e-09 | 1.4281e-07 | 7.5333e-07 | 1.7666e-09 | 3.5332e-09 | 1.9433e-07 | 1
1302 | 0.29011 | 0.00038635 | 0.11874 | 0.21815 | 0.00059691 | 0.043751 | 0.12522 | 3.5703e-09 | 1.4281e-07 | 7.5333e-07 | 1.7666e-09 | 3.5332e-09 | 1.9433e-07 | 1
1303 | 0.29011 | 0.00038635 | 0.11637 | 0.21083 | 0.00059691 | 0.034056 | 0.10255 | 3.5703e-09 | 1.4281e-07 | 7.5333e-07 | 1.7666e-09 | 3.5332e-09 | 1.9433e-07 | 1
1304 | 0.29011 | 0.0010249 | 0.11162 | 0.18691 | 0.0024706 | 0.029208 | 0.09188 | 9.4717e-09 | 3.7887e-07 | 1.9985e-06 | 7.3121e-09 | 1.4624e-08 | 8.0433e-07 | 1
1305 | 0.29011 | 0.010285 | 0.12645 | 0.15639 | 0.024019 | 0.025331 | 0.075875 | 9.5042e-08 | 3.8017e-06 | 2.0054e-05 | 7.1085e-08 | 1.4217e-07 | 7.8193e-06 | 1
1306 | 0.29011 | 0.028485 | 0.12823 | 0.13174 | 0.06243 | 0.023392 | 0.074541 | 2.6323e-07 | 1.0529e-05 | 5.5542e-05 | 1.8477e-07 | 3.6953e-07 | 2.0324e-05 | 1
1307 | 0.29011 | 0.043811 | 0.11933 | 0.11587 | 0.10084 | 0.021453 | 0.083877 | 4.0486e-07 | 1.6195e-05 | 8.5426e-05 | 2.9845e-07 | 5.969e-07 | 3.2829e-05 | 1
1308 | 0.29011 | 0.055625 | 0.11874 | 0.10098 | 0.12614 | 0.023392 | 0.090546 | 5.1404e-07 | 2.0562e-05 | 0.00010846 | 3.7331e-07 | 7.4663e-07 | 4.1064e-05 | 1
1309 | 0.29011 | 0.060415 | 0.11874 | 0.091707 | 0.13269 | 0.02727 | 0.097215 | 5.583e-07 | 2.2332e-05 | 0.0001178 | 3.9272e-07 | 7.8544e-07 | 4.3199e-05 | 1
1310 | 0.29011 | 0.057541 | 0.12527 | 0.090975 | 0.12052 | 0.032117 | 0.10522 | 5.3174e-07 | 2.127e-05 | 0.0001122 | 3.5668e-07 | 7.1335e-07 | 3.9234e-05 | 1
1311 | 0.29011 | 0.045408 | 0.13951 | 0.094636 | 0.094283 | 0.037934 | 0.10789 | 4.1962e-07 | 1.6785e-05 | 8.8539e-05 | 2.7904e-07 | 5.5808e-07 | 3.0694e-05 | 1
1312 | 0.29011 | 0.029443 | 0.15909 | 0.094392 | 0.061493 | 0.046659 | 0.10922 | 2.7208e-07 | 1.0883e-05 | 5.741e-05 | 1.8199e-07 | 3.6399e-07 | 2.0019e-05 | 1
1313 | 0.29011 | 0.012839 | 0.17274 | 0.095613 | 0.023082 | 0.059263 | 0.11722 | 1.1865e-07 | 4.7459e-06 | 2.5035e-05 | 6.8312e-08 | 1.3662e-07 | 7.5143e-06 | 1
1314 | 0.29011 | 0.0016635 | 0.17689 | 0.10049 | 0.0024706 | 0.077683 | 0.11989 | 1.5373e-08 | 6.1492e-07 | 3.2437e-06 | 7.3121e-09 | 1.4624e-08 | 8.0433e-07 | 1
1315 | 0.29011 | 0.00038635 | 0.17096 | 0.10977 | 0.00059691 | 0.094165 | 0.12389 | 3.5703e-09 | 1.4281e-07 | 7.5333e-07 | 1.7666e-09 | 3.5332e-09 | 1.9433e-07 | 1
1316 | 0.29011 | 0.00038635 | 0.1579 | 0.11294 | 0.00059691 | 0.10095 | 0.12389 | 3.5703e-09 | 1.4281e-07 | 7.5333e-07 | 1.7666e-09 | 3.5332e-09 | 1.9433e-07 | 1
1317 | 0.29011 | 0.00038635 | 0.14722 | 0.10513 | 0.00059691 | 0.097073 | 0.13056 | 3.5703e-09 | 1.4281e-07 | 7.5333e-07 | 1.7666e-09 | 3.5332e-09 | 1.9433e-07 | 1
1318 | 0.29011 | 0.00038635 | 0.13891 | 0.096833 | 0.00059691 | 0.086409 | 0.12656 | 3.5703e-09 | 1.4281e-07 | 7.5333e-07 | 1.7666e-09 | 3.5332e-09 | 1.9433e-07 | 1
1319 | 0.29011 | 0.00038635 | 0.13417 | 0.097565 | 0.00059691 | 0.072836 | 0.12256 | 3.5703e-09 | 1.4281e-07 | 7.5333e-07 | 1.7666e-09 | 3.5332e-09 | 1.9433e-07 | 1
1320 | 0.29011 | 0.00038635 | 0.12883 | 0.11172 | 0.00059691 | 0.062171 | 0.11989 | 3.5703e-09 | 1.4281e-07 | 7.5333e-07 | 1.7666e-09 | 3.5332e-09 | 1.9433e-07 | 1
1321 | 0.29011 | 0.00038635 | 0.061775 | 0.091219 | 0.00059691 | 0.053446 | 0.11455 | 3.5703e-09 | 1.4281e-07 | 7.5333e-07 | 1.7666e-09 | 3.5332e-09 | 1.9433e-07 | 1
1322 | 0.14505 | 0.00038635 | 0.061181 | 0.087557 | 0.00059691 | 0.04569 | 0.087879 | 3.5703e-09 | 1.4281e-07 | 7.5333e-07 | 1.7666e-09 | 3.5332e-09 | 1.9433e-07 | 1
1323 | 0.29011 | 0.00038635 | 0.04872 | 0.077793 | 0.00059691 | 0.062171 | 0.077208 | 3.5703e-09 | 1.4281e-07 | 7.5333e-07 | 1.7666e-09 | 3.5332e-09 | 1.9433e-07 | 1
1324 | 0.29011 | 0.00038635 | 0.03982 | 0.079502 | 0.00059691 | 0.060232 | 0.066538 | 3.5703e-09 | 1.4281e-07 | 7.5333e-07 | 1.7666e-09 | 3.5332e-09 | 1.9433e-07 | 1
1325 | 0.29011 | 0.00038635 | 0.11577 | 0.071446 | 0.00059691 | 0.054415 | 0.063871 | 3.5703e-09 | 1.4281e-07 | 7.5333e-07 | 1.7666e-09 | 3.5332e-09 | 1.9433e-07 | 1
1326 | 0.29011 | 0.00038635 | 0.12289 | 0.06632 | 0.00059691 | 0.040842 | 0.061203 | 3.5703e-09 | 1.4281e-07 | 7.5333e-07 | 1.7666e-09 | 3.5332e-09 | 1.9433e-07 | 1
1327 | 0.29011 | 0.00038635 | 0.12645 | 0.073643 | 0.00059691 | 0.02727 | 0.065205 | 3.5703e-09 | 1.4281e-07 | 7.5333e-07 | 1.7666e-09 | 3.5332e-09 | 1.9433e-07 | 1
1328 | 0.29011 | 0.0010249 | 0.15375 | 0.072423 | 0.0024706 | 0.023392 | 0.074541 | 9.4717e-09 | 3.7887e-07 | 1.9985e-06 | 7.3121e-09 | 1.4624e-08 | 8.0433e-07 | 1
1329 | 0.29011 | 0.010923 | 0.15968 | 0.07047 | 0.015587 | 0.02727 | 0.074541 | 1.0094e-07 | 4.0377e-06 | 2.1299e-05 | 4.613e-08 | 9.2261e-08 | 5.0743e-06 | 1
1330 | 0.29011 | 0.027527 | 0.1852 | 0.067541 | 0.035261 | 0.035025 | 0.07054 | 2.5438e-07 | 1.0175e-05 | 5.3674e-05 | 1.0436e-07 | 2.0872e-07 | 1.1479e-05 | 1
1331 | 0.29011 | 0.042534 | 0.18401 | 0.07462 | 0.055872 | 0.040842 | 0.073207 | 3.9306e-07 | 1.5722e-05 | 8.2936e-05 | 1.6536e-07 | 3.3072e-07 | 1.8189e-05 | 1
1332 | 0.29011 | 0.053709 | 0.18935 | 0.086337 | 0.072735 | 0.047629 | 0.079876 | 4.9634e-07 | 1.9853e-05 | 0.00010473 | 2.1527e-07 | 4.3053e-07 | 2.3679e-05 | 1
1333 | 0.29011 | 0.054348 | 0.19884 | 0.10513 | 0.094283 | 0.053446 | 0.09188 | 5.0224e-07 | 2.0089e-05 | 0.00010597 | 2.7904e-07 | 5.5808e-07 | 3.0694e-05 | 1
1334 | 0.29011 | 0.04892 | 0.20834 | 0.12905 | 0.10834 | 0.059263 | 0.11189 | 4.5208e-07 | 1.8083e-05 | 9.5388e-05 | 3.2063e-07 | 6.4126e-07 | 3.5269e-05 | 1
1335 | 0.29011 | 0.035829 | 0.22317 | 0.14932 | 0.096157 | 0.071866 | 0.14123 | 3.311e-07 | 1.3244e-05 | 6.9861e-05 | 2.8459e-07 | 5.6917e-07 | 3.1304e-05 | 1
1336 | 0.29011 | 0.021779 | 0.24216 | 0.16225 | 0.059619 | 0.092226 | 0.1679 | 2.0127e-07 | 8.0507e-06 | 4.2467e-05 | 1.7645e-07 | 3.529e-07 | 1.9409e-05 | 1
1337 | 0.29011 | 0.0093267 | 0.26174 | 0.17983 | 0.023082 | 0.11549 | 0.19458 | 8.619e-08 | 3.4476e-06 | 1.8186e-05 | 6.8312e-08 | 1.3662e-07 | 7.5143e-06 | 1
1338 | 0.29011 | 0.0013442 | 0.27598 | 0.19374 | 0.0024706 | 0.14458 | 0.21859 | 1.2422e-08 | 4.9689e-07 | 2.6211e-06 | 7.3121e-09 | 1.4624e-08 | 8.0433e-07 | 1
1339 | 0.29011 | 0.00038635 | 0.28488 | 0.20204 | 0.00059691 | 0.16882 | 0.23726 | 3.5703e-09 | 1.4281e-07 | 7.5333e-07 | 1.7666e-09 | 3.5332e-09 | 1.9433e-07 | 1
1340 | 0.29011 | 0.00038635 | 0.28844 | 0.20351 | 0.00059691 | 0.18821 | 0.25327 | 3.5703e-09 | 1.4281e-07 | 7.5333e-07 | 1.7666e-09 | 3.5332e-09 | 1.9433e-07 | 1
1341 | 0.29011 | 0.00038635 | 0.28726 | 0.19838 | 0.00059691 | 0.20469 | 0.28394 | 3.5703e-09 | 1.4281e-07 | 7.5333e-07 | 1.7666e-09 | 3.5332e-09 | 1.9433e-07 | 1
1342 | 0.29011 | 0.00038635 | 0.28607 | 0.1874 | 0.00059691 | 0.21244 | 0.30128 | 3.5703e-09 | 1.4281e-07 | 7.5333e-07 | 1.7666e-09 | 3.5332e-09 | 1.9433e-07 | 1
1343 | 0.29011 | 0.00038635 | 0.28607 | 0.17788 | 0.00059691 | 0.2105 | 0.30528 | 3.5703e-09 | 1.4281e-07 | 7.5333e-07 | 1.7666e-09 | 3.5332e-09 | 1.9433e-07 | 1
1344 | 0.29011 | 0.00038635 | 0.28192 | 0.16933 | 0.00059691 | 0.20275 | 0.29728 | 3.5703e-09 | 1.4281e-07 | 7.5333e-07 | 1.7666e-09 | 3.5332e-09 | 1.9433e-07 | 1
1345 | 0.14505 | 0.00038635 | 0.22851 | 0.11758 | 0.00059691 | 0.15233 | 0.25593 | 3.5703e-09 | 1.4281e-07 | 7.5333e-07 | 1.7666e-09 | 3.5332e-09 | 1.9433e-07 | 1
1346 | 0.29011 | 0.00038635 | 0.18698 | 0.093171 | 0.00059691 | 0.13294 | 0.2426 | 3.5703e-09 | 1.4281e-07 | 7.5333e-07 | 1.7666e-09 | 3.5332e-09 | 1.9433e-07 | 1
1347 | 0.29011 | 0.00038635 | 0.14247 | 0.065588 | 0.00059691 | 0.11355 | 0.22526 | 3.5703e-09 | 1.4281e-07 | 7.5333e-07 | 1.7666e-09 | 3.5332e-09 | 1.9433e-07 | 1
1348 | 0.29011 | 0.00038635 | 0.095597 | 0.041666 | 0.00059691 | 0.10871 | 0.19725 | 3.5703e-09 | 1.4281e-07 | 7.5333e-07 | 1.7666e-09 | 3.5332e-09 | 1.9433e-07 | 1
1349 | 0.29011 | 0.00038635 | 0.074235 | 0.037272 | 0.00059691 | 0.095134 | 0.17057 | 3.5703e-09 | 1.4281e-07 | 7.5333e-07 | 1.7666e-09 | 3.5332e-09 | 1.9433e-07 | 1
1350 | 0.29011 | 0.00038635 | 0.052874 | 0.032878 | 0.00059691 | 0.050537 | 0.1439 | 3.5703e-09 | 1.4281e-07 | 7.5333e-07 | 1.7666e-09 | 3.5332e-09 | 1.9433e-07 | 1
1351 | 0.29011 | 0.00038635 | 0.049314 | 0.029461 | 0.00059691 | 0.047629 | 0.098549 | 3.5703e-09 | 1.4281e-07 | 7.5333e-07 | 1.7666e-09 | 3.5332e-09 | 1.9433e-07 | 1
1352 | 0.29011 | 0.0010249 | 0.053467 | 0.023114 | 0.0024706 | 0.041812 | 0.08121 | 9.4717e-09 | 3.7887e-07 | 1.9985e-06 | 7.3121e-09 | 1.4624e-08 | 8.0433e-07 | 1
1353 | 0.29011 | 0.0093267 | 0.043973 | 0.021893 | 0.012776 | 0.038903 | 0.085211 | 8.619e-08 | 3.4476e-06 | 1.8186e-05 | 3.7812e-08 | 7.5624e-08 | 4.1593e-06 | 1
1354 | 0.29011 | 0.022737 | 0.051687 | 0.025311 | 0.030577 | 0.035995 | 0.078542 | 2.1012e-07 | 8.4047e-06 | 4.4335e-05 | 9.0494e-08 | 1.8099e-07 | 9.9543e-06 | 1
1355 | 0.29011 | 0.033913 | 0.049314 | 0.031902 | 0.04463 | 0.0263 | 0.063871 | 3.1339e-07 | 1.2536e-05 | 6.6126e-05 | 1.3208e-07 | 2.6417e-07 | 1.4529e-05 | 1
1356 | 0.29011 | 0.056264 | 0.040413 | 0.03776 | 0.064304 | 0.020483 | 0.041197 | 5.1994e-07 | 2.0798e-05 | 0.00010971 | 1.9031e-07 | 3.8062e-07 | 2.0934e-05 | 1
1357 | 0.29011 | 0.063927 | 0.03982 | 0.041666 | 0.072735 | 0.012727 | 0.025191 | 5.9076e-07 | 2.363e-05 | 0.00012465 | 2.1527e-07 | 4.3053e-07 | 2.3679e-05 | 1
1358 | 0.29011 | 0.063927 | 0.04338 | 0.044595 | 0.071799 | 0.0059406 | 0.025191 | 5.9076e-07 | 2.363e-05 | 0.00012465 | 2.1249e-07 | 4.2499e-07 | 2.3374e-05 | 1
1359 | 0.29011 | 0.050197 | 0.049314 | 0.04728 | 0.066177 | 0.0078796 | 0.027859 | 4.6388e-07 | 1.8555e-05 | 9.7878e-05 | 1.9586e-07 | 3.9172e-07 | 2.1544e-05 | 1
1360 | 0.29011 | 0.029123 | 0.055841 | 0.045327 | 0.042756 | 0.012727 | 0.034528 | 2.6913e-07 | 1.0765e-05 | 5.6787e-05 | 1.2654e-07 | 2.5308e-07 | 1.3919e-05 | 1
1361 | 0.29011 | 0.012839 | 0.054061 | 0.047036 | 0.018397 | 0.021453 | 0.049199 | 1.1865e-07 | 4.7459e-06 | 2.5035e-05 | 5.4448e-08 | 1.089e-07 | 5.9893e-06 | 1
1362 | 0.29011 | 0.0019828 | 0.055247 | 0.056068 | 0.0024706 | 0.036964 | 0.073207 | 1.8324e-08 | 7.3295e-07 | 3.8663e-06 | 7.3121e-09 | 1.4624e-08 | 8.0433e-07 | 1
1363 | 0.29011 | 0.00038635 | 0.063555 | 0.079014 | 0.00059691 | 0.053446 | 0.085211 | 3.5703e-09 | 1.4281e-07 | 7.5333e-07 | 1.7666e-09 | 3.5332e-09 | 1.9433e-07 | 1
1364 | 0.29011 | 0.00038635 | 0.076609 | 0.10513 | 0.00059691 | 0.063141 | 0.089212 | 3.5703e-09 | 1.4281e-07 | 7.5333e-07 | 1.7666e-09 | 3.5332e-09 | 1.9433e-07 | 1
1365 | 0.29011 | 0.00038635 | 0.090257 | 0.12515 | 0.00059691 | 0.06411 | 0.089212 | 3.5703e-09 | 1.4281e-07 | 7.5333e-07 | 1.7666e-09 | 3.5332e-09 | 1.9433e-07 | 1
1366 | 0.29011 | 0.00038635 | 0.10272 | 0.1376 | 0.00059691 | 0.06508 | 0.083877 | 3.5703e-09 | 1.4281e-07 | 7.5333e-07 | 1.7666e-09 | 3.5332e-09 | 1.9433e-07 | 1
1367 | 0.29011 | 0.00038635 | 0.11518 | 0.14492 | 0.00059691 | 0.067988 | 0.087879 | 3.5703e-09 | 1.4281e-07 | 7.5333e-07 | 1.7666e-09 | 3.5332e-09 | 1.9433e-07 | 1
1368 | 0.29011 | 0.00038635 | 0.12705 | 0.15542 | 0.00059691 | 0.070897 | 0.10122 | 3.5703e-09 | 1.4281e-07 | 7.5333e-07 | 1.7666e-09 | 3.5332e-09 | 1.9433e-07 | 1
1369 | 0.14505 | 0.00038635 | 0.13298 | 0.18666 | 0.00059691 | 0.058293 | 0.13189 | 3.5703e-09 | 1.4281e-07 | 7.5333e-07 | 1.7666e-09 | 3.5332e-09 | 1.9433e-07 | 1
1370 | 0.14505 | 0.00038635 | 0.15612 | 0.18495 | 0.00059691 | 0.06508 | 0.1399 | 3.5703e-09 | 1.4281e-07 | 7.5333e-07 | 1.7666e-09 | 3.5332e-09 | 1.9433e-07 | 1
1371 | 0.29011 | 0.00038635 | 0.14247 | 0.18373 | 0.00059691 | 0.077683 | 0.14523 | 3.5703e-09 | 1.4281e-07 | 7.5333e-07 | 1.7666e-09 | 3.5332e-09 | 1.9433e-07 | 1
1372 | 0.29011 | 0.00038635 | 0.19469 | 0.18642 | 0.00059691 | 0.099982 | 0.15323 | 3.5703e-09 | 1.4281e-07 | 7.5333e-07 | 1.7666e-09 | 3.5332e-09 | 1.9433e-07 | 1
1373 | 0.29011 | 0.00038635 | 0.20418 | 0.19496 | 0.00059691 | 0.10386 | 0.18124 | 3.5703e-09 | 1.4281e-07 | 7.5333e-07 | 1.7666e-09 | 3.5332e-09 | 1.9433e-07 | 1
1374 | 0.29011 | 0.00038635 | 0.24157 | 0.21522 | 0.00059691 | 0.11452 | 0.24393 | 3.5703e-09 | 1.4281e-07 | 7.5333e-07 | 1.7666e-09 | 3.5332e-09 | 1.9433e-07 | 1
1375 | 0.29011 | 0.00038635 | 0.2653 | 0.21815 | 0.00059691 | 0.11259 | 0.26127 | 3.5703e-09 | 1.4281e-07 | 7.5333e-07 | 1.7666e-09 | 3.5332e-09 | 1.9433e-07 | 1
1376 | 0.29011 | 0.0013442 | 0.29141 | 0.20936 | 0.0034075 | 0.13585 | 0.27061 | 1.2422e-08 | 4.9689e-07 | 2.6211e-06 | 1.0085e-08 | 2.017e-08 | 1.1093e-06 | 1
1377 | 0.29011 | 0.011562 | 0.29735 | 0.1935 | 0.027766 | 0.15815 | 0.26927 | 1.0684e-07 | 4.2738e-06 | 2.2544e-05 | 8.2176e-08 | 1.6435e-07 | 9.0393e-06 | 1
1378 | 0.29011 | 0.038064 | 0.27183 | 0.18202 | 0.064304 | 0.16688 | 0.25727 | 3.5175e-07 | 1.407e-05 | 7.422e-05 | 1.9031e-07 | 3.8062e-07 | 2.0934e-05 | 1
1379 | 0.29011 | 0.064566 | 0.24157 | 0.1708 | 0.10459 | 0.15427 | 0.24126 | 5.9666e-07 | 2.3866e-05 | 0.0001259 | 3.0954e-07 | 6.1908e-07 | 3.4049e-05 | 1
1380 | 0.29011 | 0.08532 | 0.23326 | 0.16396 | 0.13457 | 0.14458 | 0.23326 | 7.8845e-07 | 3.1538e-05 | 0.00016636 | 3.9827e-07 | 7.9653e-07 | 4.3809e-05 | 1
1381 | 0.29011 | 0.092345 | 0.24275 | 0.16274 | 0.14487 | 0.13682 | 0.23326 | 8.5337e-07 | 3.4135e-05 | 0.00018006 | 4.2877e-07 | 8.5753e-07 | 4.7164e-05 | 1
1382 | 0.29011 | 0.087555 | 0.26471 | 0.17861 | 0.14675 | 0.13294 | 0.24393 | 8.0911e-07 | 3.2364e-05 | 0.00017072 | 4.3431e-07 | 8.6863e-07 | 4.7774e-05 | 1
1383 | 0.29011 | 0.070952 | 0.29141 | 0.20497 | 0.12145 | 0.13004 | 0.26794 | 6.5567e-07 | 2.6227e-05 | 0.00013835 | 3.5945e-07 | 7.189e-07 | 3.9539e-05 | 1
1384 | 0.29011 | 0.047323 | 0.31574 | 0.2184 | 0.078357 | 0.13101 | 0.30262 | 4.3732e-07 | 1.7493e-05 | 9.2275e-05 | 2.319e-07 | 4.6381e-07 | 2.5509e-05 | 1
1385 | 0.29011 | 0.019864 | 0.33591 | 0.22401 | 0.030577 | 0.14167 | 0.32929 | 1.8356e-07 | 7.3425e-06 | 3.8732e-05 | 9.0494e-08 | 1.8099e-07 | 9.9543e-06 | 1
1386 | 0.29011 | 0.0026214 | 0.35431 | 0.22108 | 0.0034075 | 0.17075 | 0.35063 | 2.4225e-08 | 9.69e-07 | 5.1115e-06 | 1.0085e-08 | 2.017e-08 | 1.1093e-06 | 1
1387 | 0.29011 | 0.00038635 | 0.36143 | 0.22816 | 0.00059691 | 0.21632 | 0.40131 | 3.5703e-09 | 1.4281e-07 | 7.5333e-07 | 1.7666e-09 | 3.5332e-09 | 1.9433e-07 | 1
1388 | 0.29011 | 0.00038635 | 0.36262 | 0.24037 | 0.00059691 | 0.26286 | 0.45733 | 3.5703e-09 | 1.4281e-07 | 7.5333e-07 | 1.7666e-09 | 3.5332e-09 | 1.9433e-07 | 1
1389 | 0.29011 | 0.00038635 | 0.36262 | 0.25965 | 0.00059691 | 0.29485 | 0.50802 | 3.5703e-09 | 1.4281e-07 | 7.5333e-07 | 1.7666e-09 | 3.5332e-09 | 1.9433e-07 | 1
1390 | 0.29011 | 0.00038635 | 0.36202 | 0.27015 | 0.00059691 | 0.30939 | 0.52135 | 3.5703e-09 | 1.4281e-07 | 7.5333e-07 | 1.7666e-09 | 3.5332e-09 | 1.9433e-07 | 1
1391 | 0.29011 | 0.00038635 | 0.36499 | 0.2804 | 0.00059691 | 0.31424 | 0.51602 | 3.5703e-09 | 1.4281e-07 | 7.5333e-07 | 1.7666e-09 | 3.5332e-09 | 1.9433e-07 | 1
1392 | 0.29011 | 0.00038635 | 0.37033 | 0.29968 | 0.00059691 | 0.31424 | 0.51202 | 3.5703e-09 | 1.4281e-07 | 7.5333e-07 | 1.7666e-09 | 3.5332e-09 | 1.9433e-07 | 1
1393 | 0.14505 | 0.00038635 | 0.35609 | 0.32434 | 0.00059691 | 0.27061 | 0.43866 | 3.5703e-09 | 1.4281e-07 | 7.5333e-07 | 1.7666e-09 | 3.5332e-09 | 1.9433e-07 | 1
1394 | 0.14505 | 0.00038635 | 0.37804 | 0.28992 | 0.00059691 | 0.29291 | 0.43866 | 3.5703e-09 | 1.4281e-07 | 7.5333e-07 | 1.7666e-09 | 3.5332e-09 | 1.9433e-07 | 1
1395 | 0.14505 | 0.00038635 | 0.39525 | 0.27576 | 0.00059691 | 0.29582 | 0.47334 | 3.5703e-09 | 1.4281e-07 | 7.5333e-07 | 1.7666e-09 | 3.5332e-09 | 1.9433e-07 | 1
1396 | 0.14505 | 0.00038635 | 0.34719 | 0.26893 | 0.00059691 | 0.30455 | 0.48401 | 3.5703e-09 | 1.4281e-07 | 7.5333e-07 | 1.7666e-09 | 3.5332e-09 | 1.9433e-07 | 1
1397 | 0.29011 | 0.00038635 | 0.31455 | 0.3009 | 0.00059691 | 0.30164 | 0.464 | 3.5703e-09 | 1.4281e-07 | 7.5333e-07 | 1.7666e-09 | 3.5332e-09 | 1.9433e-07 | 1
1398 | 0.29011 | 0.00038635 | 0.33651 | 0.3114 | 0.00059691 | 0.27158 | 0.40665 | 3.5703e-09 | 1.4281e-07 | 7.5333e-07 | 1.7666e-09 | 3.5332e-09 | 1.9433e-07 | 1
1399 | 0.29011 | 0.00038635 | 0.30328 | 0.27527 | 0.00059691 | 0.25995 | 0.34263 | 3.5703e-09 | 1.4281e-07 | 7.5333e-07 | 1.7666e-09 | 3.5332e-09 | 1.9433e-07 | 1
1400 | 0.29011 | 0.0019828 | 0.25166 | 0.22401 | 0.0043444 | 0.21826 | 0.28528 | 1.8324e-08 | 7.3295e-07 | 3.8663e-06 | 1.2858e-08 | 2.5715e-08 | 1.4143e-06 | 1
1401 | 0.29011 | 0.015074 | 0.22377 | 0.16421 | 0.031513 | 0.18336 | 0.26927 | 1.393e-07 | 5.5721e-06 | 2.9393e-05 | 9.3267e-08 | 1.8653e-07 | 1.0259e-05 | 1
1402 | 0.29011 | 0.039341 | 0.19054 | 0.10733 | 0.072735 | 0.14652 | 0.23593 | 3.6355e-07 | 1.4542e-05 | 7.671e-05 | 2.1527e-07 | 4.3053e-07 | 2.3679e-05 | 1
1403 | 0.29011 | 0.060415 | 0.16977 | 0.079502 | 0.11208 | 0.11065 | 0.19992 | 5.583e-07 | 2.2332e-05 | 0.0001178 | 3.3172e-07 | 6.6344e-07 | 3.6489e-05 | 1
1404 | 0.29011 | 0.074464 | 0.13713 | 0.059729 | 0.14019 | 0.0835 | 0.16257 | 6.8813e-07 | 2.7525e-05 | 0.0001452 | 4.149e-07 | 8.2981e-07 | 4.5639e-05 | 1
1405 | 0.14505 | 0.079573 | 0.11043 | 0.042154 | 0.14675 | 0.068958 | 0.1399 | 7.3534e-07 | 2.9414e-05 | 0.00015516 | 4.3431e-07 | 8.6863e-07 | 4.7774e-05 | 1
1406 | 0.29011 | 0.073506 | 0.095597 | 0.033854 | 0.14113 | 0.067988 | 0.13856 | 6.7928e-07 | 2.7171e-05 | 0.00014333 | 4.1768e-07 | 8.3535e-07 | 4.5944e-05 | 1
1407 | 0.29011 | 0.060415 | 0.084916 | 0.035563 | 0.11583 | 0.072836 | 0.13723 | 5.583e-07 | 2.2332e-05 | 0.0001178 | 3.4281e-07 | 6.8562e-07 | 3.7709e-05 | 1
1408 | 0.29011 | 0.040937 | 0.076016 | 0.040201 | 0.07742 | 0.071866 | 0.12389 | 3.7831e-07 | 1.5132e-05 | 7.9823e-05 | 2.2913e-07 | 4.5826e-07 | 2.5204e-05 | 1
1409 | 0.29011 | 0.016351 | 0.067115 | 0.044595 | 0.02964 | 0.058293 | 0.10789 | 1.511e-07 | 6.0442e-06 | 3.1883e-05 | 8.7721e-08 | 1.7544e-07 | 9.6493e-06 | 1
1410 | 0.29011 | 0.0023021 | 0.058214 | 0.040933 | 0.0034075 | 0.041812 | 0.083877 | 2.1274e-08 | 8.5098e-07 | 4.4889e-06 | 1.0085e-08 | 2.017e-08 | 1.1093e-06 | 1
1411 | 0.29011 | 0.00038635 | 0.049907 | 0.034099 | 0.00059691 | 0.030178 | 0.059869 | 3.5703e-09 | 1.4281e-07 | 7.5333e-07 | 1.7666e-09 | 3.5332e-09 | 1.9433e-07 | 1
1412 | 0.29011 | 0.00038635 | 0.044567 | 0.030681 | 0.00059691 | 0.023392 | 0.043864 | 3.5703e-09 | 1.4281e-07 | 7.5333e-07 | 1.7666e-09 | 3.5332e-09 | 1.9433e-07 | 1
1413 | 0.29011 | 0.00038635 | 0.0416 | 0.027508 | 0.00059691 | 0.022422 | 0.038529 | 3.5703e-09 | 1.4281e-07 | 7.5333e-07 | 1.7666e-09 | 3.5332e-09 | 1.9433e-07 | 1
1414 | 0.29011 | 0.00038635 | 0.041006 | 0.02287 | 0.00059691 | 0.02727 | 0.037195 | 3.5703e-09 | 1.4281e-07 | 7.5333e-07 | 1.7666e-09 | 3.5332e-09 | 1.9433e-07 | 1
1415 | 0.29011 | 0.00038635 | 0.042193 | 0.020185 | 0.00059691 | 0.030178 | 0.038529 | 3.5703e-09 | 1.4281e-07 | 7.5333e-07 | 1.7666e-09 | 3.5332e-09 | 1.9433e-07 | 1
1416 | 0.29011 | 0.00038635 | 0.043973 | 0.01872 | 0.00059691 | 0.02727 | 0.038529 | 3.5703e-09 | 1.4281e-07 | 7.5333e-07 | 1.7666e-09 | 3.5332e-09 | 1.9433e-07 | 1
1417 | 0.29011 | 0.00038635 | 0.042193 | 0.031658 | 0.00059691 | 0.049568 | 0.074541 | 3.5703e-09 | 1.4281e-07 | 7.5333e-07 | 1.7666e-09 | 3.5332e-09 | 1.9433e-07 | 1
1418 | 0.14505 | 0.00038635 | 0.061775 | 0.038004 | 0.00059691 | 0.050537 | 0.061203 | 3.5703e-09 | 1.4281e-07 | 7.5333e-07 | 1.7666e-09 | 3.5332e-09 | 1.9433e-07 | 1
1419 | 0.14505 | 0.00038635 | 0.09263 | 0.042154 | 0.00059691 | 0.040842 | 0.051867 | 3.5703e-09 | 1.4281e-07 | 7.5333e-07 | 1.7666e-09 | 3.5332e-09 | 1.9433e-07 | 1
1420 | 0.14505 | 0.00038635 | 0.10568 | 0.047036 | 0.00059691 | 0.036964 | 0.062537 | 3.5703e-09 | 1.4281e-07 | 7.5333e-07 | 1.7666e-09 | 3.5332e-09 | 1.9433e-07 | 1
1421 | 0.14505 | 0.00038635 | 0.11993 | 0.048989 | 0.00059691 | 0.034056 | 0.067872 | 3.5703e-09 | 1.4281e-07 | 7.5333e-07 | 1.7666e-09 | 3.5332e-09 | 1.9433e-07 | 1
1422 | 0.14505 | 0.00038635 | 0.11518 | 0.04606 | 0.00059691 | 0.033086 | 0.059869 | 3.5703e-09 | 1.4281e-07 | 7.5333e-07 | 1.7666e-09 | 3.5332e-09 | 1.9433e-07 | 1
1423 | 0.14505 | 0.00038635 | 0.097377 | 0.053383 | 0.00059691 | 0.036964 | 0.053201 | 3.5703e-09 | 1.4281e-07 | 7.5333e-07 | 1.7666e-09 | 3.5332e-09 | 1.9433e-07 | 1
1424 | 0.14505 | 0.0016635 | 0.11815 | 0.057777 | 0.0034075 | 0.035025 | 0.038529 | 1.5373e-08 | 6.1492e-07 | 3.2437e-06 | 1.0085e-08 | 2.017e-08 | 1.1093e-06 | 1
1425 | 0.29011 | 0.015074 | 0.12705 | 0.060218 | 0.024955 | 0.033086 | 0.033194 | 1.393e-07 | 5.5721e-06 | 2.9393e-05 | 7.3858e-08 | 1.4772e-07 | 8.1243e-06 | 1
1426 | 0.14505 | 0.038383 | 0.1134 | 0.060706 | 0.058683 | 0.025331 | 0.026525 | 3.547e-07 | 1.4188e-05 | 7.4842e-05 | 1.7368e-07 | 3.4735e-07 | 1.9104e-05 | 1
1427 | 0.29011 | 0.059457 | 0.10687 | 0.066564 | 0.087725 | 0.016605 | 0.025191 | 5.4945e-07 | 2.1978e-05 | 0.00011593 | 2.5963e-07 | 5.1926e-07 | 2.8559e-05 | 1
1428 | 0.29011 | 0.073187 | 0.086696 | 0.065832 | 0.11021 | 0.011758 | 0.025191 | 6.7633e-07 | 2.7053e-05 | 0.00014271 | 3.2618e-07 | 6.5235e-07 | 3.5879e-05 | 1
1429 | 0.29011 | 0.081488 | 0.068302 | 0.062659 | 0.1177 | 0.0098186 | 0.025191 | 7.5305e-07 | 3.0122e-05 | 0.00015889 | 3.4836e-07 | 6.9672e-07 | 3.8319e-05 | 1
1430 | 0.29011 | 0.082446 | 0.05228 | 0.059973 | 0.12052 | 0.0078796 | 0.026525 | 7.619e-07 | 3.0476e-05 | 0.00016076 | 3.5668e-07 | 7.1335e-07 | 3.9234e-05 | 1
1431 | 0.29011 | 0.064885 | 0.035666 | 0.054847 | 0.11115 | 0.0059406 | 0.026525 | 5.9961e-07 | 2.3984e-05 | 0.00012652 | 3.2895e-07 | 6.579e-07 | 3.6184e-05 | 1
1432 | 0.29011 | 0.045408 | 0.022612 | 0.041178 | 0.07742 | 0.0059406 | 0.026525 | 4.1962e-07 | 1.6785e-05 | 8.8539e-05 | 2.2913e-07 | 4.5826e-07 | 2.5204e-05 | 1
1433 | 0.29011 | 0.020822 | 0.014304 | 0.031902 | 0.030577 | 0.0059406 | 0.027859 | 1.9241e-07 | 7.6966e-06 | 4.0599e-05 | 9.0494e-08 | 1.8099e-07 | 9.9543e-06 | 1
1434 | 0.29011 | 0.0029407 | 0.0095574 | 0.026043 | 0.0034075 | 0.0069101 | 0.034528 | 2.7176e-08 | 1.087e-06 | 5.7341e-06 | 1.0085e-08 | 2.017e-08 | 1.1093e-06 | 1
1435 | 0.29011 | 0.00038635 | 0.0065905 | 0.020917 | 0.00059691 | 0.0078796 | 0.047865 | 3.5703e-09 | 1.4281e-07 | 7.5333e-07 | 1.7666e-09 | 3.5332e-09 | 1.9433e-07 | 1
1436 | 0.29011 | 0.00038635 | 0.0048104 | 0.018232 | 0.00059691 | 0.0088491 | 0.057202 | 3.5703e-09 | 1.4281e-07 | 7.5333e-07 | 1.7666e-09 | 3.5332e-09 | 1.9433e-07 | 1
1437 | 0.29011 | 0.00038635 | 0.0030302 | 0.015791 | 0.00059691 | 0.011758 | 0.059869 | 3.5703e-09 | 1.4281e-07 | 7.5333e-07 | 1.7666e-09 | 3.5332e-09 | 1.9433e-07 | 1
1438 | 0.29011 | 0.00038635 | 0.0018435 | 0.01335 | 0.00059691 | 0.015636 | 0.059869 | 3.5703e-09 | 1.4281e-07 | 7.5333e-07 | 1.7666e-09 | 3.5332e-09 | 1.9433e-07 | 1
1439 | 0.29011 | 0.00038635 | 0.0030302 | 0.012129 | 0.00059691 | 0.018544 | 0.058536 | 3.5703e-09 | 1.4281e-07 | 7.5333e-07 | 1.7666e-09 | 3.5332e-09 | 1.9433e-07 | 1
1440 | 0.29011 | 0.00038635 | 0.0059971 | 0.013838 | 0.00059691 | 0.019514 | 0.059869 | 3.5703e-09 | 1.4281e-07 | 7.5333e-07 | 1.7666e-09 | 3.5332e-09 | 1.9433e-07 | 1
1441 | 0.14505 | 0.00038635 | 0.0024369 | 0.021405 | 0.00059691 | 0.023392 | 0.077208 | 3.5703e-09 | 1.4281e-07 | 7.5333e-07 | 1.7666e-09 | 3.5332e-09 | 1.9433e-07 | 1
1442 | 0.14505 | 0.00038635 | 0.0024369 | 0.022138 | 0.00059691 | 0.0263 | 0.065205 | 3.5703e-09 | 1.4281e-07 | 7.5333e-07 | 1.7666e-09 | 3.5332e-09 | 1.9433e-07 | 1
1443 | 0.14505 | 0.00038635 | 0.021425 | 0.032878 | 0.00059691 | 0.029208 | 0.059869 | 3.5703e-09 | 1.4281e-07 | 7.5333e-07 | 1.7666e-09 | 3.5332e-09 | 1.9433e-07 | 1
1444 | 0.14505 | 0.00038635 | 0.027952 | 0.051918 | 0.00059691 | 0.031147 | 0.054534 | 3.5703e-09 | 1.4281e-07 | 7.5333e-07 | 1.7666e-09 | 3.5332e-09 | 1.9433e-07 | 1
1445 | 0.14505 | 0.00038635 | 0.04516 | 0.06217 | 0.00059691 | 0.024361 | 0.053201 | 3.5703e-09 | 1.4281e-07 | 7.5333e-07 | 1.7666e-09 | 3.5332e-09 | 1.9433e-07 | 1
1446 | 0.14505 | 0.00038635 | 0.080763 | 0.077305 | 0.00059691 | 0.016605 | 0.053201 | 3.5703e-09 | 1.4281e-07 | 7.5333e-07 | 1.7666e-09 | 3.5332e-09 | 1.9433e-07 | 1
1447 | 0.14505 | 0.00038635 | 0.077796 | 0.08536 | 0.00059691 | 0.012727 | 0.045198 | 3.5703e-09 | 1.4281e-07 | 7.5333e-07 | 1.7666e-09 | 3.5332e-09 | 1.9433e-07 | 1
1448 | 0.14505 | 0.0016635 | 0.09085 | 0.074131 | 0.0034075 | 0.019514 | 0.041197 | 1.5373e-08 | 6.1492e-07 | 3.2437e-06 | 1.0085e-08 | 2.017e-08 | 1.1093e-06 | 1
1449 | 0.14505 | 0.01252 | 0.1039 | 0.069982 | 0.01746 | 0.025331 | 0.047865 | 1.157e-07 | 4.6279e-06 | 2.4412e-05 | 5.1676e-08 | 1.0335e-07 | 5.6843e-06 | 1
1450 | 0.14505 | 0.029443 | 0.097377 | 0.07462 | 0.043693 | 0.032117 | 0.058536 | 2.7208e-07 | 1.0883e-05 | 5.741e-05 | 1.2931e-07 | 2.5862e-07 | 1.4224e-05 | 1
1451 | 0.14505 | 0.048281 | 0.093817 | 0.10049 | 0.070862 | 0.038903 | 0.082544 | 4.4617e-07 | 1.7847e-05 | 9.4143e-05 | 2.0972e-07 | 4.1944e-07 | 2.3069e-05 | 1
1452 | 0.14505 | 0.061692 | 0.099157 | 0.1376 | 0.089599 | 0.047629 | 0.098549 | 5.701e-07 | 2.2804e-05 | 0.00012029 | 2.6518e-07 | 5.3035e-07 | 2.9169e-05 | 1
1453 | 0.14505 | 0.066801 | 0.11577 | 0.16372 | 0.098031 | 0.054415 | 0.10789 | 6.1731e-07 | 2.4693e-05 | 0.00013025 | 2.9013e-07 | 5.8026e-07 | 3.1914e-05 | 1
1454 | 0.14505 | 0.063608 | 0.14425 | 0.18154 | 0.098968 | 0.054415 | 0.12122 | 5.8781e-07 | 2.3512e-05 | 0.00012403 | 2.929e-07 | 5.8581e-07 | 3.2219e-05 | 1
1455 | 0.14505 | 0.049558 | 0.17926 | 0.20497 | 0.090536 | 0.048598 | 0.13056 | 4.5798e-07 | 1.8319e-05 | 9.6633e-05 | 2.6795e-07 | 5.359e-07 | 2.9474e-05 | 1
1456 | 0.14505 | 0.032955 | 0.20834 | 0.22035 | 0.06243 | 0.04569 | 0.14123 | 3.0454e-07 | 1.2182e-05 | 6.4258e-05 | 1.8477e-07 | 3.6953e-07 | 2.0324e-05 | 1
1457 | 0.14505 | 0.013158 | 0.23979 | 0.24427 | 0.024955 | 0.055385 | 0.16124 | 1.216e-07 | 4.8639e-06 | 2.5657e-05 | 7.3858e-08 | 1.4772e-07 | 8.1243e-06 | 1
1458 | 0.14505 | 0.0023021 | 0.27539 | 0.28894 | 0.0034075 | 0.076714 | 0.18791 | 2.1274e-08 | 8.5098e-07 | 4.4889e-06 | 1.0085e-08 | 2.017e-08 | 1.1093e-06 | 1
1459 | 0.14505 | 0.00038635 | 0.30625 | 0.3341 | 0.00059691 | 0.10871 | 0.22259 | 3.5703e-09 | 1.4281e-07 | 7.5333e-07 | 1.7666e-09 | 3.5332e-09 | 1.9433e-07 | 1
1460 | 0.14505 | 0.00038635 | 0.34304 | 0.36632 | 0.00059691 | 0.14652 | 0.26394 | 3.5703e-09 | 1.4281e-07 | 7.5333e-07 | 1.7666e-09 | 3.5332e-09 | 1.9433e-07 | 1
1461 | 0.14505 | 0.00038635 | 0.37745 | 0.39122 | 0.00059691 | 0.17754 | 0.30928 | 3.5703e-09 | 1.4281e-07 | 7.5333e-07 | 1.7666e-09 | 3.5332e-09 | 1.9433e-07 | 1
1462 | 0.14505 | 0.00038635 | 0.40237 | 0.40416 | 0.00059691 | 0.20566 | 0.35197 | 3.5703e-09 | 1.4281e-07 | 7.5333e-07 | 1.7666e-09 | 3.5332e-09 | 1.9433e-07 | 1
1463 | 0.14505 | 0.00038635 | 0.41721 | 0.41905 | 0.00059691 | 0.23765 | 0.42132 | 3.5703e-09 | 1.4281e-07 | 7.5333e-07 | 1.7666e-09 | 3.5332e-09 | 1.9433e-07 | 1
1464 | 0.14505 | 0.00038635 | 0.42255 | 0.43321 | 0.00059691 | 0.26577 | 0.48134 | 3.5703e-09 | 1.4281e-07 | 7.5333e-07 | 1.7666e-09 | 3.5332e-09 | 1.9433e-07 | 1
1465 | 0.14505 | 0.00038635 | 0.43857 | 0.47959 | 0.00059691 | 0.32781 | 0.51335 | 3.5703e-09 | 1.4281e-07 | 7.5333e-07 | 1.7666e-09 | 3.5332e-09 | 1.9433e-07 | 1
1466 | 0.14505 | 0.00038635 | 0.44094 | 0.44761 | 0.00059691 | 0.32878 | 0.51468 | 3.5703e-09 | 1.4281e-07 | 7.5333e-07 | 1.7666e-09 | 3.5332e-09 | 1.9433e-07 | 1
1467 | 0.14505 | 0.00038635 | 0.44035 | 0.43174 | 0.00059691 | 0.29388 | 0.52669 | 3.5703e-09 | 1.4281e-07 | 7.5333e-07 | 1.7666e-09 | 3.5332e-09 | 1.9433e-07 | 1
1468 | 0.14505 | 0.00038635 | 0.44154 | 0.44907 | 0.00059691 | 0.33945 | 0.53869 | 3.5703e-09 | 1.4281e-07 | 7.5333e-07 | 1.7666e-09 | 3.5332e-09 | 1.9433e-07 | 1
1469 | 0.14505 | 0.00038635 | 0.44213 | 0.48935 | 0.00059691 | 0.24541 | 0.58804 | 3.5703e-09 | 1.4281e-07 | 7.5333e-07 | 1.7666e-09 | 3.5332e-09 | 1.9433e-07 | 1
1470 | 0.14505 | 0.00038635 | 0.32405 | 0.48422 | 0.00059691 | 0.33945 | 0.69208 | 3.5703e-09 | 1.4281e-07 | 7.5333e-07 | 1.7666e-09 | 3.5332e-09 | 1.9433e-07 | 1
1471 | 0.14505 | 0.00038635 | 0.10272 | 0.46836 | 0.00059691 | 0.29 | 0.71075 | 3.5703e-09 | 1.4281e-07 | 7.5333e-07 | 1.7666e-09 | 3.5332e-09 | 1.9433e-07 | 1
1472 | 0.14505 | 0.0026214 | 0.095597 | 0.41441 | 0.0024706 | 0.26964 | 0.66007 | 2.4225e-08 | 9.69e-07 | 5.1115e-06 | 7.3121e-09 | 1.4624e-08 | 8.0433e-07 | 1
1473 | 0.14505 | 0.017948 | 0.23504 | 0.37828 | 0.015587 | 0.34236 | 0.67607 | 1.6586e-07 | 6.6343e-06 | 3.4996e-05 | 4.613e-08 | 9.2261e-08 | 5.0743e-06 | 1
1474 | 0.14505 | 0.041576 | 0.42611 | 0.51547 | 0.039008 | 0.33751 | 0.63472 | 3.8421e-07 | 1.5368e-05 | 8.1068e-05 | 1.1545e-07 | 2.309e-07 | 1.2699e-05 | 1
1475 | 0.14505 | 0.064246 | 0.42017 | 0.52963 | 0.075546 | 0.32297 | 0.59871 | 5.9371e-07 | 2.3748e-05 | 0.00012527 | 2.2359e-07 | 4.4717e-07 | 2.4594e-05 | 1
1476 | 0.14505 | 0.078295 | 0.40949 | 0.56014 | 0.11489 | 0.29388 | 0.54936 | 7.2354e-07 | 2.8942e-05 | 0.00015267 | 3.4004e-07 | 6.8008e-07 | 3.7404e-05 | 1
1477 | 0.14505 | 0.082766 | 0.38754 | 0.58748 | 0.13644 | 0.25607 | 0.52402 | 7.6485e-07 | 3.0594e-05 | 0.00016138 | 4.0381e-07 | 8.0763e-07 | 4.4419e-05 | 1
1478 | 0.14505 | 0.077018 | 0.35372 | 0.59554 | 0.13176 | 0.22214 | 0.52936 | 7.1174e-07 | 2.8469e-05 | 0.00015018 | 3.8995e-07 | 7.799e-07 | 4.2894e-05 | 1
1479 | 0.14505 | 0.061692 | 0.31752 | 0.55526 | 0.10834 | 0.1979 | 0.50535 | 5.701e-07 | 2.2804e-05 | 0.00012029 | 3.2063e-07 | 6.4126e-07 | 3.5269e-05 | 1
1480 | 0.14505 | 0.042853 | 0.2837 | 0.47446 | 0.071799 | 0.17172 | 0.452 | 3.9601e-07 | 1.584e-05 | 8.3559e-05 | 2.1249e-07 | 4.2499e-07 | 2.3374e-05 | 1
1481 | 0.14505 | 0.021141 | 0.25462 | 0.39439 | 0.027766 | 0.14264 | 0.39198 | 1.9537e-07 | 7.8146e-06 | 4.1222e-05 | 8.2176e-08 | 1.6435e-07 | 9.0393e-06 | 1
1482 | 0.14505 | 0.0035793 | 0.23504 | 0.30847 | 0.0034075 | 0.10968 | 0.32396 | 3.3077e-08 | 1.3231e-06 | 6.9793e-06 | 1.0085e-08 | 2.017e-08 | 1.1093e-06 | 1
1483 | 0.14505 | 0.00038635 | 0.21546 | 0.24305 | 0.00059691 | 0.077683 | 0.26794 | 3.5703e-09 | 1.4281e-07 | 7.5333e-07 | 1.7666e-09 | 3.5332e-09 | 1.9433e-07 | 1
1484 | 0.14505 | 0.00038635 | 0.20003 | 0.20521 | 0.00059691 | 0.063141 | 0.21325 | 3.5703e-09 | 1.4281e-07 | 7.5333e-07 | 1.7666e-09 | 3.5332e-09 | 1.9433e-07 | 1
1485 | 0.14505 | 0.00038635 | 0.20003 | 0.1891 | 0.00059691 | 0.081561 | 0.17591 | 3.5703e-09 | 1.4281e-07 | 7.5333e-07 | 1.7666e-09 | 3.5332e-09 | 1.9433e-07 | 1
1486 | 0.14505 | 0.00038635 | 0.22614 | 0.17983 | 0.00059691 | 0.14361 | 0.15723 | 3.5703e-09 | 1.4281e-07 | 7.5333e-07 | 1.7666e-09 | 3.5332e-09 | 1.9433e-07 | 1
1487 | 0.14505 | 0.00038635 | 0.2748 | 0.17788 | 0.00059691 | 0.23571 | 0.20525 | 3.5703e-09 | 1.4281e-07 | 7.5333e-07 | 1.7666e-09 | 3.5332e-09 | 1.9433e-07 | 1
1488 | 0.14505 | 0.00038635 | 0.30031 | 0.19692 | 0.00059691 | 0.29582 | 0.34396 | 3.5703e-09 | 1.4281e-07 | 7.5333e-07 | 1.7666e-09 | 3.5332e-09 | 1.9433e-07 | 1
1489 | 0.14505 | 0.00038635 | 0.26886 | 0.20644 | 0.00059691 | 0.33751 | 0.42799 | 3.5703e-09 | 1.4281e-07 | 7.5333e-07 | 1.7666e-09 | 3.5332e-09 | 1.9433e-07 | 1
1490 | 0.14505 | 0.00038635 | 0.20597 | 0.30847 | 0.00059691 | 0.34042 | 0.46934 | 3.5703e-09 | 1.4281e-07 | 7.5333e-07 | 1.7666e-09 | 3.5332e-09 | 1.9433e-07 | 1
1491 | 0.14505 | 0.00038635 | 0.20359 | 0.4293 | 0.00059691 | 0.20178 | 0.55737 | 3.5703e-09 | 1.4281e-07 | 7.5333e-07 | 1.7666e-09 | 3.5332e-09 | 1.9433e-07 | 1
1492 | 0.14505 | 0.00038635 | 0.20359 | 0.49741 | 0.00059691 | 0.1979 | 0.67074 | 3.5703e-09 | 1.4281e-07 | 7.5333e-07 | 1.7666e-09 | 3.5332e-09 | 1.9433e-07 | 1
1493 | 0.14505 | 0.00038635 | 0.20122 | 0.54086 | 0.00059691 | 0.20469 | 0.65473 | 3.5703e-09 | 1.4281e-07 | 7.5333e-07 | 1.7666e-09 | 3.5332e-09 | 1.9433e-07 | 1
1494 | 0.14505 | 0.00038635 | 0.41483 | 0.53036 | 0.00059691 | 0.34236 | 0.59871 | 3.5703e-09 | 1.4281e-07 | 7.5333e-07 | 1.7666e-09 | 3.5332e-09 | 1.9433e-07 | 1
1495 | 0.14505 | 0.00038635 | 0.43145 | 0.45078 | 0.00059691 | 0.34333 | 0.56804 | 3.5703e-09 | 1.4281e-07 | 7.5333e-07 | 1.7666e-09 | 3.5332e-09 | 1.9433e-07 | 1
1496 | 0.14505 | 0.0023021 | 0.37448 | 0.37291 | 0.0024706 | 0.34333 | 0.53202 | 2.1274e-08 | 8.5098e-07 | 4.4889e-06 | 7.3121e-09 | 1.4624e-08 | 8.0433e-07 | 1
1497 | 0.14505 | 0.013478 | 0.39288 | 0.3568 | 0.013713 | 0.34429 | 0.52002 | 1.2455e-07 | 4.9819e-06 | 2.628e-05 | 4.0585e-08 | 8.117e-08 | 4.4643e-06 | 1
1498 | 0.14505 | 0.030081 | 0.40949 | 0.37389 | 0.024019 | 0.34429 | 0.52669 | 2.7798e-07 | 1.1119e-05 | 5.8655e-05 | 7.1085e-08 | 1.4217e-07 | 7.8193e-06 | 1
1499 | 0.14505 | 0.045727 | 0.4356 | 0.37072 | 0.036198 | 0.34429 | 0.54403 | 4.2257e-07 | 1.6903e-05 | 8.9162e-05 | 1.0713e-07 | 2.1426e-07 | 1.1784e-05 | 1
1500 | 0.14505 | 0.055625 | 0.44035 | 0.3878 | 0.045566 | 0.34236 | 0.53603 | 5.1404e-07 | 2.0562e-05 | 0.00010846 | 1.3486e-07 | 2.6972e-07 | 1.4834e-05 | 1
1501 | 0.14505 | 0.053709 | 0.44094 | 0.42662 | 0.042756 | 0.34139 | 0.59338 | 4.9634e-07 | 1.9853e-05 | 0.00010473 | 1.2654e-07 | 2.5308e-07 | 1.3919e-05 | 1
1502 | 0.14505 | 0.049239 | 0.44094 | 0.47202 | 0.054935 | 0.34333 | 0.71075 | 4.5503e-07 | 1.8201e-05 | 9.601e-05 | 1.6258e-07 | 3.2517e-07 | 1.7884e-05 | 1
1503 | 0.14505 | 0.039022 | 0.44035 | 0.49204 | 0.053061 | 0.34333 | 0.78277 | 3.606e-07 | 1.4424e-05 | 7.6087e-05 | 1.5704e-07 | 3.1408e-07 | 1.7274e-05 | 1
1504 | 0.14505 | 0.027846 | 0.43679 | 0.45127 | 0.034324 | 0.34236 | 0.80545 | 2.5733e-07 | 1.0293e-05 | 5.4297e-05 | 1.0158e-07 | 2.0317e-07 | 1.1174e-05 | 1
1505 | 0.14505 | 0.014755 | 0.43442 | 0.41368 | 0.013713 | 0.34333 | 0.86147 | 1.3635e-07 | 5.4541e-06 | 2.877e-05 | 4.0585e-08 | 8.117e-08 | 4.4643e-06 | 1
1506 | 0.14505 | 0.0026214 | 0.42551 | 0.41636 | 0.0024706 | 0.34526 | 0.91482 | 2.4225e-08 | 9.69e-07 | 5.1115e-06 | 7.3121e-09 | 1.4624e-08 | 8.0433e-07 | 1
1507 | 0.14505 | 0.00038635 | 0.40237 | 0.44761 | 0.00059691 | 0.34526 | 0.92282 | 3.5703e-09 | 1.4281e-07 | 7.5333e-07 | 1.7666e-09 | 3.5332e-09 | 1.9433e-07 | 1
1508 | 0.14505 | 0.00038635 | 0.37686 | 0.4813 | 0.00059691 | 0.34429 | 0.90815 | 3.5703e-09 | 1.4281e-07 | 7.5333e-07 | 1.7666e-09 | 3.5332e-09 | 1.9433e-07 | 1
1509 | 0.14505 | 0.00038635 | 0.3644 | 0.52084 | 0.00059691 | 0.34042 | 0.89614 | 3.5703e-09 | 1.4281e-07 | 7.5333e-07 | 1.7666e-09 | 3.5332e-09 | 1.9433e-07 | 1
1510 | 0.14505 | 0.00038635 | 0.37864 | 0.54476 | 0.00059691 | 0.32878 | 0.87614 | 3.5703e-09 | 1.4281e-07 | 7.5333e-07 | 1.7666e-09 | 3.5332e-09 | 1.9433e-07 | 1
1511 | 0.14505 | 0.00038635 | 0.41068 | 0.56917 | 0.00059691 | 0.30551 | 0.87214 | 3.5703e-09 | 1.4281e-07 | 7.5333e-07 | 1.7666e-09 | 3.5332e-09 | 1.9433e-07 | 1
1512 | 0.14505 | 0.00038635 | 0.22258 | 0.59285 | 0.00059691 | 0.27643 | 0.88147 | 3.5703e-09 | 1.4281e-07 | 7.5333e-07 | 1.7666e-09 | 3.5332e-09 | 1.9433e-07 | 1
1513 | 0.14505 | 0.00038635 | 0.19647 | 0.54671 | 0.00059691 | 0.20469 | 0.90415 | 3.5703e-09 | 1.4281e-07 | 7.5333e-07 | 1.7666e-09 | 3.5332e-09 | 1.9433e-07 | 1
1514 | 0.14505 | 0.00038635 | 0.19647 | 0.49252 | 0.00059691 | 0.19984 | 0.90948 | 3.5703e-09 | 1.4281e-07 | 7.5333e-07 | 1.7666e-09 | 3.5332e-09 | 1.9433e-07 | 1
1515 | 0.14505 | 0.00038635 | 0.19647 | 0.43003 | 0.00059691 | 0.091256 | 0.92682 | 3.5703e-09 | 1.4281e-07 | 7.5333e-07 | 1.7666e-09 | 3.5332e-09 | 1.9433e-07 | 1
1516 | 0.14505 | 0.00038635 | 0.19647 | 0.39293 | 0.00059691 | 0.26189 | 0.93616 | 3.5703e-09 | 1.4281e-07 | 7.5333e-07 | 1.7666e-09 | 3.5332e-09 | 1.9433e-07 | 1
1517 | 0.14505 | 0.00038635 | 0.19528 | 0.38878 | 0.00059691 | 0.30745 | 0.93215 | 3.5703e-09 | 1.4281e-07 | 7.5333e-07 | 1.7666e-09 | 3.5332e-09 | 1.9433e-07 | 1
1518 | 0.14505 | 0.00038635 | 0.4 | 0.40099 | 0.00059691 | 0.32781 | 0.91081 | 3.5703e-09 | 1.4281e-07 | 7.5333e-07 | 1.7666e-09 | 3.5332e-09 | 1.9433e-07 | 1
1519 | 0.14505 | 0.00038635 | 0.42729 | 0.39464 | 0.00059691 | 0.33363 | 0.80545 | 3.5703e-09 | 1.4281e-07 | 7.5333e-07 | 1.7666e-09 | 3.5332e-09 | 1.9433e-07 | 1
1520 | 0.14505 | 0.0019828 | 0.42077 | 0.38707 | 0.0034075 | 0.34623 | 0.74409 | 1.8324e-08 | 7.3295e-07 | 3.8663e-06 | 1.0085e-08 | 2.017e-08 | 1.1093e-06 | 1
1521 | 0.14505 | 0.011243 | 0.3727 | 0.38048 | 0.01746 | 0.34526 | 0.73209 | 1.0389e-07 | 4.1558e-06 | 2.1922e-05 | 5.1676e-08 | 1.0335e-07 | 5.6843e-06 | 1
1522 | 0.14505 | 0.024334 | 0.37033 | 0.34997 | 0.035261 | 0.34526 | 0.70141 | 2.2487e-07 | 8.9949e-06 | 4.7448e-05 | 1.0436e-07 | 2.0872e-07 | 1.1479e-05 | 1
1523 | 0.14505 | 0.035829 | 0.33591 | 0.32483 | 0.048377 | 0.34526 | 0.67074 | 3.311e-07 | 1.3244e-05 | 6.9861e-05 | 1.4318e-07 | 2.8635e-07 | 1.5749e-05 | 1
1524 | 0.14505 | 0.04445 | 0.3193 | 0.31506 | 0.055872 | 0.34526 | 0.63873 | 4.1077e-07 | 1.6431e-05 | 8.6672e-05 | 1.6536e-07 | 3.3072e-07 | 1.8189e-05 | 1
1525 | 0.14505 | 0.047004 | 0.30862 | 0.32605 | 0.053061 | 0.34429 | 0.61739 | 4.3437e-07 | 1.7375e-05 | 9.1652e-05 | 1.5704e-07 | 3.1408e-07 | 1.7274e-05 | 1
1526 | 0.14505 | 0.043811 | 0.29913 | 0.33337 | 0.051188 | 0.34236 | 0.59604 | 4.0486e-07 | 1.6195e-05 | 8.5426e-05 | 1.5149e-07 | 3.0299e-07 | 1.6664e-05 | 1
1527 | 0.14505 | 0.035509 | 0.28844 | 0.32702 | 0.048377 | 0.34139 | 0.57204 | 3.2815e-07 | 1.3126e-05 | 6.9239e-05 | 1.4318e-07 | 2.8635e-07 | 1.5749e-05 | 1
1528 | 0.14505 | 0.025611 | 0.27124 | 0.30969 | 0.034324 | 0.33848 | 0.55737 | 2.3667e-07 | 9.467e-06 | 4.9938e-05 | 1.0158e-07 | 2.0317e-07 | 1.1174e-05 | 1
1529 | 0.14505 | 0.014116 | 0.24928 | 0.2804 | 0.016524 | 0.33266 | 0.54936 | 1.3045e-07 | 5.218e-06 | 2.7525e-05 | 4.8903e-08 | 9.7806e-08 | 5.3793e-06 | 1
1530 | 0.14505 | 0.0029407 | 0.22673 | 0.24037 | 0.0034075 | 0.32878 | 0.51335 | 2.7176e-08 | 1.087e-06 | 5.7341e-06 | 1.0085e-08 | 2.017e-08 | 1.1093e-06 | 1
1531 | 0.14505 | 0.00038635 | 0.20715 | 0.18447 | 0.00059691 | 0.3249 | 0.464 | 3.5703e-09 | 1.4281e-07 | 7.5333e-07 | 1.7666e-09 | 3.5332e-09 | 1.9433e-07 | 1
1532 | 0.29011 | 0.00038635 | 0.19054 | 0.14199 | 0.00059691 | 0.31424 | 0.41865 | 3.5703e-09 | 1.4281e-07 | 7.5333e-07 | 1.7666e-09 | 3.5332e-09 | 1.9433e-07 | 1
1533 | 0.29011 | 0.00038635 | 0.17986 | 0.12344 | 0.00059691 | 0.29097 | 0.37464 | 3.5703e-09 | 1.4281e-07 | 7.5333e-07 | 1.7666e-09 | 3.5332e-09 | 1.9433e-07 | 1
1534 | 0.29011 | 0.00038635 | 0.1763 | 0.10806 | 0.00059691 | 0.25316 | 0.33329 | 3.5703e-09 | 1.4281e-07 | 7.5333e-07 | 1.7666e-09 | 3.5332e-09 | 1.9433e-07 | 1
1535 | 0.29011 | 0.00038635 | 0.17986 | 0.096589 | 0.00059691 | 0.2076 | 0.29195 | 3.5703e-09 | 1.4281e-07 | 7.5333e-07 | 1.7666e-09 | 3.5332e-09 | 1.9433e-07 | 1
1536 | 0.29011 | 0.00038635 | 0.18698 | 0.083651 | 0.00059691 | 0.15718 | 0.24393 | 3.5703e-09 | 1.4281e-07 | 7.5333e-07 | 1.7666e-09 | 3.5332e-09 | 1.9433e-07 | 1
1537 | 0.29011 | 0.00038635 | 0.08729 | 0.096833 | 0.00059691 | 0.11937 | 0.22659 | 3.5703e-09 | 1.4281e-07 | 7.5333e-07 | 1.7666e-09 | 3.5332e-09 | 1.9433e-07 | 1
1538 | 0.29011 | 0.00038635 | 0.093223 | 0.10269 | 0.00059691 | 0.06508 | 0.17591 | 3.5703e-09 | 1.4281e-07 | 7.5333e-07 | 1.7666e-09 | 3.5332e-09 | 1.9433e-07 | 1
1539 | 0.29011 | 0.00038635 | 0.14425 | 0.12198 | 0.00059691 | 0.060232 | 0.15857 | 3.5703e-09 | 1.4281e-07 | 7.5333e-07 | 1.7666e-09 | 3.5332e-09 | 1.9433e-07 | 1
1540 | 0.29011 | 0.00038635 | 0.19647 | 0.12954 | 0.00059691 | 0.089317 | 0.14256 | 3.5703e-09 | 1.4281e-07 | 7.5333e-07 | 1.7666e-09 | 3.5332e-09 | 1.9433e-07 | 1
1541 | 0.29011 | 0.00038635 | 0.20953 | 0.13491 | 0.00059691 | 0.10289 | 0.13456 | 3.5703e-09 | 1.4281e-07 | 7.5333e-07 | 1.7666e-09 | 3.5332e-09 | 1.9433e-07 | 1
1542 | 0.29011 | 0.00038635 | 0.19588 | 0.13491 | 0.00059691 | 0.11743 | 0.15323 | 3.5703e-09 | 1.4281e-07 | 7.5333e-07 | 1.7666e-09 | 3.5332e-09 | 1.9433e-07 | 1
1543 | 0.29011 | 0.00038635 | 0.2024 | 0.15346 | 0.00059691 | 0.13391 | 0.18524 | 3.5703e-09 | 1.4281e-07 | 7.5333e-07 | 1.7666e-09 | 3.5332e-09 | 1.9433e-07 | 1
1544 | 0.29011 | 0.0029407 | 0.26352 | 0.17226 | 0.007155 | 0.14264 | 0.22392 | 2.7176e-08 | 1.087e-06 | 5.7341e-06 | 2.1176e-08 | 4.2351e-08 | 2.3293e-06 | 1
1545 | 0.29011 | 0.012839 | 0.30625 | 0.20082 | 0.025892 | 0.15815 | 0.26794 | 1.1865e-07 | 4.7459e-06 | 2.5035e-05 | 7.663e-08 | 1.5326e-07 | 8.4293e-06 | 1
1546 | 0.29011 | 0.024972 | 0.36202 | 0.22743 | 0.050251 | 0.16979 | 0.30395 | 2.3077e-07 | 9.2309e-06 | 4.8693e-05 | 1.4872e-07 | 2.9744e-07 | 1.6359e-05 | 1
1547 | 0.29011 | 0.034551 | 0.3733 | 0.26209 | 0.072735 | 0.19402 | 0.35063 | 3.1929e-07 | 1.2772e-05 | 6.7371e-05 | 2.1527e-07 | 4.3053e-07 | 2.3679e-05 | 1
1548 | 0.29011 | 0.039022 | 0.39229 | 0.31213 | 0.073672 | 0.23474 | 0.40532 | 3.606e-07 | 1.4424e-05 | 7.6087e-05 | 2.1804e-07 | 4.3608e-07 | 2.3984e-05 | 1
1549 | 0.29011 | 0.034232 | 0.41483 | 0.36242 | 0.061493 | 0.26964 | 0.46667 | 3.1634e-07 | 1.2654e-05 | 6.6748e-05 | 1.8199e-07 | 3.6399e-07 | 2.0019e-05 | 1
1550 | 0.29011 | 0.03072 | 0.42433 | 0.41856 | 0.053061 | 0.29097 | 0.5587 | 2.8389e-07 | 1.1355e-05 | 5.99e-05 | 1.5704e-07 | 3.1408e-07 | 1.7274e-05 | 1
1551 | 0.29011 | 0.024334 | 0.42611 | 0.44663 | 0.043693 | 0.30261 | 0.62539 | 2.2487e-07 | 8.9949e-06 | 4.7448e-05 | 1.2931e-07 | 2.5862e-07 | 1.4224e-05 | 1
1552 | 0.29011 | 0.017629 | 0.42789 | 0.46494 | 0.02964 | 0.30939 | 0.65873 | 1.6291e-07 | 6.5163e-06 | 3.4373e-05 | 8.7721e-08 | 1.7544e-07 | 9.6493e-06 | 1
1553 | 0.29011 | 0.011243 | 0.43204 | 0.47373 | 0.013713 | 0.3123 | 0.66407 | 1.0389e-07 | 4.1558e-06 | 2.1922e-05 | 4.0585e-08 | 8.117e-08 | 4.4643e-06 | 1
1554 | 0.29011 | 0.0026214 | 0.44213 | 0.50717 | 0.0024706 | 0.31812 | 0.71608 | 2.4225e-08 | 9.69e-07 | 5.1115e-06 | 7.3121e-09 | 1.4624e-08 | 8.0433e-07 | 1
1555 | 0.29011 | 0.00038635 | 0.44154 | 0.49716 | 0.00059691 | 0.31909 | 0.73609 | 3.5703e-09 | 1.4281e-07 | 7.5333e-07 | 1.7666e-09 | 3.5332e-09 | 1.9433e-07 | 1
1556 | 0.29011 | 0.00038635 | 0.44035 | 0.4874 | 0.00059691 | 0.31812 | 0.77477 | 3.5703e-09 | 1.4281e-07 | 7.5333e-07 | 1.7666e-09 | 3.5332e-09 | 1.9433e-07 | 1
1557 | 0.29011 | 0.00038635 | 0.44035 | 0.45933 | 0.00059691 | 0.31618 | 0.76677 | 3.5703e-09 | 1.4281e-07 | 7.5333e-07 | 1.7666e-09 | 3.5332e-09 | 1.9433e-07 | 1
1558 | 0.29011 | 0.00038635 | 0.43857 | 0.40733 | 0.00059691 | 0.31424 | 0.71475 | 3.5703e-09 | 1.4281e-07 | 7.5333e-07 | 1.7666e-09 | 3.5332e-09 | 1.9433e-07 | 1
1559 | 0.29011 | 0.00038635 | 0.4356 | 0.36217 | 0.00059691 | 0.3123 | 0.6734 | 3.5703e-09 | 1.4281e-07 | 7.5333e-07 | 1.7666e-09 | 3.5332e-09 | 1.9433e-07 | 1
1560 | 0.29011 | 0.00038635 | 0.43323 | 0.31823 | 0.00059691 | 0.31036 | 0.62672 | 3.5703e-09 | 1.4281e-07 | 7.5333e-07 | 1.7666e-09 | 3.5332e-09 | 1.9433e-07 | 1
1561 | 0.29011 | 0.00038635 | 0.43085 | 0.36461 | 0.00059691 | 0.2997 | 0.56537 | 3.5703e-09 | 1.4281e-07 | 7.5333e-07 | 1.7666e-09 | 3.5332e-09 | 1.9433e-07 | 1
1562 | 0.29011 | 0.00038635 | 0.4362 | 0.32775 | 0.00059691 | 0.29291 | 0.53202 | 3.5703e-09 | 1.4281e-07 | 7.5333e-07 | 1.7666e-09 | 3.5332e-09 | 1.9433e-07 | 1
1563 | 0.29011 | 0.00038635 | 0.43738 | 0.29627 | 0.00059691 | 0.31812 | 0.50668 | 3.5703e-09 | 1.4281e-07 | 7.5333e-07 | 1.7666e-09 | 3.5332e-09 | 1.9433e-07 | 1
1564 | 0.29011 | 0.00038635 | 0.43501 | 0.26795 | 0.00059691 | 0.31715 | 0.45467 | 3.5703e-09 | 1.4281e-07 | 7.5333e-07 | 1.7666e-09 | 3.5332e-09 | 1.9433e-07 | 1
1565 | 0.29011 | 0.00038635 | 0.43145 | 0.25794 | 0.00059691 | 0.31327 | 0.42265 | 3.5703e-09 | 1.4281e-07 | 7.5333e-07 | 1.7666e-09 | 3.5332e-09 | 1.9433e-07 | 1
1566 | 0.29011 | 0.00038635 | 0.42136 | 0.25062 | 0.00059691 | 0.30455 | 0.40798 | 3.5703e-09 | 1.4281e-07 | 7.5333e-07 | 1.7666e-09 | 3.5332e-09 | 1.9433e-07 | 1
1567 | 0.29011 | 0.00038635 | 0.41068 | 0.24574 | 0.00059691 | 0.31133 | 0.3693 | 3.5703e-09 | 1.4281e-07 | 7.5333e-07 | 1.7666e-09 | 3.5332e-09 | 1.9433e-07 | 1
1568 | 0.29011 | 0.0019828 | 0.37092 | 0.20814 | 0.0024706 | 0.2774 | 0.35463 | 1.8324e-08 | 7.3295e-07 | 3.8663e-06 | 7.3121e-09 | 1.4624e-08 | 8.0433e-07 | 1
1569 | 0.29011 | 0.0077302 | 0.34304 | 0.17983 | 0.010902 | 0.2551 | 0.34129 | 7.1436e-08 | 2.8574e-06 | 1.5073e-05 | 3.2267e-08 | 6.4533e-08 | 3.5493e-06 | 1
1570 | 0.29011 | 0.016032 | 0.32583 | 0.17446 | 0.023082 | 0.27643 | 0.3653 | 1.4815e-07 | 5.9262e-06 | 3.1261e-05 | 6.8312e-08 | 1.3662e-07 | 7.5143e-06 | 1
1571 | 0.29011 | 0.023376 | 0.34363 | 0.17934 | 0.033387 | 0.30648 | 0.40532 | 2.1602e-07 | 8.6408e-06 | 4.558e-05 | 9.8812e-08 | 1.9762e-07 | 1.0869e-05 | 1
1572 | 0.29011 | 0.028804 | 0.38101 | 0.21058 | 0.039008 | 0.322 | 0.49868 | 2.6618e-07 | 1.0647e-05 | 5.6164e-05 | 1.1545e-07 | 2.309e-07 | 1.2699e-05 | 1
1573 | 0.29011 | 0.028485 | 0.41958 | 0.26209 | 0.036198 | 0.3249 | 0.61072 | 2.6323e-07 | 1.0529e-05 | 5.5542e-05 | 1.0713e-07 | 2.1426e-07 | 1.1784e-05 | 1
1574 | 0.29011 | 0.02593 | 0.44154 | 0.34997 | 0.039008 | 0.32684 | 0.73476 | 2.3963e-07 | 9.585e-06 | 5.0561e-05 | 1.1545e-07 | 2.309e-07 | 1.2699e-05 | 1
1575 | 0.29011 | 0.02146 | 0.44628 | 0.49155 | 0.042756 | 0.32587 | 0.80545 | 1.9832e-07 | 7.9326e-06 | 4.1845e-05 | 1.2654e-07 | 2.5308e-07 | 1.3919e-05 | 1
1576 | 0.29011 | 0.016032 | 0.44747 | 0.60823 | 0.031513 | 0.322 | 0.81478 | 1.4815e-07 | 5.9262e-06 | 3.1261e-05 | 9.3267e-08 | 1.8653e-07 | 1.0259e-05 | 1
1577 | 0.29011 | 0.0093267 | 0.44688 | 0.63899 | 0.01746 | 0.31424 | 0.7561 | 8.619e-08 | 3.4476e-06 | 1.8186e-05 | 5.1676e-08 | 1.0335e-07 | 5.6843e-06 | 1
1578 | 0.29011 | 0.0023021 | 0.44628 | 0.67365 | 0.0043444 | 0.29873 | 0.69474 | 2.1274e-08 | 8.5098e-07 | 4.4889e-06 | 1.2858e-08 | 2.5715e-08 | 1.4143e-06 | 1
1579 | 0.29011 | 0.00038635 | 0.4451 | 0.64582 | 0.00059691 | 0.29 | 0.62405 | 3.5703e-09 | 1.4281e-07 | 7.5333e-07 | 1.7666e-09 | 3.5332e-09 | 1.9433e-07 | 1
1580 | 0.29011 | 0.00038635 | 0.44391 | 0.62117 | 0.00059691 | 0.30455 | 0.61205 | 3.5703e-09 | 1.4281e-07 | 7.5333e-07 | 1.7666e-09 | 3.5332e-09 | 1.9433e-07 | 1
1581 | 0.29011 | 0.00038635 | 0.44213 | 0.5865 | 0.00059691 | 0.32103 | 0.64406 | 3.5703e-09 | 1.4281e-07 | 7.5333e-07 | 1.7666e-09 | 3.5332e-09 | 1.9433e-07 | 1
1582 | 0.29011 | 0.00038635 | 0.43323 | 0.54012 | 0.00059691 | 0.3249 | 0.69341 | 3.5703e-09 | 1.4281e-07 | 7.5333e-07 | 1.7666e-09 | 3.5332e-09 | 1.9433e-07 | 1
1583 | 0.29011 | 0.00038635 | 0.41305 | 0.5101 | 0.00059691 | 0.32684 | 0.76943 | 3.5703e-09 | 1.4281e-07 | 7.5333e-07 | 1.7666e-09 | 3.5332e-09 | 1.9433e-07 | 1
1584 | 0.29011 | 0.00038635 | 0.38457 | 0.47031 | 0.00059691 | 0.32975 | 0.81078 | 3.5703e-09 | 1.4281e-07 | 7.5333e-07 | 1.7666e-09 | 3.5332e-09 | 1.9433e-07 | 1
1585 | 0.29011 | 0.00038635 | 0.32761 | 0.49374 | 0.00059691 | 0.34526 | 0.75476 | 3.5703e-09 | 1.4281e-07 | 7.5333e-07 | 1.7666e-09 | 3.5332e-09 | 1.9433e-07 | 1
1586 | 0.29011 | 0.00038635 | 0.30981 | 0.40733 | 0.00059691 | 0.34333 | 0.79744 | 3.5703e-09 | 1.4281e-07 | 7.5333e-07 | 1.7666e-09 | 3.5332e-09 | 1.9433e-07 | 1
1587 | 0.29011 | 0.00038635 | 0.33769 | 0.32873 | 0.00059691 | 0.34333 | 0.82945 | 3.5703e-09 | 1.4281e-07 | 7.5333e-07 | 1.7666e-09 | 3.5332e-09 | 1.9433e-07 | 1
1588 | 0.29011 | 0.00038635 | 0.40059 | 0.33483 | 0.00059691 | 0.34236 | 0.80278 | 3.5703e-09 | 1.4281e-07 | 7.5333e-07 | 1.7666e-09 | 3.5332e-09 | 1.9433e-07 | 1
1589 | 0.29011 | 0.00038635 | 0.42433 | 0.41807 | 0.00059691 | 0.34333 | 0.77077 | 3.5703e-09 | 1.4281e-07 | 7.5333e-07 | 1.7666e-09 | 3.5332e-09 | 1.9433e-07 | 1
1590 | 0.29011 | 0.00038635 | 0.41958 | 0.56722 | 0.00059691 | 0.34236 | 0.73076 | 3.5703e-09 | 1.4281e-07 | 7.5333e-07 | 1.7666e-09 | 3.5332e-09 | 1.9433e-07 | 1
1591 | 0.29011 | 0.00038635 | 0.39229 | 0.6734 | 0.00059691 | 0.34042 | 0.69074 | 3.5703e-09 | 1.4281e-07 | 7.5333e-07 | 1.7666e-09 | 3.5332e-09 | 1.9433e-07 | 1
1592 | 0.29011 | 0.0048565 | 0.42907 | 0.71612 | 0.0052812 | 0.34236 | 0.75876 | 4.488e-08 | 1.7952e-06 | 9.4697e-06 | 1.563e-08 | 3.1261e-08 | 1.7193e-06 | 1
1593 | 0.29011 | 0.025292 | 0.43976 | 0.73248 | 0.023082 | 0.34236 | 0.86147 | 2.3372e-07 | 9.349e-06 | 4.9316e-05 | 6.8312e-08 | 1.3662e-07 | 7.5143e-06 | 1
1594 | 0.29011 | 0.053709 | 0.43798 | 0.69659 | 0.060556 | 0.34042 | 0.87747 | 4.9634e-07 | 1.9853e-05 | 0.00010473 | 1.7922e-07 | 3.5844e-07 | 1.9714e-05 | 1
1595 | 0.29011 | 0.078615 | 0.43382 | 0.68585 | 0.10553 | 0.34139 | 0.86547 | 7.2649e-07 | 2.906e-05 | 0.00015329 | 3.1231e-07 | 6.2462e-07 | 3.4354e-05 | 1
1596 | 0.29011 | 0.09426 | 0.42907 | 0.69659 | 0.143 | 0.34139 | 0.84946 | 8.7107e-07 | 3.4843e-05 | 0.0001838 | 4.2322e-07 | 8.4644e-07 | 4.6554e-05 | 1
1597 | 0.29011 | 0.10065 | 0.42789 | 0.71441 | 0.15893 | 0.34139 | 0.83879 | 9.3009e-07 | 3.7203e-05 | 0.00019625 | 4.7036e-07 | 9.4072e-07 | 5.1739e-05 | 1
1598 | 0.29011 | 0.093941 | 0.42848 | 0.74883 | 0.15705 | 0.34139 | 0.8748 | 8.6812e-07 | 3.4725e-05 | 0.00018317 | 4.6481e-07 | 9.2963e-07 | 5.1129e-05 | 1
1599 | 0.29011 | 0.077338 | 0.42907 | 0.74834 | 0.13082 | 0.34139 | 0.89481 | 7.1469e-07 | 2.8587e-05 | 0.0001508 | 3.8718e-07 | 7.7435e-07 | 4.2589e-05 | 1
1600 | 0.29011 | 0.055306 | 0.43085 | 0.72735 | 0.088662 | 0.34139 | 0.88547 | 5.1109e-07 | 2.0444e-05 | 0.00010784 | 2.624e-07 | 5.2481e-07 | 2.8864e-05 | 1
1601 | 0.29011 | 0.030401 | 0.43026 | 0.68463 | 0.041819 | 0.34042 | 0.85213 | 2.8094e-07 | 1.1237e-05 | 5.9277e-05 | 1.2377e-07 | 2.4753e-07 | 1.3614e-05 | 1
1602 | 0.29011 | 0.0074109 | 0.43442 | 0.65314 | 0.0090287 | 0.33945 | 0.84279 | 6.8485e-08 | 2.7394e-06 | 1.445e-05 | 2.6721e-08 | 5.3442e-08 | 2.9393e-06 | 1
1603 | 0.29011 | 0.00038635 | 0.42967 | 0.56283 | 0.00059691 | 0.33751 | 0.79478 | 3.5703e-09 | 1.4281e-07 | 7.5333e-07 | 1.7666e-09 | 3.5332e-09 | 1.9433e-07 | 1
1604 | 0.29011 | 0.00038635 | 0.42967 | 0.48569 | 0.00059691 | 0.33363 | 0.78677 | 3.5703e-09 | 1.4281e-07 | 7.5333e-07 | 1.7666e-09 | 3.5332e-09 | 1.9433e-07 | 1
1605 | 0.29011 | 0.00038635 | 0.43323 | 0.42418 | 0.00059691 | 0.32297 | 0.7561 | 3.5703e-09 | 1.4281e-07 | 7.5333e-07 | 1.7666e-09 | 3.5332e-09 | 1.9433e-07 | 1
1606 | 0.29011 | 0.00038635 | 0.43679 | 0.37584 | 0.00059691 | 0.2997 | 0.68407 | 3.5703e-09 | 1.4281e-07 | 7.5333e-07 | 1.7666e-09 | 3.5332e-09 | 1.9433e-07 | 1
1607 | 0.29011 | 0.00038635 | 0.43204 | 0.35534 | 0.00059691 | 0.27352 | 0.60672 | 3.5703e-09 | 1.4281e-07 | 7.5333e-07 | 1.7666e-09 | 3.5332e-09 | 1.9433e-07 | 1
1608 | 0.29011 | 0.00038635 | 0.42255 | 0.34972 | 0.00059691 | 0.2648 | 0.53202 | 3.5703e-09 | 1.4281e-07 | 7.5333e-07 | 1.7666e-09 | 3.5332e-09 | 1.9433e-07 | 1
1609 | 0.29011 | 0.00038635 | 0.39466 | 0.3402 | 0.00059691 | 0.23862 | 0.42799 | 3.5703e-09 | 1.4281e-07 | 7.5333e-07 | 1.7666e-09 | 3.5332e-09 | 1.9433e-07 | 1
1610 | 0.29011 | 0.00038635 | 0.4267 | 0.37609 | 0.00059691 | 0.25607 | 0.43066 | 3.5703e-09 | 1.4281e-07 | 7.5333e-07 | 1.7666e-09 | 3.5332e-09 | 1.9433e-07 | 1
1611 | 0.29011 | 0.00038635 | 0.43442 | 0.42173 | 0.00059691 | 0.26383 | 0.45467 | 3.5703e-09 | 1.4281e-07 | 7.5333e-07 | 1.7666e-09 | 3.5332e-09 | 1.9433e-07 | 1
1612 | 0.14505 | 0.00038635 | 0.42907 | 0.47666 | 0.00059691 | 0.30551 | 0.48134 | 3.5703e-09 | 1.4281e-07 | 7.5333e-07 | 1.7666e-09 | 3.5332e-09 | 1.9433e-07 | 1
1613 | 0.14505 | 0.00038635 | 0.4451 | 0.52963 | 0.00059691 | 0.32878 | 0.55603 | 3.5703e-09 | 1.4281e-07 | 7.5333e-07 | 1.7666e-09 | 3.5332e-09 | 1.9433e-07 | 1
1614 | 0.14505 | 0.00038635 | 0.4451 | 0.54769 | 0.00059691 | 0.33363 | 0.64406 | 3.5703e-09 | 1.4281e-07 | 7.5333e-07 | 1.7666e-09 | 3.5332e-09 | 1.9433e-07 | 1
1615 | 0.14505 | 0.00038635 | 0.38398 | 0.58089 | 0.00059691 | 0.34139 | 0.73209 | 3.5703e-09 | 1.4281e-07 | 7.5333e-07 | 1.7666e-09 | 3.5332e-09 | 1.9433e-07 | 1
1616 | 0.14505 | 0.0051758 | 0.44569 | 0.65095 | 0.0043444 | 0.34236 | 0.80011 | 4.7831e-08 | 1.9132e-06 | 1.0092e-05 | 1.2858e-08 | 2.5715e-08 | 1.4143e-06 | 1
1617 | 0.14505 | 0.024334 | 0.4445 | 0.711 | 0.021208 | 0.34623 | 0.83879 | 2.2487e-07 | 8.9949e-06 | 4.7448e-05 | 6.2767e-08 | 1.2553e-07 | 6.9043e-06 | 1
1618 | 0.14505 | 0.052751 | 0.44035 | 0.70855 | 0.056809 | 0.34817 | 0.84146 | 4.8748e-07 | 1.9499e-05 | 0.00010286 | 1.6813e-07 | 3.3626e-07 | 1.8494e-05 | 1
1619 | 0.14505 | 0.079253 | 0.43798 | 0.70367 | 0.091473 | 0.34817 | 0.84946 | 7.3239e-07 | 2.9296e-05 | 0.00015453 | 2.7072e-07 | 5.4144e-07 | 2.9779e-05 | 1
1620 | 0.14505 | 0.10033 | 0.4362 | 0.71222 | 0.12052 | 0.34817 | 0.8668 | 9.2714e-07 | 3.7085e-05 | 0.00019563 | 3.5668e-07 | 7.1335e-07 | 3.9234e-05 | 1
1621 | 0.14505 | 0.10416 | 0.43501 | 0.71515 | 0.13082 | 0.34817 | 0.86813 | 9.6254e-07 | 3.8502e-05 | 0.0002031 | 3.8718e-07 | 7.7435e-07 | 4.2589e-05 | 1
1622 | 0.14505 | 0.09458 | 0.43442 | 0.74419 | 0.13738 | 0.3472 | 0.90014 | 8.7402e-07 | 3.4961e-05 | 0.00018442 | 4.0659e-07 | 8.1317e-07 | 4.4724e-05 | 1
1623 | 0.14505 | 0.07638 | 0.2119 | 0.74395 | 0.10834 | 0.34526 | 0.90281 | 7.0583e-07 | 2.8233e-05 | 0.00014893 | 3.2063e-07 | 6.4126e-07 | 3.5269e-05 | 1
1624 | 0.14505 | 0.052432 | 0.21249 | 0.73419 | 0.075546 | 0.34333 | 0.87747 | 4.8453e-07 | 1.9381e-05 | 0.00010224 | 2.2359e-07 | 4.4717e-07 | 2.4594e-05 | 1
1625 | 0.14505 | 0.029123 | 0.43798 | 0.72271 | 0.037135 | 0.34139 | 0.84146 | 2.6913e-07 | 1.0765e-05 | 5.6787e-05 | 1.099e-07 | 2.1981e-07 | 1.2089e-05 | 1
1626 | 0.14505 | 0.0074109 | 0.43916 | 0.75127 | 0.0080918 | 0.34139 | 0.84813 | 6.8485e-08 | 2.7394e-06 | 1.445e-05 | 2.3948e-08 | 4.7897e-08 | 2.6343e-06 | 1
1627 | 0.29011 | 0.00038635 | 0.43916 | 0.73663 | 0.00059691 | 0.34236 | 0.81345 | 3.5703e-09 | 1.4281e-07 | 7.5333e-07 | 1.7666e-09 | 3.5332e-09 | 1.9433e-07 | 1
1628 | 0.29011 | 0.00038635 | 0.43323 | 0.75249 | 0.00059691 | 0.34236 | 0.86813 | 3.5703e-09 | 1.4281e-07 | 7.5333e-07 | 1.7666e-09 | 3.5332e-09 | 1.9433e-07 | 1
1629 | 0.29011 | 0.00038635 | 0.41424 | 0.72735 | 0.00059691 | 0.34429 | 0.91882 | 3.5703e-09 | 1.4281e-07 | 7.5333e-07 | 1.7666e-09 | 3.5332e-09 | 1.9433e-07 | 1
1630 | 0.29011 | 0.00038635 | 0.39169 | 0.65485 | 0.00059691 | 0.34623 | 0.92282 | 3.5703e-09 | 1.4281e-07 | 7.5333e-07 | 1.7666e-09 | 3.5332e-09 | 1.9433e-07 | 1
1631 | 0.29011 | 0.00038635 | 0.4089 | 0.62873 | 0.00059691 | 0.3472 | 0.92282 | 3.5703e-09 | 1.4281e-07 | 7.5333e-07 | 1.7666e-09 | 3.5332e-09 | 1.9433e-07 | 1
1632 | 0.29011 | 0.00038635 | 0.42433 | 0.62678 | 0.00059691 | 0.34236 | 0.86947 | 3.5703e-09 | 1.4281e-07 | 7.5333e-07 | 1.7666e-09 | 3.5332e-09 | 1.9433e-07 | 1
1633 | 0.29011 | 0.00038635 | 0.20715 | 0.66169 | 0.00059691 | 0.20469 | 0.85079 | 3.5703e-09 | 1.4281e-07 | 7.5333e-07 | 1.7666e-09 | 3.5332e-09 | 1.9433e-07 | 1
1634 | 0.14505 | 0.00038635 | 0.20418 | 0.62458 | 0.00059691 | 0.1979 | 0.85079 | 3.5703e-09 | 1.4281e-07 | 7.5333e-07 | 1.7666e-09 | 3.5332e-09 | 1.9433e-07 | 1
1635 | 0.14505 | 0.00038635 | 0.20359 | 0.57186 | 0.00059691 | 0.1979 | 0.94149 | 3.5703e-09 | 1.4281e-07 | 7.5333e-07 | 1.7666e-09 | 3.5332e-09 | 1.9433e-07 | 1
1636 | 0.29011 | 0.00038635 | 0.31455 | 0.49301 | 0.00059691 | 0.19887 | 0.93215 | 3.5703e-09 | 1.4281e-07 | 7.5333e-07 | 1.7666e-09 | 3.5332e-09 | 1.9433e-07 | 1
1637 | 0.29011 | 0.00038635 | 0.31574 | 0.45811 | 0.00059691 | 0.19596 | 0.88814 | 3.5703e-09 | 1.4281e-07 | 7.5333e-07 | 1.7666e-09 | 3.5332e-09 | 1.9433e-07 | 1
1638 | 0.29011 | 0.00038635 | 0.42729 | 0.41246 | 0.00059691 | 0.322 | 0.80545 | 3.5703e-09 | 1.4281e-07 | 7.5333e-07 | 1.7666e-09 | 3.5332e-09 | 1.9433e-07 | 1
1639 | 0.29011 | 0.00038635 | 0.3549 | 0.35583 | 0.00059691 | 0.33654 | 0.72009 | 3.5703e-09 | 1.4281e-07 | 7.5333e-07 | 1.7666e-09 | 3.5332e-09 | 1.9433e-07 | 1
1640 | 0.29011 | 0.0083688 | 0.34956 | 0.3136 | 0.012776 | 0.32103 | 0.61605 | 7.7338e-08 | 3.0935e-06 | 1.6318e-05 | 3.7812e-08 | 7.5624e-08 | 4.1593e-06 | 1
1641 | 0.29011 | 0.033594 | 0.34185 | 0.28357 | 0.045566 | 0.30067 | 0.56537 | 3.1044e-07 | 1.2418e-05 | 6.5503e-05 | 1.3486e-07 | 2.6972e-07 | 1.4834e-05 | 1
1642 | 0.29011 | 0.064566 | 0.32405 | 0.26526 | 0.08023 | 0.24153 | 0.48401 | 5.9666e-07 | 2.3866e-05 | 0.0001259 | 2.3745e-07 | 4.749e-07 | 2.6119e-05 | 1
1643 | 0.29011 | 0.091706 | 0.29556 | 0.25257 | 0.12052 | 0.18142 | 0.42265 | 8.4747e-07 | 3.3899e-05 | 0.00017882 | 3.5668e-07 | 7.1335e-07 | 3.9234e-05 | 1
1644 | 0.29011 | 0.10991 | 0.26056 | 0.2223 | 0.14768 | 0.13488 | 0.35863 | 1.0157e-06 | 4.0626e-05 | 0.0002143 | 4.3709e-07 | 8.7417e-07 | 4.8079e-05 | 1
1645 | 0.29011 | 0.1131 | 0.23207 | 0.17861 | 0.1608 | 0.099012 | 0.27327 | 1.0452e-06 | 4.1807e-05 | 0.00022053 | 4.759e-07 | 9.5181e-07 | 5.2349e-05 | 1
1646 | 0.29011 | 0.10384 | 0.20597 | 0.15664 | 0.15237 | 0.067988 | 0.21059 | 9.5959e-07 | 3.8384e-05 | 0.00020247 | 4.5095e-07 | 9.019e-07 | 4.9604e-05 | 1
1647 | 0.29011 | 0.084681 | 0.18164 | 0.14321 | 0.12614 | 0.047629 | 0.15457 | 7.8255e-07 | 3.1302e-05 | 0.00016512 | 3.7331e-07 | 7.4663e-07 | 4.1064e-05 | 1
1648 | 0.29011 | 0.060734 | 0.16265 | 0.1415 | 0.08023 | 0.035995 | 0.12522 | 5.6125e-07 | 2.245e-05 | 0.00011842 | 2.3745e-07 | 4.749e-07 | 2.6119e-05 | 1
1649 | 0.29011 | 0.034232 | 0.14959 | 0.13174 | 0.038071 | 0.035025 | 0.10922 | 3.1634e-07 | 1.2654e-05 | 6.6748e-05 | 1.1268e-07 | 2.2535e-07 | 1.2394e-05 | 1
1650 | 0.29011 | 0.0090074 | 0.14069 | 0.11709 | 0.0090287 | 0.04569 | 0.10922 | 8.3239e-08 | 3.3296e-06 | 1.7563e-05 | 2.6721e-08 | 5.3442e-08 | 2.9393e-06 | 1
1651 | 0.29011 | 0.00038635 | 0.13713 | 0.093171 | 0.00059691 | 0.067019 | 0.12923 | 3.5703e-09 | 1.4281e-07 | 7.5333e-07 | 1.7666e-09 | 3.5332e-09 | 1.9433e-07 | 1
1652 | 0.29011 | 0.00038635 | 0.13832 | 0.082919 | 0.00059691 | 0.092226 | 0.17991 | 3.5703e-09 | 1.4281e-07 | 7.5333e-07 | 1.7666e-09 | 3.5332e-09 | 1.9433e-07 | 1
1653 | 0.29011 | 0.00038635 | 0.14188 | 0.069493 | 0.00059691 | 0.12325 | 0.20658 | 3.5703e-09 | 1.4281e-07 | 7.5333e-07 | 1.7666e-09 | 3.5332e-09 | 1.9433e-07 | 1
1654 | 0.29011 | 0.00038635 | 0.14307 | 0.057777 | 0.00059691 | 0.14264 | 0.20925 | 3.5703e-09 | 1.4281e-07 | 7.5333e-07 | 1.7666e-09 | 3.5332e-09 | 1.9433e-07 | 1
1655 | 0.29011 | 0.00038635 | 0.14129 | 0.054847 | 0.00059691 | 0.14167 | 0.20125 | 3.5703e-09 | 1.4281e-07 | 7.5333e-07 | 1.7666e-09 | 3.5332e-09 | 1.9433e-07 | 1
1656 | 0.29011 | 0.00038635 | 0.14425 | 0.056312 | 0.00059691 | 0.1281 | 0.17591 | 3.5703e-09 | 1.4281e-07 | 7.5333e-07 | 1.7666e-09 | 3.5332e-09 | 1.9433e-07 | 1
1657 | 0.29011 | 0.00038635 | 0.080169 | 0.07462 | 0.00059691 | 0.081561 | 0.12789 | 3.5703e-09 | 1.4281e-07 | 7.5333e-07 | 1.7666e-09 | 3.5332e-09 | 1.9433e-07 | 1
1658 | 0.29011 | 0.00038635 | 0.08729 | 0.062415 | 0.00059691 | 0.059263 | 0.099883 | 3.5703e-09 | 1.4281e-07 | 7.5333e-07 | 1.7666e-09 | 3.5332e-09 | 1.9433e-07 | 1
1659 | 0.29011 | 0.00038635 | 0.08729 | 0.039957 | 0.00059691 | 0.043751 | 0.073207 | 3.5703e-09 | 1.4281e-07 | 7.5333e-07 | 1.7666e-09 | 3.5332e-09 | 1.9433e-07 | 1
1660 | 0.29011 | 0.00038635 | 0.08551 | 0.023602 | 0.00059691 | 0.036964 | 0.055868 | 3.5703e-09 | 1.4281e-07 | 7.5333e-07 | 1.7666e-09 | 3.5332e-09 | 1.9433e-07 | 1
1661 | 0.29011 | 0.00038635 | 0.078982 | 0.017255 | 0.00059691 | 0.036964 | 0.049199 | 3.5703e-09 | 1.4281e-07 | 7.5333e-07 | 1.7666e-09 | 3.5332e-09 | 1.9433e-07 | 1
1662 | 0.29011 | 0.00038635 | 0.067115 | 0.013594 | 0.00059691 | 0.040842 | 0.047865 | 3.5703e-09 | 1.4281e-07 | 7.5333e-07 | 1.7666e-09 | 3.5332e-09 | 1.9433e-07 | 1
1663 | 0.29011 | 0.00038635 | 0.051687 | 0.011641 | 0.00059691 | 0.04569 | 0.049199 | 3.5703e-09 | 1.4281e-07 | 7.5333e-07 | 1.7666e-09 | 3.5332e-09 | 1.9433e-07 | 1
1664 | 0.29011 | 0.006453 | 0.038039 | 0.010665 | 0.012776 | 0.04472 | 0.050533 | 5.9633e-08 | 2.3853e-06 | 1.2583e-05 | 3.7812e-08 | 7.5624e-08 | 4.1593e-06 | 1
1665 | 0.29011 | 0.024015 | 0.030326 | 0.0096883 | 0.041819 | 0.042781 | 0.053201 | 2.2192e-07 | 8.8769e-06 | 4.6825e-05 | 1.2377e-07 | 2.4753e-07 | 1.3614e-05 | 1
1666 | 0.29011 | 0.045727 | 0.026172 | 0.0092001 | 0.078357 | 0.039873 | 0.055868 | 4.2257e-07 | 1.6903e-05 | 8.9162e-05 | 2.319e-07 | 4.6381e-07 | 2.5509e-05 | 1
1667 | 0.29011 | 0.06712 | 0.026172 | 0.011397 | 0.11302 | 0.040842 | 0.063871 | 6.2026e-07 | 2.4811e-05 | 0.00013088 | 3.3449e-07 | 6.6899e-07 | 3.6794e-05 | 1
1668 | 0.29011 | 0.081808 | 0.029139 | 0.018232 | 0.13457 | 0.043751 | 0.074541 | 7.56e-07 | 3.024e-05 | 0.00015952 | 3.9827e-07 | 7.9653e-07 | 4.3809e-05 | 1
1669 | 0.29011 | 0.088194 | 0.039226 | 0.031658 | 0.14394 | 0.047629 | 0.085211 | 8.1501e-07 | 3.26e-05 | 0.00017197 | 4.2599e-07 | 8.5199e-07 | 4.6859e-05 | 1
1670 | 0.29011 | 0.083404 | 0.058808 | 0.058753 | 0.13457 | 0.054415 | 0.099883 | 7.7075e-07 | 3.083e-05 | 0.00016263 | 3.9827e-07 | 7.9653e-07 | 4.3809e-05 | 1
1671 | 0.29011 | 0.069994 | 0.081949 | 0.10513 | 0.11208 | 0.061202 | 0.11989 | 6.4682e-07 | 2.5873e-05 | 0.00013648 | 3.3172e-07 | 6.6344e-07 | 3.6489e-05 | 1
1672 | 0.29011 | 0.050516 | 0.10924 | 0.1664 | 0.07742 | 0.06411 | 0.15057 | 4.6683e-07 | 1.8673e-05 | 9.8501e-05 | 2.2913e-07 | 4.5826e-07 | 2.5204e-05 | 1
1673 | 0.29011 | 0.028485 | 0.13357 | 0.19667 | 0.038071 | 0.062171 | 0.1639 | 2.6323e-07 | 1.0529e-05 | 5.5542e-05 | 1.1268e-07 | 2.2535e-07 | 1.2394e-05 | 1
1674 | 0.29011 | 0.0086881 | 0.15909 | 0.21181 | 0.0090287 | 0.063141 | 0.15323 | 8.0288e-08 | 3.2115e-06 | 1.6941e-05 | 2.6721e-08 | 5.3442e-08 | 2.9393e-06 | 1
1675 | 0.29011 | 0.00038635 | 0.17926 | 0.21425 | 0.00059691 | 0.071866 | 0.14923 | 3.5703e-09 | 1.4281e-07 | 7.5333e-07 | 1.7666e-09 | 3.5332e-09 | 1.9433e-07 | 1
1676 | 0.29011 | 0.00038635 | 0.18757 | 0.21791 | 0.00059691 | 0.088348 | 0.18124 | 3.5703e-09 | 1.4281e-07 | 7.5333e-07 | 1.7666e-09 | 3.5332e-09 | 1.9433e-07 | 1
1677 | 0.29011 | 0.00038635 | 0.1852 | 0.21498 | 0.00059691 | 0.11065 | 0.25593 | 3.5703e-09 | 1.4281e-07 | 7.5333e-07 | 1.7666e-09 | 3.5332e-09 | 1.9433e-07 | 1
1678 | 0.29011 | 0.00038635 | 0.18282 | 0.19521 | 0.00059691 | 0.13488 | 0.32796 | 3.5703e-09 | 1.4281e-07 | 7.5333e-07 | 1.7666e-09 | 3.5332e-09 | 1.9433e-07 | 1
1679 | 0.29011 | 0.00038635 | 0.18045 | 0.17177 | 0.00059691 | 0.1504 | 0.32796 | 3.5703e-09 | 1.4281e-07 | 7.5333e-07 | 1.7666e-09 | 3.5332e-09 | 1.9433e-07 | 1
1680 | 0.29011 | 0.00038635 | 0.1757 | 0.13687 | 0.00059691 | 0.15427 | 0.28261 | 3.5703e-09 | 1.4281e-07 | 7.5333e-07 | 1.7666e-09 | 3.5332e-09 | 1.9433e-07 | 1
1681 | 0.29011 | 0.00038635 | 0.12942 | 0.15664 | 0.00059691 | 0.073805 | 0.1399 | 3.5703e-09 | 1.4281e-07 | 7.5333e-07 | 1.7666e-09 | 3.5332e-09 | 1.9433e-07 | 1
1682 | 0.29011 | 0.00038635 | 0.14425 | 0.18593 | 0.00059691 | 0.06508 | 0.12656 | 3.5703e-09 | 1.4281e-07 | 7.5333e-07 | 1.7666e-09 | 3.5332e-09 | 1.9433e-07 | 1
1683 | 0.29011 | 0.00038635 | 0.21249 | 0.17373 | 0.00059691 | 0.057324 | 0.19058 | 3.5703e-09 | 1.4281e-07 | 7.5333e-07 | 1.7666e-09 | 3.5332e-09 | 1.9433e-07 | 1
1684 | 0.29011 | 0.00038635 | 0.1941 | 0.13711 | 0.00059691 | 0.056354 | 0.19725 | 3.5703e-09 | 1.4281e-07 | 7.5333e-07 | 1.7666e-09 | 3.5332e-09 | 1.9433e-07 | 1
1685 | 0.29011 | 0.00038635 | 0.22851 | 0.13052 | 0.00059691 | 0.078653 | 0.21325 | 3.5703e-09 | 1.4281e-07 | 7.5333e-07 | 1.7666e-09 | 3.5332e-09 | 1.9433e-07 | 1
1686 | 0.29011 | 0.00038635 | 0.20418 | 0.14956 | 0.00059691 | 0.10774 | 0.24526 | 3.5703e-09 | 1.4281e-07 | 7.5333e-07 | 1.7666e-09 | 3.5332e-09 | 1.9433e-07 | 1
1687 | 0.29011 | 0.00038635 | 0.23029 | 0.18959 | 0.00059691 | 0.12034 | 0.25993 | 3.5703e-09 | 1.4281e-07 | 7.5333e-07 | 1.7666e-09 | 3.5332e-09 | 1.9433e-07 | 1
1688 | 0.29011 | 0.006453 | 0.25996 | 0.22865 | 0.0099656 | 0.13198 | 0.2546 | 5.9633e-08 | 2.3853e-06 | 1.2583e-05 | 2.9494e-08 | 5.8988e-08 | 3.2443e-06 | 1
1689 | 0.29011 | 0.022418 | 0.27836 | 0.28528 | 0.039008 | 0.13585 | 0.2546 | 2.0717e-07 | 8.2867e-06 | 4.3712e-05 | 1.1545e-07 | 2.309e-07 | 1.2699e-05 | 1
1690 | 0.29011 | 0.040618 | 0.30862 | 0.36901 | 0.075546 | 0.16009 | 0.27727 | 3.7536e-07 | 1.5014e-05 | 7.92e-05 | 2.2359e-07 | 4.4717e-07 | 2.4594e-05 | 1
1691 | 0.29011 | 0.054987 | 0.35312 | 0.45469 | 0.10646 | 0.19693 | 0.32262 | 5.0814e-07 | 2.0326e-05 | 0.00010722 | 3.1509e-07 | 6.3017e-07 | 3.4659e-05 | 1
1692 | 0.29011 | 0.063288 | 0.41187 | 0.54964 | 0.11677 | 0.22892 | 0.38264 | 5.8486e-07 | 2.3394e-05 | 0.0001234 | 3.4559e-07 | 6.9117e-07 | 3.8014e-05 | 1
1693 | 0.29011 | 0.062011 | 0.44154 | 0.62239 | 0.1177 | 0.26189 | 0.44133 | 5.7305e-07 | 2.2922e-05 | 0.00012091 | 3.4836e-07 | 6.9672e-07 | 3.8319e-05 | 1
1694 | 0.29011 | 0.056902 | 0.44628 | 0.69171 | 0.10459 | 0.29097 | 0.54403 | 5.2584e-07 | 2.1034e-05 | 0.00011095 | 3.0954e-07 | 6.1908e-07 | 3.4049e-05 | 1
1695 | 0.29011 | 0.048281 | 0.44628 | 0.72027 | 0.08023 | 0.30939 | 0.6534 | 4.4617e-07 | 1.7847e-05 | 9.4143e-05 | 2.3745e-07 | 4.749e-07 | 2.6119e-05 | 1
1696 | 0.29011 | 0.036787 | 0.44628 | 0.7232 | 0.049314 | 0.31909 | 0.73342 | 3.3995e-07 | 1.3598e-05 | 7.1729e-05 | 1.4595e-07 | 2.919e-07 | 1.6054e-05 | 1
1697 | 0.29011 | 0.020183 | 0.4445 | 0.71124 | 0.023082 | 0.32394 | 0.77344 | 1.8651e-07 | 7.4605e-06 | 3.9354e-05 | 6.8312e-08 | 1.3662e-07 | 7.5143e-06 | 1
1698 | 0.29011 | 0.0054951 | 0.44272 | 0.74175 | 0.0062181 | 0.32684 | 0.83746 | 5.0781e-08 | 2.0313e-06 | 1.0715e-05 | 1.8403e-08 | 3.6806e-08 | 2.0243e-06 | 1
1699 | 0.29011 | 0.00038635 | 0.44213 | 0.74834 | 0.00059691 | 0.32878 | 0.86147 | 3.5703e-09 | 1.4281e-07 | 7.5333e-07 | 1.7666e-09 | 3.5332e-09 | 1.9433e-07 | 1
1700 | 0.29011 | 0.00038635 | 0.44094 | 0.77056 | 0.00059691 | 0.32975 | 0.91748 | 3.5703e-09 | 1.4281e-07 | 7.5333e-07 | 1.7666e-09 | 3.5332e-09 | 1.9433e-07 | 1
1701 | 0.29011 | 0.00038635 | 0.4356 | 0.77373 | 0.00059691 | 0.33072 | 0.94283 | 3.5703e-09 | 1.4281e-07 | 7.5333e-07 | 1.7666e-09 | 3.5332e-09 | 1.9433e-07 | 1
1702 | 0.29011 | 0.00038635 | 0.43145 | 0.73614 | 0.00059691 | 0.33169 | 0.92949 | 3.5703e-09 | 1.4281e-07 | 7.5333e-07 | 1.7666e-09 | 3.5332e-09 | 1.9433e-07 | 1
1703 | 0.29011 | 0.00038635 | 0.43442 | 0.6673 | 0.00059691 | 0.33169 | 0.93215 | 3.5703e-09 | 1.4281e-07 | 7.5333e-07 | 1.7666e-09 | 3.5332e-09 | 1.9433e-07 | 1
1704 | 0.29011 | 0.00038635 | 0.43857 | 0.54549 | 0.00059691 | 0.33072 | 0.88947 | 3.5703e-09 | 1.4281e-07 | 7.5333e-07 | 1.7666e-09 | 3.5332e-09 | 1.9433e-07 | 1
1705 | 0.29011 | 0.00038635 | 0.41958 | 0.49887 | 0.00059691 | 0.34139 | 0.80145 | 3.5703e-09 | 1.4281e-07 | 7.5333e-07 | 1.7666e-09 | 3.5332e-09 | 1.9433e-07 | 1
1706 | 0.14505 | 0.00038635 | 0.43976 | 0.40099 | 0.00059691 | 0.34042 | 0.7521 | 3.5703e-09 | 1.4281e-07 | 7.5333e-07 | 1.7666e-09 | 3.5332e-09 | 1.9433e-07 | 1
1707 | 0.29011 | 0.00038635 | 0.44094 | 0.38634 | 0.00059691 | 0.33266 | 0.77744 | 3.5703e-09 | 1.4281e-07 | 7.5333e-07 | 1.7666e-09 | 3.5332e-09 | 1.9433e-07 | 1
1708 | 0.29011 | 0.00038635 | 0.43916 | 0.39854 | 0.00059691 | 0.32878 | 0.72275 | 3.5703e-09 | 1.4281e-07 | 7.5333e-07 | 1.7666e-09 | 3.5332e-09 | 1.9433e-07 | 1
1709 | 0.29011 | 0.00038635 | 0.41365 | 0.41929 | 0.00059691 | 0.32297 | 0.6654 | 3.5703e-09 | 1.4281e-07 | 7.5333e-07 | 1.7666e-09 | 3.5332e-09 | 1.9433e-07 | 1
1710 | 0.29011 | 0.00038635 | 0.41127 | 0.47129 | 0.00059691 | 0.33266 | 0.67074 | 3.5703e-09 | 1.4281e-07 | 7.5333e-07 | 1.7666e-09 | 3.5332e-09 | 1.9433e-07 | 1
1711 | 0.29011 | 0.00038635 | 0.43916 | 0.53451 | 0.00059691 | 0.34042 | 0.72675 | 3.5703e-09 | 1.4281e-07 | 7.5333e-07 | 1.7666e-09 | 3.5332e-09 | 1.9433e-07 | 1
1712 | 0.29011 | 0.0042179 | 0.44094 | 0.57479 | 0.0062181 | 0.34333 | 0.78144 | 3.8979e-08 | 1.5591e-06 | 8.2245e-06 | 1.8403e-08 | 3.6806e-08 | 2.0243e-06 | 1
1713 | 0.29011 | 0.016032 | 0.44213 | 0.59822 | 0.018397 | 0.34333 | 0.82679 | 1.4815e-07 | 5.9262e-06 | 3.1261e-05 | 5.4448e-08 | 1.089e-07 | 5.9893e-06 | 1
1714 | 0.29011 | 0.031358 | 0.4445 | 0.58431 | 0.036198 | 0.34526 | 0.80945 | 2.8979e-07 | 1.1591e-05 | 6.1145e-05 | 1.0713e-07 | 2.1426e-07 | 1.1784e-05 | 1
1715 | 0.29011 | 0.045088 | 0.44391 | 0.57503 | 0.048377 | 0.34526 | 0.81078 | 4.1667e-07 | 1.6667e-05 | 8.7917e-05 | 1.4318e-07 | 2.8635e-07 | 1.5749e-05 | 1
1716 | 0.29011 | 0.054667 | 0.44332 | 0.5616 | 0.054935 | 0.34526 | 0.83479 | 5.0519e-07 | 2.0208e-05 | 0.00010659 | 1.6258e-07 | 3.2517e-07 | 1.7884e-05 | 1
1717 | 0.29011 | 0.054348 | 0.44272 | 0.52255 | 0.057746 | 0.34526 | 0.84946 | 5.0224e-07 | 2.0089e-05 | 0.00010597 | 1.709e-07 | 3.4181e-07 | 1.8799e-05 | 1
1718 | 0.29011 | 0.051155 | 0.44035 | 0.48081 | 0.06243 | 0.34526 | 0.87747 | 4.7273e-07 | 1.8909e-05 | 9.9746e-05 | 1.8477e-07 | 3.6953e-07 | 2.0324e-05 | 1
1719 | 0.29011 | 0.043811 | 0.43679 | 0.40953 | 0.053061 | 0.34526 | 0.8788 | 4.0486e-07 | 1.6195e-05 | 8.5426e-05 | 1.5704e-07 | 3.1408e-07 | 1.7274e-05 | 1
1720 | 0.29011 | 0.033913 | 0.43085 | 0.32873 | 0.030577 | 0.34429 | 0.85746 | 3.1339e-07 | 1.2536e-05 | 6.6126e-05 | 9.0494e-08 | 1.8099e-07 | 9.9543e-06 | 1
1721 | 0.29011 | 0.019864 | 0.43204 | 0.25111 | 0.01465 | 0.34333 | 0.81612 | 1.8356e-07 | 7.3425e-06 | 3.8732e-05 | 4.3358e-08 | 8.6715e-08 | 4.7693e-06 | 1
1722 | 0.29011 | 0.0058144 | 0.43798 | 0.21303 | 0.0043444 | 0.34333 | 0.80411 | 5.3732e-08 | 2.1493e-06 | 1.1337e-05 | 1.2858e-08 | 2.5715e-08 | 1.4143e-06 | 1
1723 | 0.29011 | 0.00038635 | 0.42907 | 0.19936 | 0.00059691 | 0.34139 | 0.78411 | 3.5703e-09 | 1.4281e-07 | 7.5333e-07 | 1.7666e-09 | 3.5332e-09 | 1.9433e-07 | 1
1724 | 0.29011 | 0.00038635 | 0.3822 | 0.23573 | 0.00059691 | 0.34042 | 0.74276 | 3.5703e-09 | 1.4281e-07 | 7.5333e-07 | 1.7666e-09 | 3.5332e-09 | 1.9433e-07 | 1
1725 | 0.29011 | 0.00038635 | 0.32108 | 0.31408 | 0.00059691 | 0.33945 | 0.62539 | 3.5703e-09 | 1.4281e-07 | 7.5333e-07 | 1.7666e-09 | 3.5332e-09 | 1.9433e-07 | 1
1726 | 0.29011 | 0.00038635 | 0.29556 | 0.40806 | 0.00059691 | 0.33266 | 0.50802 | 3.5703e-09 | 1.4281e-07 | 7.5333e-07 | 1.7666e-09 | 3.5332e-09 | 1.9433e-07 | 1
1727 | 0.29011 | 0.00038635 | 0.31455 | 0.46421 | 0.00059691 | 0.322 | 0.45733 | 3.5703e-09 | 1.4281e-07 | 7.5333e-07 | 1.7666e-09 | 3.5332e-09 | 1.9433e-07 | 1
1728 | 0.29011 | 0.00038635 | 0.36796 | 0.4686 | 0.00059691 | 0.32006 | 0.49868 | 3.5703e-09 | 1.4281e-07 | 7.5333e-07 | 1.7666e-09 | 3.5332e-09 | 1.9433e-07 | 1
1729 | 0.29011 | 0.00038635 | 0.42729 | 0.40465 | 0.00059691 | 0.33945 | 0.60005 | 3.5703e-09 | 1.4281e-07 | 7.5333e-07 | 1.7666e-09 | 3.5332e-09 | 1.9433e-07 | 1
1730 | 0.29011 | 0.00038635 | 0.43263 | 0.3817 | 0.00059691 | 0.34236 | 0.6534 | 3.5703e-09 | 1.4281e-07 | 7.5333e-07 | 1.7666e-09 | 3.5332e-09 | 1.9433e-07 | 1
1731 | 0.29011 | 0.00038635 | 0.41127 | 0.33166 | 0.00059691 | 0.34236 | 0.67207 | 3.5703e-09 | 1.4281e-07 | 7.5333e-07 | 1.7666e-09 | 3.5332e-09 | 1.9433e-07 | 1
1732 | 0.29011 | 0.00038635 | 0.38398 | 0.27039 | 0.00059691 | 0.33848 | 0.62139 | 3.5703e-09 | 1.4281e-07 | 7.5333e-07 | 1.7666e-09 | 3.5332e-09 | 1.9433e-07 | 1
1733 | 0.29011 | 0.00038635 | 0.37389 | 0.26404 | 0.00059691 | 0.33363 | 0.58004 | 3.5703e-09 | 1.4281e-07 | 7.5333e-07 | 1.7666e-09 | 3.5332e-09 | 1.9433e-07 | 1
1734 | 0.29011 | 0.00038635 | 0.40178 | 0.2533 | 0.00059691 | 0.31327 | 0.50268 | 3.5703e-09 | 1.4281e-07 | 7.5333e-07 | 1.7666e-09 | 3.5332e-09 | 1.9433e-07 | 1
1735 | 0.29011 | 0.00038635 | 0.36024 | 0.26795 | 0.0015338 | 0.28709 | 0.46667 | 3.5703e-09 | 1.4281e-07 | 7.5333e-07 | 4.5393e-09 | 9.0787e-09 | 4.9933e-07 | 1
1736 | 0.29011 | 0.0051758 | 0.31989 | 0.25281 | 0.011839 | 0.25995 | 0.47601 | 4.7831e-08 | 1.9132e-06 | 1.0092e-05 | 3.5039e-08 | 7.0079e-08 | 3.8543e-06 | 1
1737 | 0.43516 | 0.015074 | 0.31218 | 0.23548 | 0.02964 | 0.28322 | 0.46667 | 1.393e-07 | 5.5721e-06 | 2.9393e-05 | 8.7721e-08 | 1.7544e-07 | 9.6493e-06 | 1
1738 | 0.29011 | 0.023376 | 0.31159 | 0.24256 | 0.04744 | 0.29 | 0.452 | 2.1602e-07 | 8.6408e-06 | 4.558e-05 | 1.404e-07 | 2.8081e-07 | 1.5444e-05 | 1
1739 | 0.29011 | 0.031997 | 0.34007 | 0.28211 | 0.065241 | 0.2997 | 0.464 | 2.9569e-07 | 1.1828e-05 | 6.239e-05 | 1.9309e-07 | 3.8617e-07 | 2.1239e-05 | 1
1740 | 0.43516 | 0.03998 | 0.3733 | 0.35607 | 0.066177 | 0.31715 | 0.49601 | 3.6946e-07 | 1.4778e-05 | 7.7955e-05 | 1.9586e-07 | 3.9172e-07 | 2.1544e-05 | 1
1741 | 0.43516 | 0.042215 | 0.38042 | 0.34167 | 0.061493 | 0.32684 | 0.52669 | 3.9011e-07 | 1.5604e-05 | 8.2313e-05 | 1.8199e-07 | 3.6399e-07 | 2.0019e-05 | 1
1742 | 0.43516 | 0.040299 | 0.37389 | 0.30139 | 0.055872 | 0.32975 | 0.5707 | 3.7241e-07 | 1.4896e-05 | 7.8578e-05 | 1.6536e-07 | 3.3072e-07 | 1.8189e-05 | 1
1743 | 0.43516 | 0.034551 | 0.3727 | 0.22962 | 0.046503 | 0.33072 | 0.58004 | 3.1929e-07 | 1.2772e-05 | 6.7371e-05 | 1.3763e-07 | 2.7526e-07 | 1.5139e-05 | 1
1744 | 0.43516 | 0.026888 | 0.36677 | 0.17665 | 0.031513 | 0.32587 | 0.55603 | 2.4848e-07 | 9.9391e-06 | 5.2429e-05 | 9.3267e-08 | 1.8653e-07 | 1.0259e-05 | 1
1745 | 0.43516 | 0.016032 | 0.35431 | 0.15786 | 0.016524 | 0.31036 | 0.49601 | 1.4815e-07 | 5.9262e-06 | 3.1261e-05 | 4.8903e-08 | 9.7806e-08 | 5.3793e-06 | 1
1746 | 0.43516 | 0.0045372 | 0.33532 | 0.18471 | 0.0043444 | 0.27643 | 0.42799 | 4.1929e-08 | 1.6772e-06 | 8.8471e-06 | 1.2858e-08 | 2.5715e-08 | 1.4143e-06 | 1
1747 | 0.43516 | 0.00038635 | 0.31574 | 0.22987 | 0.00059691 | 0.2202 | 0.3453 | 3.5703e-09 | 1.4281e-07 | 7.5333e-07 | 1.7666e-09 | 3.5332e-09 | 1.9433e-07 | 1
1748 | 0.43516 | 0.00038635 | 0.29556 | 0.27552 | 0.00059691 | 0.17366 | 0.31595 | 3.5703e-09 | 1.4281e-07 | 7.5333e-07 | 1.7666e-09 | 3.5332e-09 | 1.9433e-07 | 1
1749 | 0.29011 | 0.00038635 | 0.2748 | 0.31531 | 0.00059691 | 0.1756 | 0.31329 | 3.5703e-09 | 1.4281e-07 | 7.5333e-07 | 1.7666e-09 | 3.5332e-09 | 1.9433e-07 | 1
1750 | 0.29011 | 0.00038635 | 0.26412 | 0.34191 | 0.00059691 | 0.22311 | 0.35063 | 3.5703e-09 | 1.4281e-07 | 7.5333e-07 | 1.7666e-09 | 3.5332e-09 | 1.9433e-07 | 1
1751 | 0.29011 | 0.00038635 | 0.26352 | 0.36095 | 0.00059691 | 0.27643 | 0.41999 | 3.5703e-09 | 1.4281e-07 | 7.5333e-07 | 1.7666e-09 | 3.5332e-09 | 1.9433e-07 | 1
1752 | 0.29011 | 0.00038635 | 0.27242 | 0.36168 | 0.00059691 | 0.30745 | 0.50135 | 3.5703e-09 | 1.4281e-07 | 7.5333e-07 | 1.7666e-09 | 3.5332e-09 | 1.9433e-07 | 1
1753 | 0.29011 | 0.00038635 | 0.20418 | 0.35705 | 0.00059691 | 0.3123 | 0.35997 | 3.5703e-09 | 1.4281e-07 | 7.5333e-07 | 1.7666e-09 | 3.5332e-09 | 1.9433e-07 | 1
1754 | 0.29011 | 0.00038635 | 0.19528 | 0.35656 | 0.00059691 | 0.30455 | 0.39198 | 3.5703e-09 | 1.4281e-07 | 7.5333e-07 | 1.7666e-09 | 3.5332e-09 | 1.9433e-07 | 1
1755 | 0.29011 | 0.00038635 | 0.19469 | 0.24842 | 0.00059691 | 0.31133 | 0.42932 | 3.5703e-09 | 1.4281e-07 | 7.5333e-07 | 1.7666e-09 | 3.5332e-09 | 1.9433e-07 | 1
1756 | 0.43516 | 0.00038635 | 0.18223 | 0.21034 | 0.00059691 | 0.33169 | 0.46133 | 3.5703e-09 | 1.4281e-07 | 7.5333e-07 | 1.7666e-09 | 3.5332e-09 | 1.9433e-07 | 1
1757 | 0.43516 | 0.00038635 | 0.19766 | 0.1808 | 0.00059691 | 0.33945 | 0.50668 | 3.5703e-09 | 1.4281e-07 | 7.5333e-07 | 1.7666e-09 | 3.5332e-09 | 1.9433e-07 | 1
1758 | 0.43516 | 0.00038635 | 0.24453 | 0.15469 | 0.00059691 | 0.32781 | 0.56804 | 3.5703e-09 | 1.4281e-07 | 7.5333e-07 | 1.7666e-09 | 3.5332e-09 | 1.9433e-07 | 1
1759 | 0.43516 | 0.00070565 | 0.26056 | 0.13516 | 0.00059691 | 0.32684 | 0.57737 | 6.521e-09 | 2.6084e-07 | 1.3759e-06 | 1.7666e-09 | 3.5332e-09 | 1.9433e-07 | 1
1760 | 0.43516 | 0.0067723 | 0.25581 | 0.13955 | 0.0080918 | 0.2425 | 0.50535 | 6.2584e-08 | 2.5034e-06 | 1.3205e-05 | 2.3948e-08 | 4.7897e-08 | 2.6343e-06 | 1
1761 | 0.43516 | 0.017629 | 0.2208 | 0.16323 | 0.024955 | 0.20275 | 0.39865 | 1.6291e-07 | 6.5163e-06 | 3.4373e-05 | 7.3858e-08 | 1.4772e-07 | 8.1243e-06 | 1
1762 | 0.43516 | 0.026569 | 0.21131 | 0.18984 | 0.048377 | 0.17754 | 0.32662 | 2.4553e-07 | 9.8211e-06 | 5.1806e-05 | 1.4318e-07 | 2.8635e-07 | 1.5749e-05 | 1
1763 | 0.43516 | 0.034551 | 0.22733 | 0.21766 | 0.055872 | 0.1853 | 0.31862 | 3.1929e-07 | 1.2772e-05 | 6.7371e-05 | 1.6536e-07 | 3.3072e-07 | 1.8189e-05 | 1
1764 | 0.43516 | 0.041257 | 0.25996 | 0.24207 | 0.060556 | 0.2105 | 0.3573 | 3.8126e-07 | 1.525e-05 | 8.0446e-05 | 1.7922e-07 | 3.5844e-07 | 1.9714e-05 | 1
1765 | 0.43516 | 0.042215 | 0.29675 | 0.24867 | 0.059619 | 0.25995 | 0.39865 | 3.9011e-07 | 1.5604e-05 | 8.2313e-05 | 1.7645e-07 | 3.529e-07 | 1.9409e-05 | 1
1766 | 0.43516 | 0.038383 | 0.31633 | 0.27185 | 0.048377 | 0.30358 | 0.452 | 3.547e-07 | 1.4188e-05 | 7.4842e-05 | 1.4318e-07 | 2.8635e-07 | 1.5749e-05 | 1
1767 | 0.43516 | 0.032316 | 0.32464 | 0.33337 | 0.038071 | 0.33072 | 0.52402 | 2.9864e-07 | 1.1946e-05 | 6.3013e-05 | 1.1268e-07 | 2.2535e-07 | 1.2394e-05 | 1
1768 | 0.29011 | 0.025292 | 0.31811 | 0.41075 | 0.024955 | 0.34139 | 0.59871 | 2.3372e-07 | 9.349e-06 | 4.9316e-05 | 7.3858e-08 | 1.4772e-07 | 8.1243e-06 | 1
1769 | 0.29011 | 0.015713 | 0.30091 | 0.47739 | 0.013713 | 0.34429 | 0.68007 | 1.452e-07 | 5.8081e-06 | 3.0638e-05 | 4.0585e-08 | 8.117e-08 | 4.4643e-06 | 1
1770 | 0.29011 | 0.0051758 | 0.28192 | 0.55599 | 0.0043444 | 0.34526 | 0.80011 | 4.7831e-08 | 1.9132e-06 | 1.0092e-05 | 1.2858e-08 | 2.5715e-08 | 1.4143e-06 | 1
1771 | 0.29011 | 0.00038635 | 0.28429 | 0.61921 | 0.00059691 | 0.34526 | 0.91615 | 3.5703e-09 | 1.4281e-07 | 7.5333e-07 | 1.7666e-09 | 3.5332e-09 | 1.9433e-07 | 1
1772 | 0.43516 | 0.00038635 | 0.30506 | 0.68317 | 0.00059691 | 0.34236 | 1.0028 | 3.5703e-09 | 1.4281e-07 | 7.5333e-07 | 1.7666e-09 | 3.5332e-09 | 1.9433e-07 | 1
1773 | 0.29011 | 0.00038635 | 0.3371 | 0.72735 | 0.00059691 | 0.34042 | 1.0202 | 3.5703e-09 | 1.4281e-07 | 7.5333e-07 | 1.7666e-09 | 3.5332e-09 | 1.9433e-07 | 1
1774 | 0.29011 | 0.00038635 | 0.36262 | 0.74493 | 0.00059691 | 0.34236 | 1.0055 | 3.5703e-09 | 1.4281e-07 | 7.5333e-07 | 1.7666e-09 | 3.5332e-09 | 1.9433e-07 | 1
1775 | 0.29011 | 0.00038635 | 0.37389 | 0.76226 | 0.00059691 | 0.34526 | 1.0068 | 3.5703e-09 | 1.4281e-07 | 7.5333e-07 | 1.7666e-09 | 3.5332e-09 | 1.9433e-07 | 1
1776 | 0.29011 | 0.00038635 | 0.38042 | 0.74663 | 0.00059691 | 0.34526 | 0.98017 | 3.5703e-09 | 1.4281e-07 | 7.5333e-07 | 1.7666e-09 | 3.5332e-09 | 1.9433e-07 | 1
1777 | 0.29011 | 0.00038635 | 0.21487 | 0.54891 | 0.00059691 | 0.34623 | 0.83612 | 3.5703e-09 | 1.4281e-07 | 7.5333e-07 | 1.7666e-09 | 3.5332e-09 | 1.9433e-07 | 1
1778 | 0.29011 | 0.00038635 | 0.20359 | 0.54867 | 0.00059691 | 0.34526 | 0.82412 | 3.5703e-09 | 1.4281e-07 | 7.5333e-07 | 1.7666e-09 | 3.5332e-09 | 1.9433e-07 | 1
1779 | 0.29011 | 0.00038635 | 0.41127 | 0.52572 | 0.00059691 | 0.34429 | 0.77877 | 3.5703e-09 | 1.4281e-07 | 7.5333e-07 | 1.7666e-09 | 3.5332e-09 | 1.9433e-07 | 1
1780 | 0.29011 | 0.00038635 | 0.22021 | 0.54476 | 0.00059691 | 0.34139 | 0.74143 | 3.5703e-09 | 1.4281e-07 | 7.5333e-07 | 1.7666e-09 | 3.5332e-09 | 1.9433e-07 | 1
1781 | 0.14505 | 0.00038635 | 0.41246 | 0.52133 | 0.00059691 | 0.33654 | 0.68007 | 3.5703e-09 | 1.4281e-07 | 7.5333e-07 | 1.7666e-09 | 3.5332e-09 | 1.9433e-07 | 1
1782 | 0.14505 | 0.00038635 | 0.42907 | 0.48325 | 0.00059691 | 0.33945 | 0.64539 | 3.5703e-09 | 1.4281e-07 | 7.5333e-07 | 1.7666e-09 | 3.5332e-09 | 1.9433e-07 | 1
1783 | 0.29011 | 0.00070565 | 0.41365 | 0.41783 | 0.0015338 | 0.33751 | 0.61205 | 6.521e-09 | 2.6084e-07 | 1.3759e-06 | 4.5393e-09 | 9.0787e-09 | 4.9933e-07 | 1
1784 | 0.29011 | 0.0090074 | 0.36321 | 0.37413 | 0.013713 | 0.33072 | 0.61739 | 8.3239e-08 | 3.3296e-06 | 1.7563e-05 | 4.0585e-08 | 8.117e-08 | 4.4643e-06 | 1
1785 | 0.29011 | 0.02625 | 0.33651 | 0.35119 | 0.040882 | 0.31909 | 0.60005 | 2.4258e-07 | 9.703e-06 | 5.1184e-05 | 1.2099e-07 | 2.4199e-07 | 1.3309e-05 | 1
1786 | 0.29011 | 0.04445 | 0.31693 | 0.33605 | 0.074609 | 0.29485 | 0.55603 | 4.1077e-07 | 1.6431e-05 | 8.6672e-05 | 2.2081e-07 | 4.4162e-07 | 2.4289e-05 | 1
1787 | 0.43516 | 0.059457 | 0.28251 | 0.32043 | 0.098031 | 0.2551 | 0.52802 | 5.4945e-07 | 2.1978e-05 | 0.00011593 | 2.9013e-07 | 5.8026e-07 | 3.1914e-05 | 1
1788 | 0.43516 | 0.069674 | 0.23445 | 0.28211 | 0.11583 | 0.20275 | 0.48668 | 6.4387e-07 | 2.5755e-05 | 0.00013586 | 3.4281e-07 | 6.8562e-07 | 3.7709e-05 | 1
1789 | 0.43516 | 0.072548 | 0.18816 | 0.22718 | 0.12052 | 0.15815 | 0.42666 | 6.7043e-07 | 2.6817e-05 | 0.00014146 | 3.5668e-07 | 7.1335e-07 | 3.9234e-05 | 1
1790 | 0.43516 | 0.066162 | 0.15671 | 0.19081 | 0.11115 | 0.14167 | 0.38531 | 6.1141e-07 | 2.4457e-05 | 0.00012901 | 3.2895e-07 | 6.579e-07 | 3.6184e-05 | 1
1791 | 0.43516 | 0.054348 | 0.16087 | 0.15249 | 0.088662 | 0.15233 | 0.31195 | 5.0224e-07 | 2.0089e-05 | 0.00010597 | 2.624e-07 | 5.2481e-07 | 2.8864e-05 | 1
1792 | 0.43516 | 0.040299 | 0.19944 | 0.13003 | 0.058683 | 0.163 | 0.2506 | 3.7241e-07 | 1.4896e-05 | 7.8578e-05 | 1.7368e-07 | 3.4735e-07 | 1.9104e-05 | 1
1793 | 0.43516 | 0.024334 | 0.24809 | 0.1398 | 0.028703 | 0.17269 | 0.23993 | 2.2487e-07 | 8.9949e-06 | 4.7448e-05 | 8.4949e-08 | 1.699e-07 | 9.3443e-06 | 1
1794 | 0.43516 | 0.0077302 | 0.29913 | 0.19277 | 0.0080918 | 0.20275 | 0.30262 | 7.1436e-08 | 2.8574e-06 | 1.5073e-05 | 2.3948e-08 | 4.7897e-08 | 2.6343e-06 | 1
1795 | 0.43516 | 0.00038635 | 0.35134 | 0.27503 | 0.00059691 | 0.24735 | 0.37731 | 3.5703e-09 | 1.4281e-07 | 7.5333e-07 | 1.7666e-09 | 3.5332e-09 | 1.9433e-07 | 1
1796 | 0.43516 | 0.00038635 | 0.39703 | 0.3778 | 0.00059691 | 0.28419 | 0.46534 | 3.5703e-09 | 1.4281e-07 | 7.5333e-07 | 1.7666e-09 | 3.5332e-09 | 1.9433e-07 | 1
1797 | 0.43516 | 0.00038635 | 0.43026 | 0.47641 | 0.00059691 | 0.31036 | 0.56003 | 3.5703e-09 | 1.4281e-07 | 7.5333e-07 | 1.7666e-09 | 3.5332e-09 | 1.9433e-07 | 1
1798 | 0.43516 | 0.00038635 | 0.44154 | 0.54916 | 0.00059691 | 0.32684 | 0.62806 | 3.5703e-09 | 1.4281e-07 | 7.5333e-07 | 1.7666e-09 | 3.5332e-09 | 1.9433e-07 | 1
1799 | 0.29011 | 0.00038635 | 0.44213 | 0.6075 | 0.00059691 | 0.33557 | 0.69875 | 3.5703e-09 | 1.4281e-07 | 7.5333e-07 | 1.7666e-09 | 3.5332e-09 | 1.9433e-07 | 1
1800 | 0.29011 | 0.00038635 | 0.44213 | 0.63337 | 0.00059691 | 0.33751 | 0.76143 | 3.5703e-09 | 1.4281e-07 | 7.5333e-07 | 1.7666e-09 | 3.5332e-09 | 1.9433e-07 | 1
1801 | 0.29011 | 0.00038635 | 0.20715 | 0.68024 | 0.00059691 | 0.20275 | 0.76543 | 3.5703e-09 | 1.4281e-07 | 7.5333e-07 | 1.7666e-09 | 3.5332e-09 | 1.9433e-07 | 1
1802 | 0.29011 | 0.00038635 | 0.19706 | 0.68732 | 0.00059691 | 0.1979 | 0.77344 | 3.5703e-09 | 1.4281e-07 | 7.5333e-07 | 1.7666e-09 | 3.5332e-09 | 1.9433e-07 | 1
1803 | 0.43516 | 0.00038635 | 0.19588 | 0.68292 | 0.00059691 | 0.19693 | 0.79078 | 3.5703e-09 | 1.4281e-07 | 7.5333e-07 | 1.7666e-09 | 3.5332e-09 | 1.9433e-07 | 1
1804 | 0.43516 | 0.00038635 | 0.19706 | 0.65388 | 0.00059691 | 0.1979 | 0.75743 | 3.5703e-09 | 1.4281e-07 | 7.5333e-07 | 1.7666e-09 | 3.5332e-09 | 1.9433e-07 | 1
1805 | 0.29011 | 0.00038635 | 0.19766 | 0.69513 | 0.00059691 | 0.19887 | 0.7761 | 3.5703e-09 | 1.4281e-07 | 7.5333e-07 | 1.7666e-09 | 3.5332e-09 | 1.9433e-07 | 1
1806 | 0.29011 | 0.00038635 | 0.19706 | 0.63362 | 0.00059691 | 0.19887 | 0.73476 | 3.5703e-09 | 1.4281e-07 | 7.5333e-07 | 1.7666e-09 | 3.5332e-09 | 1.9433e-07 | 1
1807 | 0.29011 | 0.00070565 | 0.19706 | 0.6158 | 0.00059691 | 0.19887 | 0.77477 | 6.521e-09 | 2.6084e-07 | 1.3759e-06 | 1.7666e-09 | 3.5332e-09 | 1.9433e-07 | 1
1808 | 0.43516 | 0.009646 | 0.19706 | 0.64973 | 0.011839 | 0.19596 | 0.76543 | 8.914e-08 | 3.5656e-06 | 1.8809e-05 | 3.5039e-08 | 7.0079e-08 | 3.8543e-06 | 1
1809 | 0.43516 | 0.029762 | 0.20003 | 0.68732 | 0.030577 | 0.18239 | 0.71208 | 2.7503e-07 | 1.1001e-05 | 5.8032e-05 | 9.0494e-08 | 1.8099e-07 | 9.9543e-06 | 1
1810 | 0.43516 | 0.05339 | 0.20418 | 0.67047 | 0.058683 | 0.24153 | 0.62139 | 4.9338e-07 | 1.9735e-05 | 0.0001041 | 1.7368e-07 | 3.4735e-07 | 1.9104e-05 | 1
1811 | 0.43516 | 0.072229 | 0.20418 | 0.67194 | 0.10178 | 0.24056 | 0.61605 | 6.6748e-07 | 2.6699e-05 | 0.00014084 | 3.0122e-07 | 6.0244e-07 | 3.3134e-05 | 1
1812 | 0.43516 | 0.083724 | 0.20478 | 0.70489 | 0.13269 | 0.25025 | 0.68674 | 7.737e-07 | 3.0948e-05 | 0.00016325 | 3.9272e-07 | 7.8544e-07 | 4.3199e-05 | 1
1813 | 0.29011 | 0.082766 | 0.20478 | 0.68488 | 0.14956 | 0.27352 | 0.75076 | 7.6485e-07 | 3.0594e-05 | 0.00016138 | 4.4263e-07 | 8.8526e-07 | 4.8689e-05 | 1
1814 | 0.29011 | 0.077018 | 0.20478 | 0.70026 | 0.14862 | 0.29291 | 0.81478 | 7.1174e-07 | 2.8469e-05 | 0.00015018 | 4.3986e-07 | 8.7972e-07 | 4.8384e-05 | 1
1815 | 0.29011 | 0.064566 | 0.20478 | 0.69342 | 0.12895 | 0.30455 | 0.83479 | 5.9666e-07 | 2.3866e-05 | 0.0001259 | 3.8163e-07 | 7.6326e-07 | 4.1979e-05 | 1
1816 | 0.43516 | 0.049239 | 0.20418 | 0.70074 | 0.090536 | 0.31521 | 0.84546 | 4.5503e-07 | 1.8201e-05 | 9.601e-05 | 2.6795e-07 | 5.359e-07 | 2.9474e-05 | 1
1817 | 0.29011 | 0.031039 | 0.21427 | 0.71026 | 0.046503 | 0.32781 | 0.84012 | 2.8684e-07 | 1.1473e-05 | 6.0523e-05 | 1.3763e-07 | 2.7526e-07 | 1.5139e-05 | 1
1818 | 0.43516 | 0.010285 | 0.43916 | 0.75201 | 0.013713 | 0.33654 | 0.85213 | 9.5042e-08 | 3.8017e-06 | 2.0054e-05 | 4.0585e-08 | 8.117e-08 | 4.4643e-06 | 1
1819 | 0.43516 | 0.00070565 | 0.43916 | 0.76494 | 0.00059691 | 0.33945 | 0.8668 | 6.521e-09 | 2.6084e-07 | 1.3759e-06 | 1.7666e-09 | 3.5332e-09 | 1.9433e-07 | 1
1820 | 0.43516 | 0.00038635 | 0.43976 | 0.79277 | 0.00059691 | 0.34236 | 0.93349 | 3.5703e-09 | 1.4281e-07 | 7.5333e-07 | 1.7666e-09 | 3.5332e-09 | 1.9433e-07 | 1
1821 | 0.43516 | 0.00038635 | 0.43976 | 0.81205 | 0.00059691 | 0.34429 | 0.98417 | 3.5703e-09 | 1.4281e-07 | 7.5333e-07 | 1.7666e-09 | 3.5332e-09 | 1.9433e-07 | 1
1822 | 0.43516 | 0.00038635 | 0.44035 | 0.81205 | 0.00059691 | 0.34526 | 0.99484 | 3.5703e-09 | 1.4281e-07 | 7.5333e-07 | 1.7666e-09 | 3.5332e-09 | 1.9433e-07 | 1
1823 | 0.43516 | 0.00038635 | 0.44094 | 0.81254 | 0.00059691 | 0.34623 | 1.0015 | 3.5703e-09 | 1.4281e-07 | 7.5333e-07 | 1.7666e-09 | 3.5332e-09 | 1.9433e-07 | 1
1824 | 0.43516 | 0.00038635 | 0.44154 | 0.78325 | 0.00059691 | 0.34623 | 0.96817 | 3.5703e-09 | 1.4281e-07 | 7.5333e-07 | 1.7666e-09 | 3.5332e-09 | 1.9433e-07 | 1
1825 | 0.29011 | 0.00038635 | 0.4362 | 0.60676 | 0.00059691 | 0.26092 | 0.82012 | 3.5703e-09 | 1.4281e-07 | 7.5333e-07 | 1.7666e-09 | 3.5332e-09 | 1.9433e-07 | 1
1826 | 0.29011 | 0.00038635 | 0.43679 | 0.54134 | 0.00059691 | 0.27352 | 0.81878 | 3.5703e-09 | 1.4281e-07 | 7.5333e-07 | 1.7666e-09 | 3.5332e-09 | 1.9433e-07 | 1
1827 | 0.29011 | 0.00038635 | 0.43679 | 0.54476 | 0.00059691 | 0.27449 | 0.79744 | 3.5703e-09 | 1.4281e-07 | 7.5333e-07 | 1.7666e-09 | 3.5332e-09 | 1.9433e-07 | 1
1828 | 0.29011 | 0.00038635 | 0.4356 | 0.53475 | 0.00059691 | 0.32006 | 0.87614 | 3.5703e-09 | 1.4281e-07 | 7.5333e-07 | 1.7666e-09 | 3.5332e-09 | 1.9433e-07 | 1
1829 | 0.29011 | 0.00038635 | 0.4362 | 0.53085 | 0.00059691 | 0.32297 | 0.86147 | 3.5703e-09 | 1.4281e-07 | 7.5333e-07 | 1.7666e-09 | 3.5332e-09 | 1.9433e-07 | 1
1830 | 0.29011 | 0.00038635 | 0.4356 | 0.50131 | 0.00059691 | 0.31521 | 0.86147 | 3.5703e-09 | 1.4281e-07 | 7.5333e-07 | 1.7666e-09 | 3.5332e-09 | 1.9433e-07 | 1
1831 | 0.43516 | 0.0010249 | 0.43323 | 0.49911 | 0.0024706 | 0.322 | 0.85213 | 9.4717e-09 | 3.7887e-07 | 1.9985e-06 | 7.3121e-09 | 1.4624e-08 | 8.0433e-07 | 1
1832 | 0.43516 | 0.013478 | 0.42433 | 0.4232 | 0.023082 | 0.27643 | 0.79878 | 1.2455e-07 | 4.9819e-06 | 2.628e-05 | 6.8312e-08 | 1.3662e-07 | 7.5143e-06 | 1
1833 | 0.43516 | 0.037744 | 0.40831 | 0.56234 | 0.054935 | 0.32103 | 0.85079 | 3.488e-07 | 1.3952e-05 | 7.3597e-05 | 1.6258e-07 | 3.2517e-07 | 1.7884e-05 | 1
1834 | 0.43516 | 0.072867 | 0.39703 | 0.55331 | 0.091473 | 0.322 | 0.80678 | 6.7338e-07 | 2.6935e-05 | 0.00014208 | 2.7072e-07 | 5.4144e-07 | 2.9779e-05 | 1
1835 | 0.43516 | 0.10767 | 0.39288 | 0.55184 | 0.14394 | 0.32297 | 0.7761 | 9.95e-07 | 3.98e-05 | 0.00020995 | 4.2599e-07 | 8.5199e-07 | 4.6859e-05 | 1
1836 | 0.43516 | 0.12651 | 0.39644 | 0.55965 | 0.17017 | 0.32297 | 0.76277 | 1.1691e-06 | 4.6764e-05 | 0.00024668 | 5.0363e-07 | 1.0073e-06 | 5.5399e-05 | 1
1837 | 0.43516 | 0.13162 | 0.39941 | 0.54501 | 0.18141 | 0.32394 | 0.72542 | 1.2163e-06 | 4.8652e-05 | 0.00025664 | 5.369e-07 | 1.0738e-06 | 5.9059e-05 | 1
1838 | 0.43516 | 0.12364 | 0.39941 | 0.54012 | 0.17204 | 0.32394 | 0.68941 | 1.1425e-06 | 4.5701e-05 | 0.00024108 | 5.0918e-07 | 1.0184e-06 | 5.6009e-05 | 1
1839 | 0.43516 | 0.10448 | 0.39703 | 0.51523 | 0.14862 | 0.32297 | 0.63072 | 9.655e-07 | 3.862e-05 | 0.00020372 | 4.3986e-07 | 8.7972e-07 | 4.8384e-05 | 1
1840 | 0.43516 | 0.078615 | 0.39585 | 0.47666 | 0.10178 | 0.32103 | 0.58404 | 7.2649e-07 | 2.906e-05 | 0.00015329 | 3.0122e-07 | 6.0244e-07 | 3.3134e-05 | 1
1841 | 0.43516 | 0.047962 | 0.39881 | 0.4271 | 0.051188 | 0.31909 | 0.54803 | 4.4322e-07 | 1.7729e-05 | 9.352e-05 | 1.5149e-07 | 3.0299e-07 | 1.6664e-05 | 1
1842 | 0.43516 | 0.016671 | 0.40119 | 0.38243 | 0.016524 | 0.33557 | 0.49868 | 1.5406e-07 | 6.1622e-06 | 3.2506e-05 | 4.8903e-08 | 9.7806e-08 | 5.3793e-06 | 1
1843 | 0.43516 | 0.0010249 | 0.40237 | 0.35119 | 0.0015338 | 0.33266 | 0.44666 | 9.4717e-09 | 3.7887e-07 | 1.9985e-06 | 4.5393e-09 | 9.0787e-09 | 4.9933e-07 | 1
1844 | 0.43516 | 0.00038635 | 0.40415 | 0.35046 | 0.00059691 | 0.322 | 0.45867 | 3.5703e-09 | 1.4281e-07 | 7.5333e-07 | 1.7666e-09 | 3.5332e-09 | 1.9433e-07 | 1
1845 | 0.43516 | 0.00038635 | 0.39941 | 0.34972 | 0.00059691 | 0.30164 | 0.46934 | 3.5703e-09 | 1.4281e-07 | 7.5333e-07 | 1.7666e-09 | 3.5332e-09 | 1.9433e-07 | 1
1846 | 0.43516 | 0.00038635 | 0.38338 | 0.32727 | 0.00059691 | 0.27934 | 0.43466 | 3.5703e-09 | 1.4281e-07 | 7.5333e-07 | 1.7666e-09 | 3.5332e-09 | 1.9433e-07 | 1
1847 | 0.43516 | 0.00038635 | 0.36262 | 0.30383 | 0.00059691 | 0.25898 | 0.39998 | 3.5703e-09 | 1.4281e-07 | 7.5333e-07 | 1.7666e-09 | 3.5332e-09 | 1.9433e-07 | 1
1848 | 0.43516 | 0.00038635 | 0.34541 | 0.26673 | 0.00059691 | 0.24056 | 0.36397 | 3.5703e-09 | 1.4281e-07 | 7.5333e-07 | 1.7666e-09 | 3.5332e-09 | 1.9433e-07 | 1
1849 | 0.43516 | 0.00038635 | 0.35846 | 0.17812 | 0.00059691 | 0.17269 | 0.22526 | 3.5703e-09 | 1.4281e-07 | 7.5333e-07 | 1.7666e-09 | 3.5332e-09 | 1.9433e-07 | 1
1850 | 0.43516 | 0.00038635 | 0.34838 | 0.1581 | 0.00059691 | 0.13391 | 0.19725 | 3.5703e-09 | 1.4281e-07 | 7.5333e-07 | 1.7666e-09 | 3.5332e-09 | 1.9433e-07 | 1
1851 | 0.43516 | 0.00038635 | 0.35787 | 0.13442 | 0.00059691 | 0.11065 | 0.1599 | 3.5703e-09 | 1.4281e-07 | 7.5333e-07 | 1.7666e-09 | 3.5332e-09 | 1.9433e-07 | 1
1852 | 0.43516 | 0.00038635 | 0.33057 | 0.10757 | 0.00059691 | 0.10289 | 0.1479 | 3.5703e-09 | 1.4281e-07 | 7.5333e-07 | 1.7666e-09 | 3.5332e-09 | 1.9433e-07 | 1
1853 | 0.29011 | 0.00038635 | 0.24453 | 0.097321 | 0.00059691 | 0.097073 | 0.12789 | 3.5703e-09 | 1.4281e-07 | 7.5333e-07 | 1.7666e-09 | 3.5332e-09 | 1.9433e-07 | 1
1854 | 0.43516 | 0.00038635 | 0.26234 | 0.086825 | 0.00059691 | 0.079622 | 0.10522 | 3.5703e-09 | 1.4281e-07 | 7.5333e-07 | 1.7666e-09 | 3.5332e-09 | 1.9433e-07 | 1
1855 | 0.43516 | 0.0016635 | 0.21071 | 0.063147 | 0.0034075 | 0.087378 | 0.074541 | 1.5373e-08 | 6.1492e-07 | 3.2437e-06 | 1.0085e-08 | 2.017e-08 | 1.1093e-06 | 1
1856 | 0.43516 | 0.02146 | 0.18994 | 0.042886 | 0.03245 | 0.059263 | 0.065205 | 1.9832e-07 | 7.9326e-06 | 4.1845e-05 | 9.6039e-08 | 1.9208e-07 | 1.0564e-05 | 1
1857 | 0.43516 | 0.055625 | 0.15849 | 0.032878 | 0.075546 | 0.047629 | 0.066538 | 5.1404e-07 | 2.0562e-05 | 0.00010846 | 2.2359e-07 | 4.4717e-07 | 2.4594e-05 | 1
1858 | 0.43516 | 0.092983 | 0.11102 | 0.034343 | 0.12333 | 0.035025 | 0.079876 | 8.5927e-07 | 3.4371e-05 | 0.00018131 | 3.6499e-07 | 7.2999e-07 | 4.0149e-05 | 1
1859 | 0.43516 | 0.12555 | 0.084323 | 0.039469 | 0.1786 | 0.029208 | 0.086545 | 1.1602e-06 | 4.641e-05 | 0.00024481 | 5.2859e-07 | 1.0572e-06 | 5.8144e-05 | 1
1860 | 0.43516 | 0.14663 | 0.061775 | 0.048257 | 0.20577 | 0.028239 | 0.090546 | 1.355e-06 | 5.4199e-05 | 0.0002859 | 6.0899e-07 | 1.218e-06 | 6.6989e-05 | 1
1861 | 0.43516 | 0.1594 | 0.042786 | 0.055091 | 0.22357 | 0.035025 | 0.087879 | 1.473e-06 | 5.8921e-05 | 0.00031081 | 6.6168e-07 | 1.3234e-06 | 7.2784e-05 | 1
1862 | 0.43516 | 0.15014 | 0.030919 | 0.061194 | 0.23013 | 0.040842 | 0.085211 | 1.3874e-06 | 5.5498e-05 | 0.00029275 | 6.8109e-07 | 1.3622e-06 | 7.4919e-05 | 1
1863 | 0.43516 | 0.12651 | 0.023798 | 0.067541 | 0.19359 | 0.04472 | 0.085211 | 1.1691e-06 | 4.6764e-05 | 0.00024668 | 5.7295e-07 | 1.1459e-06 | 6.3024e-05 | 1
1864 | 0.43516 | 0.094899 | 0.023798 | 0.079746 | 0.12988 | 0.043751 | 0.082544 | 8.7697e-07 | 3.5079e-05 | 0.00018504 | 3.844e-07 | 7.6881e-07 | 4.2284e-05 | 1
1865 | 0.43516 | 0.055944 | 0.030326 | 0.087557 | 0.067114 | 0.040842 | 0.069206 | 5.1699e-07 | 2.068e-05 | 0.00010908 | 1.9863e-07 | 3.9726e-07 | 2.1849e-05 | 1
1866 | 0.43516 | 0.019544 | 0.042193 | 0.088045 | 0.020271 | 0.039873 | 0.054534 | 1.8061e-07 | 7.2245e-06 | 3.8109e-05 | 5.9994e-08 | 1.1999e-07 | 6.5993e-06 | 1
1867 | 0.43516 | 0.0013442 | 0.059994 | 0.091951 | 0.0015338 | 0.041812 | 0.059869 | 1.2422e-08 | 4.9689e-07 | 2.6211e-06 | 4.5393e-09 | 9.0787e-09 | 4.9933e-07 | 1
1868 | 0.43516 | 0.00038635 | 0.08551 | 0.10831 | 0.00059691 | 0.047629 | 0.093214 | 3.5703e-09 | 1.4281e-07 | 7.5333e-07 | 1.7666e-09 | 3.5332e-09 | 1.9433e-07 | 1
1869 | 0.43516 | 0.00038635 | 0.11874 | 0.13003 | 0.00059691 | 0.062171 | 0.12789 | 3.5703e-09 | 1.4281e-07 | 7.5333e-07 | 1.7666e-09 | 3.5332e-09 | 1.9433e-07 | 1
1870 | 0.43516 | 0.00038635 | 0.15671 | 0.16201 | 0.00059691 | 0.075744 | 0.1439 | 3.5703e-09 | 1.4281e-07 | 7.5333e-07 | 1.7666e-09 | 3.5332e-09 | 1.9433e-07 | 1
1871 | 0.43516 | 0.00038635 | 0.20122 | 0.2201 | 0.00059691 | 0.078653 | 0.14523 | 3.5703e-09 | 1.4281e-07 | 7.5333e-07 | 1.7666e-09 | 3.5332e-09 | 1.9433e-07 | 1
1872 | 0.43516 | 0.00038635 | 0.25225 | 0.2865 | 0.00059691 | 0.073805 | 0.14656 | 3.5703e-09 | 1.4281e-07 | 7.5333e-07 | 1.7666e-09 | 3.5332e-09 | 1.9433e-07 | 1
1873 | 0.29011 | 0.00038635 | 0.2831 | 0.33459 | 0.00059691 | 0.04472 | 0.13456 | 3.5703e-09 | 1.4281e-07 | 7.5333e-07 | 1.7666e-09 | 3.5332e-09 | 1.9433e-07 | 1
1874 | 0.29011 | 0.00038635 | 0.3015 | 0.3734 | 0.00059691 | 0.042781 | 0.17324 | 3.5703e-09 | 1.4281e-07 | 7.5333e-07 | 1.7666e-09 | 3.5332e-09 | 1.9433e-07 | 1
1875 | 0.29011 | 0.00038635 | 0.32701 | 0.40465 | 0.00059691 | 0.067988 | 0.22126 | 3.5703e-09 | 1.4281e-07 | 7.5333e-07 | 1.7666e-09 | 3.5332e-09 | 1.9433e-07 | 1
1876 | 0.29011 | 0.00038635 | 0.38635 | 0.42295 | 0.00059691 | 0.10677 | 0.26394 | 3.5703e-09 | 1.4281e-07 | 7.5333e-07 | 1.7666e-09 | 3.5332e-09 | 1.9433e-07 | 1
1877 | 0.29011 | 0.00038635 | 0.42373 | 0.46006 | 0.00059691 | 0.13876 | 0.32929 | 3.5703e-09 | 1.4281e-07 | 7.5333e-07 | 1.7666e-09 | 3.5332e-09 | 1.9433e-07 | 1
1878 | 0.29011 | 0.00038635 | 0.4267 | 0.45396 | 0.00059691 | 0.19208 | 0.40532 | 3.5703e-09 | 1.4281e-07 | 7.5333e-07 | 1.7666e-09 | 3.5332e-09 | 1.9433e-07 | 1
1879 | 0.29011 | 0.0010249 | 0.42907 | 0.4398 | 0.0024706 | 0.2328 | 0.42532 | 9.4717e-09 | 3.7887e-07 | 1.9985e-06 | 7.3121e-09 | 1.4624e-08 | 8.0433e-07 | 1
1880 | 0.43516 | 0.0083688 | 0.42729 | 0.37267 | 0.019334 | 0.21923 | 0.43866 | 7.7338e-08 | 3.0935e-06 | 1.6318e-05 | 5.7221e-08 | 1.1444e-07 | 6.2943e-06 | 1
1881 | 0.43516 | 0.017629 | 0.41246 | 0.36315 | 0.037135 | 0.2202 | 0.47467 | 1.6291e-07 | 6.5163e-06 | 3.4373e-05 | 1.099e-07 | 2.1981e-07 | 1.2089e-05 | 1
1882 | 0.43516 | 0.048601 | 0.37211 | 0.29773 | 0.048377 | 0.22408 | 0.48934 | 4.4912e-07 | 1.7965e-05 | 9.4765e-05 | 1.4318e-07 | 2.8635e-07 | 1.5749e-05 | 1
1883 | 0.43516 | 0.086597 | 0.34066 | 0.26038 | 0.073672 | 0.24347 | 0.50268 | 8.0026e-07 | 3.201e-05 | 0.00016885 | 2.1804e-07 | 4.3608e-07 | 2.3984e-05 | 1
1884 | 0.43516 | 0.10224 | 0.31693 | 0.25037 | 0.078357 | 0.25704 | 0.52002 | 9.4484e-07 | 3.7794e-05 | 0.00019936 | 2.319e-07 | 4.6381e-07 | 2.5509e-05 | 1
1885 | 0.43516 | 0.10959 | 0.29913 | 0.24842 | 0.083978 | 0.25898 | 0.51468 | 1.0127e-06 | 4.0508e-05 | 0.00021368 | 2.4854e-07 | 4.9708e-07 | 2.7339e-05 | 1
1886 | 0.43516 | 0.10544 | 0.28904 | 0.25623 | 0.097094 | 0.26189 | 0.50001 | 9.7435e-07 | 3.8974e-05 | 0.00020559 | 2.8736e-07 | 5.7472e-07 | 3.1609e-05 | 1
1887 | 0.43516 | 0.091067 | 0.28014 | 0.25355 | 0.083041 | 0.26383 | 0.47067 | 8.4157e-07 | 3.3663e-05 | 0.00017757 | 2.4577e-07 | 4.9153e-07 | 2.7034e-05 | 1
1888 | 0.43516 | 0.068397 | 0.27539 | 0.24793 | 0.058683 | 0.25801 | 0.44133 | 6.3207e-07 | 2.5283e-05 | 0.00013337 | 1.7368e-07 | 3.4735e-07 | 1.9104e-05 | 1
1889 | 0.43516 | 0.041257 | 0.27361 | 0.22962 | 0.034324 | 0.24735 | 0.39731 | 3.8126e-07 | 1.525e-05 | 8.0446e-05 | 1.0158e-07 | 2.0317e-07 | 1.1174e-05 | 1
1890 | 0.43516 | 0.015393 | 0.27183 | 0.20155 | 0.011839 | 0.23571 | 0.3533 | 1.4225e-07 | 5.6901e-06 | 3.0015e-05 | 3.5039e-08 | 7.0079e-08 | 3.8543e-06 | 1
1891 | 0.43516 | 0.0013442 | 0.26056 | 0.17812 | 0.0015338 | 0.22214 | 0.32929 | 1.2422e-08 | 4.9689e-07 | 2.6211e-06 | 4.5393e-09 | 9.0787e-09 | 4.9933e-07 | 1
1892 | 0.43516 | 0.00038635 | 0.25284 | 0.17202 | 0.00059691 | 0.20663 | 0.32662 | 3.5703e-09 | 1.4281e-07 | 7.5333e-07 | 1.7666e-09 | 3.5332e-09 | 1.9433e-07 | 1
1893 | 0.43516 | 0.00038635 | 0.25522 | 0.16811 | 0.00059691 | 0.18918 | 0.32662 | 3.5703e-09 | 1.4281e-07 | 7.5333e-07 | 1.7666e-09 | 3.5332e-09 | 1.9433e-07 | 1
1894 | 0.43516 | 0.00038635 | 0.26234 | 0.16079 | 0.00059691 | 0.17269 | 0.30928 | 3.5703e-09 | 1.4281e-07 | 7.5333e-07 | 1.7666e-09 | 3.5332e-09 | 1.9433e-07 | 1
1895 | 0.43516 | 0.00038635 | 0.2748 | 0.1708 | 0.00059691 | 0.15524 | 0.27861 | 3.5703e-09 | 1.4281e-07 | 7.5333e-07 | 1.7666e-09 | 3.5332e-09 | 1.9433e-07 | 1
1896 | 0.43516 | 0.00038635 | 0.29497 | 0.19154 | 0.00059691 | 0.14264 | 0.25193 | 3.5703e-09 | 1.4281e-07 | 7.5333e-07 | 1.7666e-09 | 3.5332e-09 | 1.9433e-07 | 1
1897 | 0.29011 | 0.00038635 | 0.33591 | 0.25648 | 0.00059691 | 0.11937 | 0.23859 | 3.5703e-09 | 1.4281e-07 | 7.5333e-07 | 1.7666e-09 | 3.5332e-09 | 1.9433e-07 | 1
1898 | 0.29011 | 0.00038635 | 0.37923 | 0.32263 | 0.00059691 | 0.10386 | 0.26527 | 3.5703e-09 | 1.4281e-07 | 7.5333e-07 | 1.7666e-09 | 3.5332e-09 | 1.9433e-07 | 1
1899 | 0.29011 | 0.00038635 | 0.38457 | 0.37706 | 0.00059691 | 0.1184 | 0.30128 | 3.5703e-09 | 1.4281e-07 | 7.5333e-07 | 1.7666e-09 | 3.5332e-09 | 1.9433e-07 | 1
1900 | 0.29011 | 0.00038635 | 0.35016 | 0.41295 | 0.00059691 | 0.163 | 0.29061 | 3.5703e-09 | 1.4281e-07 | 7.5333e-07 | 1.7666e-09 | 3.5332e-09 | 1.9433e-07 | 1
1901 | 0.29011 | 0.00038635 | 0.38101 | 0.45664 | 0.00059691 | 0.18142 | 0.34129 | 3.5703e-09 | 1.4281e-07 | 7.5333e-07 | 1.7666e-09 | 3.5332e-09 | 1.9433e-07 | 1
1902 | 0.29011 | 0.00038635 | 0.41246 | 0.46396 | 0.00059691 | 0.18142 | 0.38931 | 3.5703e-09 | 1.4281e-07 | 7.5333e-07 | 1.7666e-09 | 3.5332e-09 | 1.9433e-07 | 1
1903 | 0.29011 | 0.0013442 | 0.43026 | 0.4564 | 0.0015338 | 0.20178 | 0.47467 | 1.2422e-08 | 4.9689e-07 | 2.6211e-06 | 4.5393e-09 | 9.0787e-09 | 4.9933e-07 | 1
1904 | 0.29011 | 0.014755 | 0.42492 | 0.44834 | 0.016524 | 0.22214 | 0.50802 | 1.3635e-07 | 5.4541e-06 | 2.877e-05 | 4.8903e-08 | 9.7806e-08 | 5.3793e-06 | 1
1905 | 0.29011 | 0.035829 | 0.41127 | 0.45786 | 0.03245 | 0.2328 | 0.52802 | 3.311e-07 | 1.3244e-05 | 6.9861e-05 | 9.6039e-08 | 1.9208e-07 | 1.0564e-05 | 1
1906 | 0.43516 | 0.054029 | 0.39822 | 0.48032 | 0.049314 | 0.23862 | 0.54803 | 4.9929e-07 | 1.9971e-05 | 0.00010535 | 1.4595e-07 | 2.919e-07 | 1.6054e-05 | 1
1907 | 0.43516 | 0.069994 | 0.4089 | 0.47422 | 0.076483 | 0.24831 | 0.5747 | 6.4682e-07 | 2.5873e-05 | 0.00013648 | 2.2636e-07 | 4.5272e-07 | 2.4899e-05 | 1
1908 | 0.43516 | 0.09011 | 0.42136 | 0.47544 | 0.097094 | 0.25995 | 0.61739 | 8.3271e-07 | 3.3309e-05 | 0.0001757 | 2.8736e-07 | 5.7472e-07 | 3.1609e-05 | 1
1909 | 0.43516 | 0.09905 | 0.41602 | 0.46811 | 0.10272 | 0.27158 | 0.64806 | 9.1533e-07 | 3.6613e-05 | 0.00019314 | 3.0399e-07 | 6.0799e-07 | 3.3439e-05 | 1
1910 | 0.43516 | 0.10544 | 0.40534 | 0.44859 | 0.11302 | 0.28613 | 0.6534 | 9.7435e-07 | 3.8974e-05 | 0.00020559 | 3.3449e-07 | 6.6899e-07 | 3.6794e-05 | 1
1911 | 0.29011 | 0.089152 | 0.39051 | 0.40074 | 0.099905 | 0.30842 | 0.62806 | 8.2386e-07 | 3.2954e-05 | 0.00017383 | 2.9568e-07 | 5.9135e-07 | 3.2524e-05 | 1
1912 | 0.43516 | 0.062969 | 0.37152 | 0.34045 | 0.070862 | 0.32587 | 0.60005 | 5.8191e-07 | 2.3276e-05 | 0.00012278 | 2.0972e-07 | 4.1944e-07 | 2.3069e-05 | 1
1913 | 0.29011 | 0.036787 | 0.35075 | 0.28723 | 0.036198 | 0.32878 | 0.55737 | 3.3995e-07 | 1.3598e-05 | 7.1729e-05 | 1.0713e-07 | 2.1426e-07 | 1.1784e-05 | 1
1914 | 0.43516 | 0.012839 | 0.33117 | 0.24891 | 0.012776 | 0.32394 | 0.50401 | 1.1865e-07 | 4.7459e-06 | 2.5035e-05 | 3.7812e-08 | 7.5624e-08 | 4.1593e-06 | 1
1915 | 0.43516 | 0.0013442 | 0.30684 | 0.21962 | 0.0015338 | 0.30648 | 0.46267 | 1.2422e-08 | 4.9689e-07 | 2.6211e-06 | 4.5393e-09 | 9.0787e-09 | 4.9933e-07 | 1
1916 | 0.43516 | 0.00038635 | 0.28548 | 0.19252 | 0.00059691 | 0.28419 | 0.43599 | 3.5703e-09 | 1.4281e-07 | 7.5333e-07 | 1.7666e-09 | 3.5332e-09 | 1.9433e-07 | 1
1917 | 0.43516 | 0.00038635 | 0.25937 | 0.16079 | 0.00059691 | 0.26383 | 0.37464 | 3.5703e-09 | 1.4281e-07 | 7.5333e-07 | 1.7666e-09 | 3.5332e-09 | 1.9433e-07 | 1
1918 | 0.43516 | 0.00038635 | 0.21724 | 0.11856 | 0.00059691 | 0.23668 | 0.30395 | 3.5703e-09 | 1.4281e-07 | 7.5333e-07 | 1.7666e-09 | 3.5332e-09 | 1.9433e-07 | 1
1919 | 0.43516 | 0.00038635 | 0.15078 | 0.082431 | 0.00059691 | 0.20275 | 0.24393 | 3.5703e-09 | 1.4281e-07 | 7.5333e-07 | 1.7666e-09 | 3.5332e-09 | 1.9433e-07 | 1
1920 | 0.43516 | 0.00038635 | 0.09441 | 0.050209 | 0.00059691 | 0.16688 | 0.18658 | 3.5703e-09 | 1.4281e-07 | 7.5333e-07 | 1.7666e-09 | 3.5332e-09 | 1.9433e-07 | 1
1921 | 0.43516 | 0.00038635 | 0.074829 | 0.070714 | 0.00059691 | 0.13973 | 0.20125 | 3.5703e-09 | 1.4281e-07 | 7.5333e-07 | 1.7666e-09 | 3.5332e-09 | 1.9433e-07 | 1
1922 | 0.43516 | 0.00038635 | 0.073642 | 0.031169 | 0.00059691 | 0.085439 | 0.17991 | 3.5703e-09 | 1.4281e-07 | 7.5333e-07 | 1.7666e-09 | 3.5332e-09 | 1.9433e-07 | 1
1923 | 0.43516 | 0.00038635 | 0.04516 | 0.010665 | 0.00059691 | 0.067988 | 0.13589 | 3.5703e-09 | 1.4281e-07 | 7.5333e-07 | 1.7666e-09 | 3.5332e-09 | 1.9433e-07 | 1
1924 | 0.43516 | 0.00038635 | 0.026172 | 0.0072473 | 0.00059691 | 0.053446 | 0.093214 | 3.5703e-09 | 1.4281e-07 | 7.5333e-07 | 1.7666e-09 | 3.5332e-09 | 1.9433e-07 | 1
1925 | 0.43516 | 0.00038635 | 0.010151 | 0.011397 | 0.00059691 | 0.028239 | 0.051867 | 3.5703e-09 | 1.4281e-07 | 7.5333e-07 | 1.7666e-09 | 3.5332e-09 | 1.9433e-07 | 1
1926 | 0.43516 | 0.00038635 | 0.0030302 | 0.025555 | 0.00059691 | 0.0098186 | 0.023858 | 3.5703e-09 | 1.4281e-07 | 7.5333e-07 | 1.7666e-09 | 3.5332e-09 | 1.9433e-07 | 1
1927 | 0.43516 | 0.0016635 | 0.016085 | 0.038004 | 0.0034075 | 0.0040016 | 0.022524 | 1.5373e-08 | 6.1492e-07 | 3.2437e-06 | 1.0085e-08 | 2.017e-08 | 1.1093e-06 | 1
1928 | 0.43516 | 0.013158 | 0.04694 | 0.054115 | 0.022145 | 0.0040016 | 0.026525 | 1.216e-07 | 4.8639e-06 | 2.5657e-05 | 6.5539e-08 | 1.3108e-07 | 7.2093e-06 | 1
1929 | 0.43516 | 0.030401 | 0.076016 | 0.069005 | 0.046503 | 0.0059406 | 0.041197 | 2.8094e-07 | 1.1237e-05 | 5.9277e-05 | 1.3763e-07 | 2.7526e-07 | 1.5139e-05 | 1
1930 | 0.43516 | 0.049878 | 0.1223 | 0.087801 | 0.069925 | 0.010788 | 0.057202 | 4.6093e-07 | 1.8437e-05 | 9.7256e-05 | 2.0695e-07 | 4.139e-07 | 2.2764e-05 | 1
1931 | 0.43516 | 0.072229 | 0.16384 | 0.10538 | 0.09241 | 0.017575 | 0.058536 | 6.6748e-07 | 2.6699e-05 | 0.00014084 | 2.7349e-07 | 5.4699e-07 | 3.0084e-05 | 1
1932 | 0.43516 | 0.081808 | 0.20478 | 0.12466 | 0.11021 | 0.023392 | 0.058536 | 7.56e-07 | 3.024e-05 | 0.00015952 | 3.2618e-07 | 6.5235e-07 | 3.5879e-05 | 1
1933 | 0.43516 | 0.084362 | 0.24513 | 0.14785 | 0.11958 | 0.029208 | 0.063871 | 7.796e-07 | 3.1184e-05 | 0.0001645 | 3.539e-07 | 7.0781e-07 | 3.8929e-05 | 1
1934 | 0.43516 | 0.08085 | 0.27954 | 0.18251 | 0.12052 | 0.031147 | 0.077208 | 7.4714e-07 | 2.9886e-05 | 0.00015765 | 3.5668e-07 | 7.1335e-07 | 3.9234e-05 | 1
1935 | 0.43516 | 0.069355 | 0.3104 | 0.21132 | 0.09522 | 0.028239 | 0.09188 | 6.4092e-07 | 2.5637e-05 | 0.00013523 | 2.8181e-07 | 5.6362e-07 | 3.0999e-05 | 1
1936 | 0.43516 | 0.052432 | 0.34007 | 0.23817 | 0.065241 | 0.02727 | 0.11055 | 4.8453e-07 | 1.9381e-05 | 0.00010224 | 1.9309e-07 | 3.8617e-07 | 2.1239e-05 | 1
1937 | 0.43516 | 0.033274 | 0.36262 | 0.25062 | 0.035261 | 0.029208 | 0.12389 | 3.0749e-07 | 1.23e-05 | 6.4881e-05 | 1.0436e-07 | 2.0872e-07 | 1.1479e-05 | 1
1938 | 0.43516 | 0.013478 | 0.37092 | 0.25501 | 0.012776 | 0.035025 | 0.13323 | 1.2455e-07 | 4.9819e-06 | 2.628e-05 | 3.7812e-08 | 7.5624e-08 | 4.1593e-06 | 1
1939 | 0.43516 | 0.0016635 | 0.36558 | 0.26819 | 0.0015338 | 0.046659 | 0.1519 | 1.5373e-08 | 6.1492e-07 | 3.2437e-06 | 4.5393e-09 | 9.0787e-09 | 4.9933e-07 | 1
1940 | 0.43516 | 0.00038635 | 0.36202 | 0.27796 | 0.00059691 | 0.067019 | 0.19058 | 3.5703e-09 | 1.4281e-07 | 7.5333e-07 | 1.7666e-09 | 3.5332e-09 | 1.9433e-07 | 1
1941 | 0.43516 | 0.00038635 | 0.36262 | 0.29431 | 0.00059691 | 0.099982 | 0.25593 | 3.5703e-09 | 1.4281e-07 | 7.5333e-07 | 1.7666e-09 | 3.5332e-09 | 1.9433e-07 | 1
1942 | 0.43516 | 0.00038635 | 0.36855 | 0.31042 | 0.00059691 | 0.14846 | 0.32796 | 3.5703e-09 | 1.4281e-07 | 7.5333e-07 | 1.7666e-09 | 3.5332e-09 | 1.9433e-07 | 1
1943 | 0.29011 | 0.00038635 | 0.3727 | 0.31799 | 0.00059691 | 0.19305 | 0.3693 | 3.5703e-09 | 1.4281e-07 | 7.5333e-07 | 1.7666e-09 | 3.5332e-09 | 1.9433e-07 | 1
1944 | 0.29011 | 0.00038635 | 0.37567 | 0.31335 | 0.00059691 | 0.22214 | 0.37597 | 3.5703e-09 | 1.4281e-07 | 7.5333e-07 | 1.7666e-09 | 3.5332e-09 | 1.9433e-07 | 1
1945 | 0.29011 | 0.00038635 | 0.41009 | 0.3507 | 0.00059691 | 0.20372 | 0.40532 | 3.5703e-09 | 1.4281e-07 | 7.5333e-07 | 1.7666e-09 | 3.5332e-09 | 1.9433e-07 | 1
1946 | 0.29011 | 0.00038635 | 0.39407 | 0.35705 | 0.00059691 | 0.19014 | 0.38398 | 3.5703e-09 | 1.4281e-07 | 7.5333e-07 | 1.7666e-09 | 3.5332e-09 | 1.9433e-07 | 1
1947 | 0.29011 | 0.00038635 | 0.31396 | 0.3529 | 0.00059691 | 0.19208 | 0.31329 | 3.5703e-09 | 1.4281e-07 | 7.5333e-07 | 1.7666e-09 | 3.5332e-09 | 1.9433e-07 | 1
1948 | 0.29011 | 0.00038635 | 0.29497 | 0.32849 | 0.00059691 | 0.16785 | 0.20525 | 3.5703e-09 | 1.4281e-07 | 7.5333e-07 | 1.7666e-09 | 3.5332e-09 | 1.9433e-07 | 1
1949 | 0.29011 | 0.00038635 | 0.29378 | 0.29871 | 0.00059691 | 0.11065 | 0.18925 | 3.5703e-09 | 1.4281e-07 | 7.5333e-07 | 1.7666e-09 | 3.5332e-09 | 1.9433e-07 | 1
1950 | 0.29011 | 0.00038635 | 0.27005 | 0.26624 | 0.00059691 | 0.069927 | 0.17991 | 3.5703e-09 | 1.4281e-07 | 7.5333e-07 | 1.7666e-09 | 3.5332e-09 | 1.9433e-07 | 1
1951 | 0.29011 | 0.0019828 | 0.29319 | 0.24525 | 0.0034075 | 0.10289 | 0.20392 | 1.8324e-08 | 7.3295e-07 | 3.8663e-06 | 1.0085e-08 | 2.017e-08 | 1.1093e-06 | 1
1952 | 0.29011 | 0.020822 | 0.28607 | 0.2245 | 0.034324 | 0.11259 | 0.22259 | 1.9241e-07 | 7.6966e-06 | 4.0599e-05 | 1.0158e-07 | 2.0317e-07 | 1.1174e-05 | 1
1953 | 0.29011 | 0.052751 | 0.29913 | 0.23231 | 0.066177 | 0.12519 | 0.23059 | 4.8748e-07 | 1.9499e-05 | 0.00010286 | 1.9586e-07 | 3.9172e-07 | 2.1544e-05 | 1
1954 | 0.29011 | 0.085639 | 0.30447 | 0.27259 | 0.094283 | 0.12907 | 0.23193 | 7.914e-07 | 3.1656e-05 | 0.00016699 | 2.7904e-07 | 5.5808e-07 | 3.0694e-05 | 1
1955 | 0.29011 | 0.11246 | 0.28548 | 0.3219 | 0.14019 | 0.14167 | 0.24793 | 1.0393e-06 | 4.1571e-05 | 0.00021928 | 4.149e-07 | 8.2981e-07 | 4.5639e-05 | 1
1956 | 0.29011 | 0.13066 | 0.28548 | 0.37511 | 0.17392 | 0.15718 | 0.2626 | 1.2075e-06 | 4.8298e-05 | 0.00025477 | 5.1472e-07 | 1.0294e-06 | 5.6619e-05 | 1
1957 | 0.29011 | 0.13896 | 0.30684 | 0.42198 | 0.20202 | 0.16785 | 0.26527 | 1.2842e-06 | 5.1367e-05 | 0.00027096 | 5.979e-07 | 1.1958e-06 | 6.5769e-05 | 1
1958 | 0.29011 | 0.13226 | 0.33829 | 0.46226 | 0.20671 | 0.17463 | 0.27861 | 1.2222e-06 | 4.8888e-05 | 0.00025789 | 6.1177e-07 | 1.2235e-06 | 6.7294e-05 | 1
1959 | 0.29011 | 0.11278 | 0.35906 | 0.4913 | 0.17392 | 0.17366 | 0.31462 | 1.0422e-06 | 4.1689e-05 | 0.00021991 | 5.1472e-07 | 1.0294e-06 | 5.6619e-05 | 1
1960 | 0.29011 | 0.085639 | 0.36143 | 0.4996 | 0.12333 | 0.17172 | 0.35597 | 7.914e-07 | 3.1656e-05 | 0.00016699 | 3.6499e-07 | 7.2999e-07 | 4.0149e-05 | 1
1961 | 0.29011 | 0.051155 | 0.36143 | 0.46787 | 0.068051 | 0.17172 | 0.34796 | 4.7273e-07 | 1.8909e-05 | 9.9746e-05 | 2.014e-07 | 4.0281e-07 | 2.2154e-05 | 1
1962 | 0.29011 | 0.018586 | 0.36677 | 0.41465 | 0.023082 | 0.17075 | 0.31462 | 1.7176e-07 | 6.8704e-06 | 3.6241e-05 | 6.8312e-08 | 1.3662e-07 | 7.5143e-06 | 1
1963 | 0.29011 | 0.0023021 | 0.35846 | 0.35558 | 0.0024706 | 0.163 | 0.29595 | 2.1274e-08 | 8.5098e-07 | 4.4889e-06 | 7.3121e-09 | 1.4624e-08 | 8.0433e-07 | 1
1964 | 0.29011 | 0.00038635 | 0.34838 | 0.33508 | 0.00059691 | 0.1504 | 0.30928 | 3.5703e-09 | 1.4281e-07 | 7.5333e-07 | 1.7666e-09 | 3.5332e-09 | 1.9433e-07 | 1
1965 | 0.29011 | 0.00038635 | 0.3371 | 0.33459 | 0.00059691 | 0.13876 | 0.31462 | 3.5703e-09 | 1.4281e-07 | 7.5333e-07 | 1.7666e-09 | 3.5332e-09 | 1.9433e-07 | 1
1966 | 0.29011 | 0.00038635 | 0.32642 | 0.31823 | 0.00059691 | 0.12422 | 0.29995 | 3.5703e-09 | 1.4281e-07 | 7.5333e-07 | 1.7666e-09 | 3.5332e-09 | 1.9433e-07 | 1
1967 | 0.29011 | 0.00038635 | 0.31633 | 0.29382 | 0.00059691 | 0.10871 | 0.27861 | 3.5703e-09 | 1.4281e-07 | 7.5333e-07 | 1.7666e-09 | 3.5332e-09 | 1.9433e-07 | 1
1968 | 0.29011 | 0.00038635 | 0.30625 | 0.26648 | 0.00059691 | 0.095134 | 0.2506 | 3.5703e-09 | 1.4281e-07 | 7.5333e-07 | 1.7666e-09 | 3.5332e-09 | 1.9433e-07 | 1
1969 | 0.29011 | 0.00038635 | 0.25937 | 0.26526 | 0.00059691 | 0.066049 | 0.19458 | 3.5703e-09 | 1.4281e-07 | 7.5333e-07 | 1.7666e-09 | 3.5332e-09 | 1.9433e-07 | 1
1970 | 0.29011 | 0.00038635 | 0.25166 | 0.23255 | 0.00059691 | 0.067019 | 0.19458 | 3.5703e-09 | 1.4281e-07 | 7.5333e-07 | 1.7666e-09 | 3.5332e-09 | 1.9433e-07 | 1
1971 | 0.29011 | 0.00038635 | 0.26352 | 0.1874 | 0.00059691 | 0.076714 | 0.19191 | 3.5703e-09 | 1.4281e-07 | 7.5333e-07 | 1.7666e-09 | 3.5332e-09 | 1.9433e-07 | 1
1972 | 0.29011 | 0.00038635 | 0.23267 | 0.1581 | 0.00059691 | 0.060232 | 0.17324 | 3.5703e-09 | 1.4281e-07 | 7.5333e-07 | 1.7666e-09 | 3.5332e-09 | 1.9433e-07 | 1
1973 | 0.29011 | 0.00038635 | 0.21665 | 0.14175 | 0.00059691 | 0.049568 | 0.15323 | 3.5703e-09 | 1.4281e-07 | 7.5333e-07 | 1.7666e-09 | 3.5332e-09 | 1.9433e-07 | 1
1974 | 0.29011 | 0.00038635 | 0.20953 | 0.15127 | 0.00059691 | 0.034056 | 0.13589 | 3.5703e-09 | 1.4281e-07 | 7.5333e-07 | 1.7666e-09 | 3.5332e-09 | 1.9433e-07 | 1
1975 | 0.29011 | 0.0023021 | 0.2475 | 0.15737 | 0.0043444 | 0.025331 | 0.12122 | 2.1274e-08 | 8.5098e-07 | 4.4889e-06 | 1.2858e-08 | 2.5715e-08 | 1.4143e-06 | 1
1976 | 0.29011 | 0.023695 | 0.24453 | 0.15737 | 0.026829 | 0.018544 | 0.10789 | 2.1897e-07 | 8.7588e-06 | 4.6203e-05 | 7.9403e-08 | 1.5881e-07 | 8.7343e-06 | 1
1977 | 0.29011 | 0.056264 | 0.23029 | 0.1852 | 0.055872 | 0.018544 | 0.099883 | 5.1994e-07 | 2.0798e-05 | 0.00010971 | 1.6536e-07 | 3.3072e-07 | 1.8189e-05 | 1
1978 | 0.29011 | 0.09011 | 0.25759 | 0.22865 | 0.082104 | 0.018544 | 0.098549 | 8.3271e-07 | 3.3309e-05 | 0.0001757 | 2.4299e-07 | 4.8599e-07 | 2.6729e-05 | 1
1979 | 0.29011 | 0.12268 | 0.25225 | 0.28845 | 0.11302 | 0.020483 | 0.10655 | 1.1337e-06 | 4.5347e-05 | 0.00023921 | 3.3449e-07 | 6.6899e-07 | 3.6794e-05 | 1
1980 | 0.29011 | 0.14535 | 0.27064 | 0.35656 | 0.14487 | 0.024361 | 0.12789 | 1.3432e-06 | 5.3727e-05 | 0.00028341 | 4.2877e-07 | 8.5753e-07 | 4.7164e-05 | 1
1981 | 0.29011 | 0.14918 | 0.31099 | 0.40782 | 0.16549 | 0.032117 | 0.16124 | 1.3786e-06 | 5.5144e-05 | 0.00029088 | 4.8977e-07 | 9.7953e-07 | 5.3874e-05 | 1
1982 | 0.29011 | 0.13928 | 0.34897 | 0.44004 | 0.15705 | 0.041812 | 0.21192 | 1.2871e-06 | 5.1485e-05 | 0.00027158 | 4.6481e-07 | 9.2963e-07 | 5.1129e-05 | 1
1983 | 0.29011 | 0.11693 | 0.37211 | 0.46226 | 0.13269 | 0.046659 | 0.2666 | 1.0806e-06 | 4.3223e-05 | 0.000228 | 3.9272e-07 | 7.8544e-07 | 4.3199e-05 | 1
1984 | 0.29011 | 0.087874 | 0.38101 | 0.47763 | 0.096157 | 0.057324 | 0.32929 | 8.1206e-07 | 3.2482e-05 | 0.00017134 | 2.8459e-07 | 5.6917e-07 | 3.1304e-05 | 1
1985 | 0.29011 | 0.051155 | 0.38457 | 0.47641 | 0.053061 | 0.091256 | 0.37197 | 4.7273e-07 | 1.8909e-05 | 9.9746e-05 | 1.5704e-07 | 3.1408e-07 | 1.7274e-05 | 1
1986 | 0.29011 | 0.018906 | 0.40534 | 0.46152 | 0.018397 | 0.13682 | 0.39331 | 1.7471e-07 | 6.9884e-06 | 3.6864e-05 | 5.4448e-08 | 1.089e-07 | 5.9893e-06 | 1
1987 | 0.29011 | 0.0019828 | 0.4267 | 0.44297 | 0.0015338 | 0.18045 | 0.42399 | 1.8324e-08 | 7.3295e-07 | 3.8663e-06 | 4.5393e-09 | 9.0787e-09 | 4.9933e-07 | 1
1988 | 0.29011 | 0.00038635 | 0.43916 | 0.44981 | 0.00059691 | 0.21535 | 0.48801 | 3.5703e-09 | 1.4281e-07 | 7.5333e-07 | 1.7666e-09 | 3.5332e-09 | 1.9433e-07 | 1
1989 | 0.29011 | 0.00038635 | 0.44332 | 0.46909 | 0.00059691 | 0.23377 | 0.52135 | 3.5703e-09 | 1.4281e-07 | 7.5333e-07 | 1.7666e-09 | 3.5332e-09 | 1.9433e-07 | 1
1990 | 0.29011 | 0.00038635 | 0.44213 | 0.47373 | 0.00059691 | 0.24541 | 0.53869 | 3.5703e-09 | 1.4281e-07 | 7.5333e-07 | 1.7666e-09 | 3.5332e-09 | 1.9433e-07 | 1
1991 | 0.29011 | 0.00038635 | 0.42967 | 0.44712 | 0.00059691 | 0.26674 | 0.5547 | 3.5703e-09 | 1.4281e-07 | 7.5333e-07 | 1.7666e-09 | 3.5332e-09 | 1.9433e-07 | 1
1992 | 0.29011 | 0.00038635 | 0.40831 | 0.42735 | 0.00059691 | 0.28903 | 0.58404 | 3.5703e-09 | 1.4281e-07 | 7.5333e-07 | 1.7666e-09 | 3.5332e-09 | 1.9433e-07 | 1
1993 | 0.29011 | 0.00038635 | 0.44213 | 0.26722 | 0.00059691 | 0.25704 | 0.52135 | 3.5703e-09 | 1.4281e-07 | 7.5333e-07 | 1.7666e-09 | 3.5332e-09 | 1.9433e-07 | 1
1994 | 0.29011 | 0.00038635 | 0.38991 | 0.25526 | 0.00059691 | 0.28128 | 0.51202 | 3.5703e-09 | 1.4281e-07 | 7.5333e-07 | 1.7666e-09 | 3.5332e-09 | 1.9433e-07 | 1
1995 | 0.29011 | 0.00038635 | 0.35846 | 0.25574 | 0.00059691 | 0.30648 | 0.50935 | 3.5703e-09 | 1.4281e-07 | 7.5333e-07 | 1.7666e-09 | 3.5332e-09 | 1.9433e-07 | 1
1996 | 0.29011 | 0.00038635 | 0.36736 | 0.245 | 0.00059691 | 0.30551 | 0.49735 | 3.5703e-09 | 1.4281e-07 | 7.5333e-07 | 1.7666e-09 | 3.5332e-09 | 1.9433e-07 | 1
1997 | 0.29011 | 0.00038635 | 0.33651 | 0.26233 | 0.00059691 | 0.29097 | 0.456 | 3.5703e-09 | 1.4281e-07 | 7.5333e-07 | 1.7666e-09 | 3.5332e-09 | 1.9433e-07 | 1
1998 | 0.29011 | 0.00038635 | 0.36084 | 0.27234 | 0.00059691 | 0.27449 | 0.39465 | 3.5703e-09 | 1.4281e-07 | 7.5333e-07 | 1.7666e-09 | 3.5332e-09 | 1.9433e-07 | 1
1999 | 0.29011 | 0.0029407 | 0.38457 | 0.27845 | 0.0043444 | 0.27061 | 0.36664 | 2.7176e-08 | 1.087e-06 | 5.7341e-06 | 1.2858e-08 | 2.5715e-08 | 1.4143e-06 | 1
2000 | 0.29011 | 0.024015 | 0.33057 | 0.30871 | 0.036198 | 0.2328 | 0.32396 | 2.2192e-07 | 8.8769e-06 | 4.6825e-05 | 1.0713e-07 | 2.1426e-07 | 1.1784e-05 | 1
2001 | 0.29011 | 0.055944 | 0.31455 | 0.34142 | 0.069925 | 0.21147 | 0.32529 | 5.1699e-07 | 2.068e-05 | 0.00010908 | 2.0695e-07 | 4.139e-07 | 2.2764e-05 | 1
2002 | 0.29011 | 0.087874 | 0.33057 | 0.38463 | 0.10272 | 0.1853 | 0.33729 | 8.1206e-07 | 3.2482e-05 | 0.00017134 | 3.0399e-07 | 6.0799e-07 | 3.3439e-05 | 1
2003 | 0.29011 | 0.11501 | 0.35134 | 0.40074 | 0.143 | 0.15524 | 0.3453 | 1.0629e-06 | 4.2515e-05 | 0.00022427 | 4.2322e-07 | 8.4644e-07 | 4.6554e-05 | 1
2004 | 0.29011 | 0.13449 | 0.37923 | 0.41661 | 0.16267 | 0.1407 | 0.37597 | 1.2429e-06 | 4.9714e-05 | 0.00026224 | 4.8145e-07 | 9.629e-07 | 5.2959e-05 | 1
2005 | 0.29011 | 0.14279 | 0.4 | 0.42051 | 0.17579 | 0.14458 | 0.41465 | 1.3196e-06 | 5.2783e-05 | 0.00027843 | 5.2027e-07 | 1.0405e-06 | 5.7229e-05 | 1
2006 | 0.29011 | 0.138 | 0.41246 | 0.39903 | 0.17673 | 0.16106 | 0.45467 | 1.2753e-06 | 5.1013e-05 | 0.00026909 | 5.2304e-07 | 1.0461e-06 | 5.7534e-05 | 1
2007 | 0.29011 | 0.11917 | 0.41187 | 0.35265 | 0.15518 | 0.18336 | 0.47601 | 1.1012e-06 | 4.4049e-05 | 0.00023236 | 4.5927e-07 | 9.1853e-07 | 5.0519e-05 | 1
2008 | 0.29011 | 0.09011 | 0.39585 | 0.30383 | 0.11302 | 0.19499 | 0.472 | 8.3271e-07 | 3.3309e-05 | 0.0001757 | 3.3449e-07 | 6.6899e-07 | 3.6794e-05 | 1
2009 | 0.29011 | 0.054029 | 0.35728 | 0.25208 | 0.066177 | 0.18821 | 0.43999 | 4.9929e-07 | 1.9971e-05 | 0.00010535 | 1.9586e-07 | 3.9172e-07 | 2.1544e-05 | 1
2010 | 0.29011 | 0.020502 | 0.30981 | 0.19106 | 0.023082 | 0.16785 | 0.39064 | 1.8946e-07 | 7.5786e-06 | 3.9977e-05 | 6.8312e-08 | 1.3662e-07 | 7.5143e-06 | 1
2011 | 0.29011 | 0.0023021 | 0.2742 | 0.13735 | 0.0024706 | 0.14167 | 0.34796 | 2.1274e-08 | 8.5098e-07 | 4.4889e-06 | 7.3121e-09 | 1.4624e-08 | 8.0433e-07 | 1
2012 | 0.29011 | 0.00038635 | 0.28073 | 0.13467 | 0.00059691 | 0.12616 | 0.29995 | 3.5703e-09 | 1.4281e-07 | 7.5333e-07 | 1.7666e-09 | 3.5332e-09 | 1.9433e-07 | 1
2013 | 0.29011 | 0.00038635 | 0.29972 | 0.18495 | 0.00059691 | 0.11646 | 0.23993 | 3.5703e-09 | 1.4281e-07 | 7.5333e-07 | 1.7666e-09 | 3.5332e-09 | 1.9433e-07 | 1
2014 | 0.29011 | 0.00038635 | 0.32108 | 0.26282 | 0.00059691 | 0.10386 | 0.18258 | 3.5703e-09 | 1.4281e-07 | 7.5333e-07 | 1.7666e-09 | 3.5332e-09 | 1.9433e-07 | 1
2015 | 0.29011 | 0.00038635 | 0.35668 | 0.3363 | 0.00059691 | 0.094165 | 0.16124 | 3.5703e-09 | 1.4281e-07 | 7.5333e-07 | 1.7666e-09 | 3.5332e-09 | 1.9433e-07 | 1
2016 | 0.29011 | 0.00038635 | 0.40356 | 0.40147 | 0.00059691 | 0.099982 | 0.17191 | 3.5703e-09 | 1.4281e-07 | 7.5333e-07 | 1.7666e-09 | 3.5332e-09 | 1.9433e-07 | 1
2017 | 0.29011 | 0.00038635 | 0.454 | 0.46128 | 0.00059691 | 0.1058 | 0.32129 | 3.5703e-09 | 1.4281e-07 | 7.5333e-07 | 1.7666e-09 | 3.5332e-09 | 1.9433e-07 | 1
2018 | 0.29011 | 0.00038635 | 0.45993 | 0.48569 | 0.00059691 | 0.17172 | 0.40398 | 3.5703e-09 | 1.4281e-07 | 7.5333e-07 | 1.7666e-09 | 3.5332e-09 | 1.9433e-07 | 1
2019 | 0.29011 | 0.00038635 | 0.45993 | 0.51986 | 0.00059691 | 0.26867 | 0.50135 | 3.5703e-09 | 1.4281e-07 | 7.5333e-07 | 1.7666e-09 | 3.5332e-09 | 1.9433e-07 | 1
2020 | 0.29011 | 0.00038635 | 0.45696 | 0.53158 | 0.00059691 | 0.31618 | 0.60005 | 3.5703e-09 | 1.4281e-07 | 7.5333e-07 | 1.7666e-09 | 3.5332e-09 | 1.9433e-07 | 1
2021 | 0.29011 | 0.00038635 | 0.45993 | 0.54989 | 0.00059691 | 0.33654 | 0.64006 | 3.5703e-09 | 1.4281e-07 | 7.5333e-07 | 1.7666e-09 | 3.5332e-09 | 1.9433e-07 | 1
2022 | 0.29011 | 0.00038635 | 0.45518 | 0.56795 | 0.00059691 | 0.33654 | 0.65206 | 3.5703e-09 | 1.4281e-07 | 7.5333e-07 | 1.7666e-09 | 3.5332e-09 | 1.9433e-07 | 1
2023 | 0.29011 | 0.0029407 | 0.44984 | 0.57772 | 0.0062181 | 0.33266 | 0.66807 | 2.7176e-08 | 1.087e-06 | 5.7341e-06 | 1.8403e-08 | 3.6806e-08 | 2.0243e-06 | 1
2024 | 0.29011 | 0.023695 | 0.42907 | 0.51693 | 0.040882 | 0.32975 | 0.67607 | 2.1897e-07 | 8.7588e-06 | 4.6203e-05 | 1.2099e-07 | 2.4199e-07 | 1.3309e-05 | 1
2025 | 0.29011 | 0.054348 | 0.41068 | 0.54818 | 0.083978 | 0.33266 | 0.67474 | 5.0224e-07 | 2.0089e-05 | 0.00010597 | 2.4854e-07 | 4.9708e-07 | 2.7339e-05 | 1
2026 | 0.29011 | 0.085639 | 0.38694 | 0.49814 | 0.12801 | 0.32587 | 0.64406 | 7.914e-07 | 3.1656e-05 | 0.00016699 | 3.7886e-07 | 7.5772e-07 | 4.1674e-05 | 1
2027 | 0.29011 | 0.11023 | 0.33888 | 0.43907 | 0.17017 | 0.30358 | 0.60405 | 1.0186e-06 | 4.0744e-05 | 0.00021493 | 5.0363e-07 | 1.0073e-06 | 5.5399e-05 | 1
2028 | 0.29011 | 0.12459 | 0.2831 | 0.36901 | 0.19359 | 0.26092 | 0.5467 | 1.1514e-06 | 4.6056e-05 | 0.00024294 | 5.7295e-07 | 1.1459e-06 | 6.3024e-05 | 1
2029 | 0.29011 | 0.12843 | 0.22792 | 0.30603 | 0.19921 | 0.20857 | 0.472 | 1.1868e-06 | 4.7472e-05 | 0.00025041 | 5.8959e-07 | 1.1792e-06 | 6.4854e-05 | 1
2030 | 0.29011 | 0.12491 | 0.19647 | 0.2638 | 0.18984 | 0.16009 | 0.39598 | 1.1543e-06 | 4.6174e-05 | 0.00024357 | 5.6186e-07 | 1.1237e-06 | 6.1804e-05 | 1
2031 | 0.29011 | 0.10512 | 0.17274 | 0.23133 | 0.15518 | 0.12519 | 0.31195 | 9.714e-07 | 3.8856e-05 | 0.00020496 | 4.5927e-07 | 9.1853e-07 | 5.0519e-05 | 1
2032 | 0.29011 | 0.074783 | 0.1579 | 0.2101 | 0.11115 | 0.097073 | 0.23593 | 6.9108e-07 | 2.7643e-05 | 0.00014582 | 3.2895e-07 | 6.579e-07 | 3.6184e-05 | 1
2033 | 0.29011 | 0.040618 | 0.15256 | 0.19496 | 0.063367 | 0.067988 | 0.1679 | 3.7536e-07 | 1.5014e-05 | 7.92e-05 | 1.8754e-07 | 3.7508e-07 | 2.0629e-05 | 1
2034 | 0.29011 | 0.014436 | 0.15671 | 0.18471 | 0.023082 | 0.040842 | 0.11722 | 1.334e-07 | 5.336e-06 | 2.8148e-05 | 6.8312e-08 | 1.3662e-07 | 7.5143e-06 | 1
2035 | 0.29011 | 0.0016635 | 0.16206 | 0.17348 | 0.0024706 | 0.02727 | 0.086545 | 1.5373e-08 | 6.1492e-07 | 3.2437e-06 | 7.3121e-09 | 1.4624e-08 | 8.0433e-07 | 1
2036 | 0.29011 | 0.00038635 | 0.17808 | 0.18178 | 0.00059691 | 0.028239 | 0.089212 | 3.5703e-09 | 1.4281e-07 | 7.5333e-07 | 1.7666e-09 | 3.5332e-09 | 1.9433e-07 | 1
2037 | 0.29011 | 0.00038635 | 0.20359 | 0.21473 | 0.00059691 | 0.049568 | 0.13323 | 3.5703e-09 | 1.4281e-07 | 7.5333e-07 | 1.7666e-09 | 3.5332e-09 | 1.9433e-07 | 1
2038 | 0.29011 | 0.00038635 | 0.23801 | 0.25916 | 0.00059691 | 0.085439 | 0.19191 | 3.5703e-09 | 1.4281e-07 | 7.5333e-07 | 1.7666e-09 | 3.5332e-09 | 1.9433e-07 | 1
2039 | 0.29011 | 0.00038635 | 0.28548 | 0.29846 | 0.00059691 | 0.11259 | 0.22792 | 3.5703e-09 | 1.4281e-07 | 7.5333e-07 | 1.7666e-09 | 3.5332e-09 | 1.9433e-07 | 1
2040 | 0.29011 | 0.00038635 | 0.34066 | 0.3341 | 0.00059691 | 0.12034 | 0.2586 | 3.5703e-09 | 1.4281e-07 | 7.5333e-07 | 1.7666e-09 | 3.5332e-09 | 1.9433e-07 | 1
2041 | 0.29011 | 0.00038635 | 0.33354 | 0.34435 | 0.00059691 | 0.085439 | 0.16924 | 3.5703e-09 | 1.4281e-07 | 7.5333e-07 | 1.7666e-09 | 3.5332e-09 | 1.9433e-07 | 1
2042 | 0.29011 | 0.00038635 | 0.39644 | 0.37047 | 0.00059691 | 0.095134 | 0.19325 | 3.5703e-09 | 1.4281e-07 | 7.5333e-07 | 1.7666e-09 | 3.5332e-09 | 1.9433e-07 | 1
2043 | 0.29011 | 0.00038635 | 0.43085 | 0.38512 | 0.00059691 | 0.14361 | 0.21459 | 3.5703e-09 | 1.4281e-07 | 7.5333e-07 | 1.7666e-09 | 3.5332e-09 | 1.9433e-07 | 1
2044 | 0.29011 | 0.00038635 | 0.44747 | 0.37828 | 0.00059691 | 0.16203 | 0.23726 | 3.5703e-09 | 1.4281e-07 | 7.5333e-07 | 1.7666e-09 | 3.5332e-09 | 1.9433e-07 | 1
2045 | 0.29011 | 0.00038635 | 0.4534 | 0.38097 | 0.00059691 | 0.15524 | 0.28128 | 3.5703e-09 | 1.4281e-07 | 7.5333e-07 | 1.7666e-09 | 3.5332e-09 | 1.9433e-07 | 1
2046 | 0.29011 | 0.00038635 | 0.44866 | 0.37975 | 0.00059691 | 0.16591 | 0.32929 | 3.5703e-09 | 1.4281e-07 | 7.5333e-07 | 1.7666e-09 | 3.5332e-09 | 1.9433e-07 | 1
2047 | 0.29011 | 0.0019828 | 0.45459 | 0.39732 | 0.0034075 | 0.18918 | 0.36264 | 1.8324e-08 | 7.3295e-07 | 3.8663e-06 | 1.0085e-08 | 2.017e-08 | 1.1093e-06 | 1
2048 | 0.29011 | 0.015713 | 0.45044 | 0.41319 | 0.027766 | 0.21729 | 0.40665 | 1.452e-07 | 5.8081e-06 | 3.0638e-05 | 8.2176e-08 | 1.6435e-07 | 9.0393e-06 | 1
2049 | 0.29011 | 0.032955 | 0.41483 | 0.40611 | 0.049314 | 0.23183 | 0.40398 | 3.0454e-07 | 1.2182e-05 | 6.4258e-05 | 1.4595e-07 | 2.919e-07 | 1.6054e-05 | 1
2050 | 0.29011 | 0.051474 | 0.36618 | 0.37194 | 0.075546 | 0.24347 | 0.39731 | 4.7568e-07 | 1.9027e-05 | 0.00010037 | 2.2359e-07 | 4.4717e-07 | 2.4594e-05 | 1
2051 | 0.29011 | 0.071909 | 0.35075 | 0.3529 | 0.11302 | 0.25995 | 0.38931 | 6.6452e-07 | 2.6581e-05 | 0.00014021 | 3.3449e-07 | 6.6899e-07 | 3.6794e-05 | 1
2052 | 0.29011 | 0.08532 | 0.32345 | 0.34972 | 0.12426 | 0.27255 | 0.39731 | 7.8845e-07 | 3.1538e-05 | 0.00016636 | 3.6777e-07 | 7.3553e-07 | 4.0454e-05 | 1
2053 | 0.29011 | 0.090748 | 0.30862 | 0.35094 | 0.13269 | 0.28225 | 0.41198 | 8.3862e-07 | 3.3545e-05 | 0.00017695 | 3.9272e-07 | 7.8544e-07 | 4.3199e-05 | 1
2054 | 0.29011 | 0.092983 | 0.29794 | 0.34484 | 0.14487 | 0.28806 | 0.42932 | 8.5927e-07 | 3.4371e-05 | 0.00018131 | 4.2877e-07 | 8.5753e-07 | 4.7164e-05 | 1
2055 | 0.29011 | 0.078615 | 0.29616 | 0.32922 | 0.12614 | 0.29194 | 0.43066 | 7.2649e-07 | 2.906e-05 | 0.00015329 | 3.7331e-07 | 7.4663e-07 | 4.1064e-05 | 1
2056 | 0.29011 | 0.05786 | 0.29972 | 0.31018 | 0.09522 | 0.29582 | 0.40932 | 5.3469e-07 | 2.1388e-05 | 0.00011282 | 2.8181e-07 | 5.6362e-07 | 3.0999e-05 | 1
2057 | 0.29011 | 0.033594 | 0.30565 | 0.29651 | 0.056809 | 0.29776 | 0.39331 | 3.1044e-07 | 1.2418e-05 | 6.5503e-05 | 1.6813e-07 | 3.3626e-07 | 1.8494e-05 | 1
2058 | 0.29011 | 0.012839 | 0.30743 | 0.28967 | 0.021208 | 0.29291 | 0.37731 | 1.1865e-07 | 4.7459e-06 | 2.5035e-05 | 6.2767e-08 | 1.2553e-07 | 6.9043e-06 | 1
2059 | 0.29011 | 0.0019828 | 0.3015 | 0.2826 | 0.0024706 | 0.28322 | 0.3613 | 1.8324e-08 | 7.3295e-07 | 3.8663e-06 | 7.3121e-09 | 1.4624e-08 | 8.0433e-07 | 1
2060 | 0.29011 | 0.00038635 | 0.28785 | 0.27649 | 0.00059691 | 0.26964 | 0.36397 | 3.5703e-09 | 1.4281e-07 | 7.5333e-07 | 1.7666e-09 | 3.5332e-09 | 1.9433e-07 | 1
2061 | 0.29011 | 0.00038635 | 0.27302 | 0.26087 | 0.00059691 | 0.25122 | 0.33863 | 3.5703e-09 | 1.4281e-07 | 7.5333e-07 | 1.7666e-09 | 3.5332e-09 | 1.9433e-07 | 1
2062 | 0.29011 | 0.00038635 | 0.26115 | 0.2533 | 0.00059691 | 0.22796 | 0.29861 | 3.5703e-09 | 1.4281e-07 | 7.5333e-07 | 1.7666e-09 | 3.5332e-09 | 1.9433e-07 | 1
2063 | 0.29011 | 0.00038635 | 0.25996 | 0.2472 | 0.00059691 | 0.20469 | 0.26794 | 3.5703e-09 | 1.4281e-07 | 7.5333e-07 | 1.7666e-09 | 3.5332e-09 | 1.9433e-07 | 1
2064 | 0.29011 | 0.00038635 | 0.2659 | 0.24476 | 0.00059691 | 0.18239 | 0.2426 | 3.5703e-09 | 1.4281e-07 | 7.5333e-07 | 1.7666e-09 | 3.5332e-09 | 1.9433e-07 | 1
2065 | 0.29011 | 0.00038635 | 0.35253 | 0.26941 | 0.00059691 | 0.20178 | 0.19858 | 3.5703e-09 | 1.4281e-07 | 7.5333e-07 | 1.7666e-09 | 3.5332e-09 | 1.9433e-07 | 1
2066 | 0.29011 | 0.00038635 | 0.37923 | 0.26233 | 0.00059691 | 0.19014 | 0.21459 | 3.5703e-09 | 1.4281e-07 | 7.5333e-07 | 1.7666e-09 | 3.5332e-09 | 1.9433e-07 | 1
2067 | 0.29011 | 0.00038635 | 0.29972 | 0.24256 | 0.00059691 | 0.1853 | 0.22792 | 3.5703e-09 | 1.4281e-07 | 7.5333e-07 | 1.7666e-09 | 3.5332e-09 | 1.9433e-07 | 1
2068 | 0.29011 | 0.00038635 | 0.21961 | 0.23011 | 0.00059691 | 0.19596 | 0.20658 | 3.5703e-09 | 1.4281e-07 | 7.5333e-07 | 1.7666e-09 | 3.5332e-09 | 1.9433e-07 | 1
2069 | 0.29011 | 0.00038635 | 0.23682 | 0.22938 | 0.00059691 | 0.19887 | 0.21592 | 3.5703e-09 | 1.4281e-07 | 7.5333e-07 | 1.7666e-09 | 3.5332e-09 | 1.9433e-07 | 1
2070 | 0.29011 | 0.00038635 | 0.22199 | 0.23011 | 0.00059691 | 0.17851 | 0.19858 | 3.5703e-09 | 1.4281e-07 | 7.5333e-07 | 1.7666e-09 | 3.5332e-09 | 1.9433e-07 | 1
2071 | 0.29011 | 0.00326 | 0.22614 | 0.20644 | 0.0062181 | 0.14652 | 0.17457 | 3.0127e-08 | 1.2051e-06 | 6.3567e-06 | 1.8403e-08 | 3.6806e-08 | 2.0243e-06 | 1
2072 | 0.29011 | 0.020502 | 0.16621 | 0.21742 | 0.034324 | 0.1281 | 0.17457 | 1.8946e-07 | 7.5786e-06 | 3.9977e-05 | 1.0158e-07 | 2.0317e-07 | 1.1174e-05 | 1
2073 | 0.29011 | 0.045408 | 0.16265 | 0.22792 | 0.06243 | 0.1058 | 0.16657 | 4.1962e-07 | 1.6785e-05 | 8.8539e-05 | 1.8477e-07 | 3.6953e-07 | 2.0324e-05 | 1
2074 | 0.29011 | 0.074145 | 0.16384 | 0.23622 | 0.09522 | 0.093195 | 0.15457 | 6.8518e-07 | 2.7407e-05 | 0.00014457 | 2.8181e-07 | 5.6362e-07 | 3.0999e-05 | 1
2075 | 0.29011 | 0.09905 | 0.18698 | 0.24183 | 0.13363 | 0.087378 | 0.14256 | 9.1533e-07 | 3.6613e-05 | 0.00019314 | 3.9549e-07 | 7.9099e-07 | 4.3504e-05 | 1
2076 | 0.29011 | 0.1198 | 0.19113 | 0.24574 | 0.15799 | 0.085439 | 0.1399 | 1.1071e-06 | 4.4285e-05 | 0.0002336 | 4.6759e-07 | 9.3517e-07 | 5.1434e-05 | 1
2077 | 0.29011 | 0.1297 | 0.19825 | 0.25086 | 0.17204 | 0.079622 | 0.13723 | 1.1986e-06 | 4.7944e-05 | 0.0002529 | 5.0918e-07 | 1.0184e-06 | 5.6009e-05 | 1
2078 | 0.29011 | 0.13066 | 0.21724 | 0.25452 | 0.17954 | 0.06508 | 0.13189 | 1.2075e-06 | 4.8298e-05 | 0.00025477 | 5.3136e-07 | 1.0627e-06 | 5.8449e-05 | 1
2079 | 0.29011 | 0.11214 | 0.24216 | 0.25062 | 0.15612 | 0.052476 | 0.12389 | 1.0363e-06 | 4.1452e-05 | 0.00021866 | 4.6204e-07 | 9.2408e-07 | 5.0824e-05 | 1
2080 | 0.29011 | 0.084043 | 0.26056 | 0.24256 | 0.11583 | 0.046659 | 0.11455 | 7.7665e-07 | 3.1066e-05 | 0.00016387 | 3.4281e-07 | 6.8562e-07 | 3.7709e-05 | 1
2081 | 0.29011 | 0.051794 | 0.26827 | 0.22792 | 0.068051 | 0.043751 | 0.11055 | 4.7863e-07 | 1.9145e-05 | 0.00010099 | 2.014e-07 | 4.0281e-07 | 2.2154e-05 | 1
2082 | 0.29011 | 0.020822 | 0.27954 | 0.21303 | 0.025892 | 0.047629 | 0.11856 | 1.9241e-07 | 7.6966e-06 | 4.0599e-05 | 7.663e-08 | 1.5326e-07 | 8.4293e-06 | 1
2083 | 0.29011 | 0.00326 | 0.28073 | 0.20399 | 0.0034075 | 0.058293 | 0.14123 | 3.0127e-08 | 1.2051e-06 | 6.3567e-06 | 1.0085e-08 | 2.017e-08 | 1.1093e-06 | 1
2084 | 0.29011 | 0.00038635 | 0.28904 | 0.20595 | 0.00059691 | 0.075744 | 0.18658 | 3.5703e-09 | 1.4281e-07 | 7.5333e-07 | 1.7666e-09 | 3.5332e-09 | 1.9433e-07 | 1
2085 | 0.29011 | 0.00038635 | 0.30506 | 0.2162 | 0.00059691 | 0.095134 | 0.22792 | 3.5703e-09 | 1.4281e-07 | 7.5333e-07 | 1.7666e-09 | 3.5332e-09 | 1.9433e-07 | 1
2086 | 0.29011 | 0.00038635 | 0.32523 | 0.23182 | 0.00059691 | 0.1184 | 0.24526 | 3.5703e-09 | 1.4281e-07 | 7.5333e-07 | 1.7666e-09 | 3.5332e-09 | 1.9433e-07 | 1
2087 | 0.29011 | 0.00038635 | 0.34304 | 0.24964 | 0.00059691 | 0.13198 | 0.2506 | 3.5703e-09 | 1.4281e-07 | 7.5333e-07 | 1.7666e-09 | 3.5332e-09 | 1.9433e-07 | 1
2088 | 0.29011 | 0.00038635 | 0.35372 | 0.27356 | 0.00059691 | 0.12713 | 0.2586 | 3.5703e-09 | 1.4281e-07 | 7.5333e-07 | 1.7666e-09 | 3.5332e-09 | 1.9433e-07 | 1
2089 | 0.29011 | 0.00038635 | 0.33651 | 0.3236 | 0.00059691 | 0.14264 | 0.26527 | 3.5703e-09 | 1.4281e-07 | 7.5333e-07 | 1.7666e-09 | 3.5332e-09 | 1.9433e-07 | 1
2090 | 0.29011 | 0.00038635 | 0.35372 | 0.34875 | 0.00059691 | 0.10289 | 0.2506 | 3.5703e-09 | 1.4281e-07 | 7.5333e-07 | 1.7666e-09 | 3.5332e-09 | 1.9433e-07 | 1
2091 | 0.29011 | 0.00038635 | 0.40237 | 0.36437 | 0.00059691 | 0.088348 | 0.2466 | 3.5703e-09 | 1.4281e-07 | 7.5333e-07 | 1.7666e-09 | 3.5332e-09 | 1.9433e-07 | 1
2092 | 0.29011 | 0.00038635 | 0.40297 | 0.38317 | 0.00059691 | 0.081561 | 0.2506 | 3.5703e-09 | 1.4281e-07 | 7.5333e-07 | 1.7666e-09 | 3.5332e-09 | 1.9433e-07 | 1
2093 | 0.29011 | 0.00038635 | 0.41365 | 0.42466 | 0.00059691 | 0.092226 | 0.27194 | 3.5703e-09 | 1.4281e-07 | 7.5333e-07 | 1.7666e-09 | 3.5332e-09 | 1.9433e-07 | 1
2094 | 0.29011 | 0.00038635 | 0.4445 | 0.473 | 0.00059691 | 0.10483 | 0.33329 | 3.5703e-09 | 1.4281e-07 | 7.5333e-07 | 1.7666e-09 | 3.5332e-09 | 1.9433e-07 | 1
2095 | 0.29011 | 0.0045372 | 0.46646 | 0.49692 | 0.0090287 | 0.12034 | 0.37331 | 4.1929e-08 | 1.6772e-06 | 8.8471e-06 | 2.6721e-08 | 5.3442e-08 | 2.9393e-06 | 1
2096 | 0.29011 | 0.026569 | 0.47298 | 0.52182 | 0.046503 | 0.13294 | 0.42532 | 2.4553e-07 | 9.8211e-06 | 5.1806e-05 | 1.3763e-07 | 2.7526e-07 | 1.5139e-05 | 1
2097 | 0.29011 | 0.059457 | 0.47239 | 0.54379 | 0.086788 | 0.12519 | 0.42666 | 5.4945e-07 | 2.1978e-05 | 0.00011593 | 2.5686e-07 | 5.1372e-07 | 2.8254e-05 | 1
2098 | 0.29011 | 0.096176 | 0.4712 | 0.53866 | 0.12988 | 0.12131 | 0.42932 | 8.8878e-07 | 3.5551e-05 | 0.00018753 | 3.844e-07 | 7.6881e-07 | 4.2284e-05 | 1
2099 | 0.29011 | 0.12587 | 0.4712 | 0.53768 | 0.17766 | 0.11549 | 0.43866 | 1.1632e-06 | 4.6528e-05 | 0.00024543 | 5.2581e-07 | 1.0516e-06 | 5.7839e-05 | 1
2100 | 0.29011 | 0.14439 | 0.46764 | 0.53597 | 0.21139 | 0.1184 | 0.47067 | 1.3343e-06 | 5.3373e-05 | 0.00028154 | 6.2563e-07 | 1.2513e-06 | 6.8819e-05 | 1
2101 | 0.29011 | 0.14918 | 0.46349 | 0.52963 | 0.22357 | 0.12616 | 0.49601 | 1.3786e-06 | 5.5144e-05 | 0.00029088 | 6.6168e-07 | 1.3234e-06 | 7.2784e-05 | 1
2102 | 0.29011 | 0.15046 | 0.454 | 0.51767 | 0.23107 | 0.13198 | 0.50401 | 1.3904e-06 | 5.5616e-05 | 0.00029337 | 6.8386e-07 | 1.3677e-06 | 7.5224e-05 | 1
2103 | 0.29011 | 0.12587 | 0.44332 | 0.49448 | 0.19546 | 0.13294 | 0.49468 | 1.1632e-06 | 4.6528e-05 | 0.00024543 | 5.7849e-07 | 1.157e-06 | 6.3634e-05 | 1
2104 | 0.29011 | 0.09458 | 0.43145 | 0.46274 | 0.143 | 0.12907 | 0.464 | 8.7402e-07 | 3.4961e-05 | 0.00018442 | 4.2322e-07 | 8.4644e-07 | 4.6554e-05 | 1
2105 | 0.29011 | 0.058499 | 0.42255 | 0.42344 | 0.081167 | 0.1281 | 0.41465 | 5.406e-07 | 2.1624e-05 | 0.00011407 | 2.4022e-07 | 4.8044e-07 | 2.6424e-05 | 1
2106 | 0.29011 | 0.024653 | 0.41721 | 0.38463 | 0.030577 | 0.13198 | 0.37864 | 2.2782e-07 | 9.1129e-06 | 4.8071e-05 | 9.0494e-08 | 1.8099e-07 | 9.9543e-06 | 1
2107 | 0.29011 | 0.0035793 | 0.40712 | 0.35998 | 0.0034075 | 0.13585 | 0.37331 | 3.3077e-08 | 1.3231e-06 | 6.9793e-06 | 1.0085e-08 | 2.017e-08 | 1.1093e-06 | 1
2108 | 0.29011 | 0.00038635 | 0.39763 | 0.34557 | 0.00059691 | 0.13682 | 0.40932 | 3.5703e-09 | 1.4281e-07 | 7.5333e-07 | 1.7666e-09 | 3.5332e-09 | 1.9433e-07 | 1
2109 | 0.29011 | 0.00038635 | 0.38576 | 0.32897 | 0.00059691 | 0.13585 | 0.42399 | 3.5703e-09 | 1.4281e-07 | 7.5333e-07 | 1.7666e-09 | 3.5332e-09 | 1.9433e-07 | 1
2110 | 0.29011 | 0.00038635 | 0.37033 | 0.31531 | 0.00059691 | 0.1281 | 0.39331 | 3.5703e-09 | 1.4281e-07 | 7.5333e-07 | 1.7666e-09 | 3.5332e-09 | 1.9433e-07 | 1
2111 | 0.29011 | 0.00038635 | 0.35253 | 0.28797 | 0.00059691 | 0.11452 | 0.3493 | 3.5703e-09 | 1.4281e-07 | 7.5333e-07 | 1.7666e-09 | 3.5332e-09 | 1.9433e-07 | 1
2112 | 0.29011 | 0.00038635 | 0.33057 | 0.25794 | 0.00059691 | 0.10095 | 0.30795 | 3.5703e-09 | 1.4281e-07 | 7.5333e-07 | 1.7666e-09 | 3.5332e-09 | 1.9433e-07 | 1
2113 | 0.14505 | 0.00038635 | 0.25759 | 0.23841 | 0.00059691 | 0.056354 | 0.24926 | 3.5703e-09 | 1.4281e-07 | 7.5333e-07 | 1.7666e-09 | 3.5332e-09 | 1.9433e-07 | 1
2114 | 0.14505 | 0.00038635 | 0.22851 | 0.19838 | 0.00059691 | 0.04569 | 0.19325 | 3.5703e-09 | 1.4281e-07 | 7.5333e-07 | 1.7666e-09 | 3.5332e-09 | 1.9433e-07 | 1
2115 | 0.14505 | 0.00038635 | 0.16562 | 0.17153 | 0.00059691 | 0.042781 | 0.16257 | 3.5703e-09 | 1.4281e-07 | 7.5333e-07 | 1.7666e-09 | 3.5332e-09 | 1.9433e-07 | 1
2116 | 0.14505 | 0.00038635 | 0.1312 | 0.16469 | 0.00059691 | 0.042781 | 0.15323 | 3.5703e-09 | 1.4281e-07 | 7.5333e-07 | 1.7666e-09 | 3.5332e-09 | 1.9433e-07 | 1
2117 | 0.14505 | 0.00038635 | 0.12586 | 0.16543 | 0.00059691 | 0.046659 | 0.16924 | 3.5703e-09 | 1.4281e-07 | 7.5333e-07 | 1.7666e-09 | 3.5332e-09 | 1.9433e-07 | 1
2118 | 0.14505 | 0.00038635 | 0.15078 | 0.16591 | 0.00059691 | 0.056354 | 0.18258 | 3.5703e-09 | 1.4281e-07 | 7.5333e-07 | 1.7666e-09 | 3.5332e-09 | 1.9433e-07 | 1
2119 | 0.14505 | 0.0048565 | 0.17214 | 0.17714 | 0.0099656 | 0.068958 | 0.19191 | 4.488e-08 | 1.7952e-06 | 9.4697e-06 | 2.9494e-08 | 5.8988e-08 | 3.2443e-06 | 1
2120 | 0.14505 | 0.029762 | 0.17867 | 0.18544 | 0.050251 | 0.078653 | 0.18658 | 2.7503e-07 | 1.1001e-05 | 5.8032e-05 | 1.4872e-07 | 2.9744e-07 | 1.6359e-05 | 1
2121 | 0.29011 | 0.064246 | 0.19588 | 0.19179 | 0.089599 | 0.075744 | 0.1599 | 5.9371e-07 | 2.3748e-05 | 0.00012527 | 2.6518e-07 | 5.3035e-07 | 2.9169e-05 | 1
2122 | 0.14505 | 0.098731 | 0.23979 | 0.21913 | 0.13551 | 0.0835 | 0.1639 | 9.1238e-07 | 3.6495e-05 | 0.00019251 | 4.0104e-07 | 8.0208e-07 | 4.4114e-05 | 1
2123 | 0.14505 | 0.13066 | 0.25462 | 0.24696 | 0.19453 | 0.080592 | 0.17324 | 1.2075e-06 | 4.8298e-05 | 0.00025477 | 5.7572e-07 | 1.1514e-06 | 6.3329e-05 | 1
2124 | 0.14505 | 0.1562 | 0.25522 | 0.28821 | 0.23388 | 0.075744 | 0.19325 | 1.4435e-06 | 5.774e-05 | 0.00030458 | 6.9218e-07 | 1.3844e-06 | 7.6139e-05 | 1
2125 | 0.14505 | 0.16483 | 0.23385 | 0.32678 | 0.25355 | 0.070897 | 0.22392 | 1.5232e-06 | 6.0927e-05 | 0.00032139 | 7.504e-07 | 1.5008e-06 | 8.2544e-05 | 1
2126 | 0.29011 | 0.16834 | 0.21605 | 0.34094 | 0.26667 | 0.06411 | 0.25327 | 1.5556e-06 | 6.2225e-05 | 0.00032824 | 7.8922e-07 | 1.5784e-06 | 8.6814e-05 | 1
2127 | 0.29011 | 0.14343 | 0.22555 | 0.34582 | 0.22732 | 0.058293 | 0.27727 | 1.3255e-06 | 5.3019e-05 | 0.00027968 | 6.7277e-07 | 1.3455e-06 | 7.4004e-05 | 1
2128 | 0.29011 | 0.10799 | 0.2653 | 0.35973 | 0.15799 | 0.06411 | 0.29861 | 9.9795e-07 | 3.9918e-05 | 0.00021057 | 4.6759e-07 | 9.3517e-07 | 5.1434e-05 | 1
2129 | 0.29011 | 0.06233 | 0.32049 | 0.36559 | 0.086788 | 0.077683 | 0.30128 | 5.76e-07 | 2.304e-05 | 0.00012154 | 2.5686e-07 | 5.1372e-07 | 2.8254e-05 | 1
2130 | 0.29011 | 0.024015 | 0.36024 | 0.35631 | 0.033387 | 0.11065 | 0.32662 | 2.2192e-07 | 8.8769e-06 | 4.6825e-05 | 9.8812e-08 | 1.9762e-07 | 1.0869e-05 | 1
2131 | 0.29011 | 0.0038986 | 0.3816 | 0.33557 | 0.0043444 | 0.15912 | 0.37864 | 3.6028e-08 | 1.4411e-06 | 7.6019e-06 | 1.2858e-08 | 2.5715e-08 | 1.4143e-06 | 1
2132 | 0.29011 | 0.00038635 | 0.38813 | 0.34411 | 0.00059691 | 0.20372 | 0.43599 | 3.5703e-09 | 1.4281e-07 | 7.5333e-07 | 1.7666e-09 | 3.5332e-09 | 1.9433e-07 | 1
2133 | 0.29011 | 0.00038635 | 0.38398 | 0.36291 | 0.00059691 | 0.22505 | 0.47867 | 3.5703e-09 | 1.4281e-07 | 7.5333e-07 | 1.7666e-09 | 3.5332e-09 | 1.9433e-07 | 1
2134 | 0.29011 | 0.00038635 | 0.38457 | 0.3795 | 0.00059691 | 0.2202 | 0.48534 | 3.5703e-09 | 1.4281e-07 | 7.5333e-07 | 1.7666e-09 | 3.5332e-09 | 1.9433e-07 | 1
2135 | 0.29011 | 0.00038635 | 0.40178 | 0.39903 | 0.00059691 | 0.21147 | 0.472 | 3.5703e-09 | 1.4281e-07 | 7.5333e-07 | 1.7666e-09 | 3.5332e-09 | 1.9433e-07 | 1
2136 | 0.29011 | 0.00038635 | 0.4267 | 0.42955 | 0.00059691 | 0.20275 | 0.45333 | 3.5703e-09 | 1.4281e-07 | 7.5333e-07 | 1.7666e-09 | 3.5332e-09 | 1.9433e-07 | 1
2137 | 0.14505 | 0.00038635 | 0.44332 | 0.43711 | 0.00059691 | 0.18045 | 0.37464 | 3.5703e-09 | 1.4281e-07 | 7.5333e-07 | 1.7666e-09 | 3.5332e-09 | 1.9433e-07 | 1
2138 | 0.14505 | 0.00038635 | 0.48011 | 0.46958 | 0.00059691 | 0.1853 | 0.34396 | 3.5703e-09 | 1.4281e-07 | 7.5333e-07 | 1.7666e-09 | 3.5332e-09 | 1.9433e-07 | 1
2139 | 0.14505 | 0.00038635 | 0.4896 | 0.5079 | 0.00059691 | 0.17948 | 0.3533 | 3.5703e-09 | 1.4281e-07 | 7.5333e-07 | 1.7666e-09 | 3.5332e-09 | 1.9433e-07 | 1
2140 | 0.14505 | 0.00038635 | 0.52639 | 0.52182 | 0.00059691 | 0.1756 | 0.41999 | 3.5703e-09 | 1.4281e-07 | 7.5333e-07 | 1.7666e-09 | 3.5332e-09 | 1.9433e-07 | 1
2141 | 0.14505 | 0.00038635 | 0.47892 | 0.49619 | 0.00059691 | 0.17269 | 0.464 | 3.5703e-09 | 1.4281e-07 | 7.5333e-07 | 1.7666e-09 | 3.5332e-09 | 1.9433e-07 | 1
2142 | 0.14505 | 0.00038635 | 0.47773 | 0.52792 | 0.00059691 | 0.20469 | 0.53202 | 3.5703e-09 | 1.4281e-07 | 7.5333e-07 | 1.7666e-09 | 3.5332e-09 | 1.9433e-07 | 1
2143 | 0.14505 | 0.006453 | 0.47298 | 0.4913 | 0.012776 | 0.22989 | 0.60538 | 5.9633e-08 | 2.3853e-06 | 1.2583e-05 | 3.7812e-08 | 7.5624e-08 | 4.1593e-06 | 1
2144 | 0.14505 | 0.034232 | 0.47298 | 0.4874 | 0.057746 | 0.2328 | 0.6534 | 3.1634e-07 | 1.2654e-05 | 6.6748e-05 | 1.709e-07 | 3.4181e-07 | 1.8799e-05 | 1
2145 | 0.14505 | 0.073187 | 0.46586 | 0.48984 | 0.10646 | 0.23183 | 0.66673 | 6.7633e-07 | 2.7053e-05 | 0.00014271 | 3.1509e-07 | 6.3017e-07 | 3.4659e-05 | 1
2146 | 0.14505 | 0.10991 | 0.45696 | 0.48618 | 0.16549 | 0.22311 | 0.66007 | 1.0157e-06 | 4.0626e-05 | 0.0002143 | 4.8977e-07 | 9.7953e-07 | 5.3874e-05 | 1
2147 | 0.14505 | 0.13864 | 0.42789 | 0.45713 | 0.21982 | 0.19887 | 0.61739 | 1.2812e-06 | 5.1249e-05 | 0.00027034 | 6.5059e-07 | 1.3012e-06 | 7.1564e-05 | 1
2148 | 0.14505 | 0.15493 | 0.38279 | 0.42222 | 0.24793 | 0.16785 | 0.54803 | 1.4317e-06 | 5.7268e-05 | 0.00030209 | 7.3377e-07 | 1.4675e-06 | 8.0714e-05 | 1
2149 | 0.14505 | 0.15525 | 0.33651 | 0.39537 | 0.2676 | 0.13779 | 0.46133 | 1.4347e-06 | 5.7386e-05 | 0.00030271 | 7.9199e-07 | 1.584e-06 | 8.7119e-05 | 1
2150 | 0.14505 | 0.15142 | 0.3015 | 0.38439 | 0.28072 | 0.11355 | 0.39198 | 1.3992e-06 | 5.597e-05 | 0.00029524 | 8.3081e-07 | 1.6616e-06 | 9.1389e-05 | 1
2151 | 0.14505 | 0.12651 | 0.27242 | 0.37462 | 0.22826 | 0.094165 | 0.33729 | 1.1691e-06 | 4.6764e-05 | 0.00024668 | 6.7554e-07 | 1.3511e-06 | 7.4309e-05 | 1
2152 | 0.14505 | 0.095218 | 0.24572 | 0.34435 | 0.15237 | 0.079622 | 0.29728 | 8.7993e-07 | 3.5197e-05 | 0.00018566 | 4.5095e-07 | 9.019e-07 | 4.9604e-05 | 1
2153 | 0.29011 | 0.058818 | 0.22258 | 0.29382 | 0.085852 | 0.068958 | 0.26127 | 5.4355e-07 | 2.1742e-05 | 0.00011469 | 2.5409e-07 | 5.0817e-07 | 2.7949e-05 | 1
2154 | 0.29011 | 0.025611 | 0.19944 | 0.23304 | 0.033387 | 0.058293 | 0.21725 | 2.3667e-07 | 9.467e-06 | 4.9938e-05 | 9.8812e-08 | 1.9762e-07 | 1.0869e-05 | 1
2155 | 0.29011 | 0.0045372 | 0.1763 | 0.1581 | 0.0052812 | 0.048598 | 0.1559 | 4.1929e-08 | 1.6772e-06 | 8.8471e-06 | 1.563e-08 | 3.1261e-08 | 1.7193e-06 | 1
2156 | 0.29011 | 0.00038635 | 0.15137 | 0.11368 | 0.00059691 | 0.039873 | 0.12522 | 3.5703e-09 | 1.4281e-07 | 7.5333e-07 | 1.7666e-09 | 3.5332e-09 | 1.9433e-07 | 1
2157 | 0.29011 | 0.00038635 | 0.12764 | 0.090486 | 0.00059691 | 0.035025 | 0.10922 | 3.5703e-09 | 1.4281e-07 | 7.5333e-07 | 1.7666e-09 | 3.5332e-09 | 1.9433e-07 | 1
2158 | 0.29011 | 0.00038635 | 0.10509 | 0.072911 | 0.00059691 | 0.032117 | 0.093214 | 3.5703e-09 | 1.4281e-07 | 7.5333e-07 | 1.7666e-09 | 3.5332e-09 | 1.9433e-07 | 1
2159 | 0.29011 | 0.00038635 | 0.078389 | 0.054115 | 0.00059691 | 0.028239 | 0.079876 | 3.5703e-09 | 1.4281e-07 | 7.5333e-07 | 1.7666e-09 | 3.5332e-09 | 1.9433e-07 | 1
2160 | 0.29011 | 0.00038635 | 0.0505 | 0.042398 | 0.00059691 | 0.020483 | 0.071873 | 3.5703e-09 | 1.4281e-07 | 7.5333e-07 | 1.7666e-09 | 3.5332e-09 | 1.9433e-07 | 1
2161 | 0.29011 | 0.00038635 | 0.030326 | 0.026043 | 0.00059691 | 0.020483 | 0.057202 | 3.5703e-09 | 1.4281e-07 | 7.5333e-07 | 1.7666e-09 | 3.5332e-09 | 1.9433e-07 | 1
2162 | 0.29011 | 0.00038635 | 0.014898 | 0.015059 | 0.00059691 | 0.017575 | 0.046532 | 3.5703e-09 | 1.4281e-07 | 7.5333e-07 | 1.7666e-09 | 3.5332e-09 | 1.9433e-07 | 1
2163 | 0.29011 | 0.00038635 | 0.0048104 | 0.0077355 | 0.00059691 | 0.011758 | 0.035862 | 3.5703e-09 | 1.4281e-07 | 7.5333e-07 | 1.7666e-09 | 3.5332e-09 | 1.9433e-07 | 1
2164 | 0.29011 | 0.00038635 | 0.0018435 | 0.0048062 | 0.00059691 | 0.0088491 | 0.03186 | 3.5703e-09 | 1.4281e-07 | 7.5333e-07 | 1.7666e-09 | 3.5332e-09 | 1.9433e-07 | 1
2165 | 0.29011 | 0.00038635 | 0.0012501 | 0.0048062 | 0.00059691 | 0.0078796 | 0.03186 | 3.5703e-09 | 1.4281e-07 | 7.5333e-07 | 1.7666e-09 | 3.5332e-09 | 1.9433e-07 | 1
2166 | 0.29011 | 0.00038635 | 0.0012501 | 0.0062708 | 0.00059691 | 0.0078796 | 0.029193 | 3.5703e-09 | 1.4281e-07 | 7.5333e-07 | 1.7666e-09 | 3.5332e-09 | 1.9433e-07 | 1
2167 | 0.29011 | 0.0061337 | 0.0036236 | 0.0094442 | 0.011839 | 0.0078796 | 0.027859 | 5.6683e-08 | 2.2673e-06 | 1.196e-05 | 3.5039e-08 | 7.0079e-08 | 3.8543e-06 | 1
2168 | 0.29011 | 0.029443 | 0.0054037 | 0.013106 | 0.048377 | 0.0088491 | 0.030526 | 2.7208e-07 | 1.0883e-05 | 5.741e-05 | 1.4318e-07 | 2.8635e-07 | 1.5749e-05 | 1
2169 | 0.29011 | 0.06265 | 0.008964 | 0.017744 | 0.090536 | 0.0098186 | 0.034528 | 5.7895e-07 | 2.3158e-05 | 0.00012216 | 2.6795e-07 | 5.359e-07 | 2.9474e-05 | 1
2170 | 0.29011 | 0.095857 | 0.019051 | 0.031413 | 0.13644 | 0.010788 | 0.043864 | 8.8583e-07 | 3.5433e-05 | 0.00018691 | 4.0381e-07 | 8.0763e-07 | 4.4419e-05 | 1
2171 | 0.29011 | 0.12268 | 0.027952 | 0.045571 | 0.17673 | 0.013697 | 0.058536 | 1.1337e-06 | 4.5347e-05 | 0.00023921 | 5.2304e-07 | 1.0461e-06 | 5.7534e-05 | 1
2172 | 0.29011 | 0.13864 | 0.037446 | 0.051186 | 0.20296 | 0.015636 | 0.07054 | 1.2812e-06 | 5.1249e-05 | 0.00027034 | 6.0068e-07 | 1.2014e-06 | 6.6074e-05 | 1
2173 | 0.29011 | 0.1412 | 0.042786 | 0.055824 | 0.21889 | 0.018544 | 0.089212 | 1.3048e-06 | 5.2193e-05 | 0.00027532 | 6.4781e-07 | 1.2956e-06 | 7.1259e-05 | 1
2174 | 0.29011 | 0.13513 | 0.039226 | 0.063879 | 0.2217 | 0.025331 | 0.11722 | 1.2488e-06 | 4.995e-05 | 0.00026349 | 6.5613e-07 | 1.3123e-06 | 7.2174e-05 | 1
2175 | 0.29011 | 0.11501 | 0.034479 | 0.077793 | 0.18797 | 0.038903 | 0.15057 | 1.0629e-06 | 4.2515e-05 | 0.00022427 | 5.5631e-07 | 1.1126e-06 | 6.1194e-05 | 1
2176 | 0.29011 | 0.088832 | 0.032106 | 0.094148 | 0.13457 | 0.063141 | 0.17991 | 8.2091e-07 | 3.2836e-05 | 0.00017321 | 3.9827e-07 | 7.9653e-07 | 4.3809e-05 | 1
2177 | 0.29011 | 0.056264 | 0.038039 | 0.11148 | 0.079294 | 0.096104 | 0.21459 | 5.1994e-07 | 2.0798e-05 | 0.00010971 | 2.3468e-07 | 4.6935e-07 | 2.5814e-05 | 1
2178 | 0.29011 | 0.024972 | 0.054654 | 0.11221 | 0.031513 | 0.12616 | 0.2426 | 2.3077e-07 | 9.2309e-06 | 4.8693e-05 | 9.3267e-08 | 1.8653e-07 | 1.0259e-05 | 1
2179 | 0.29011 | 0.0048565 | 0.087883 | 0.10831 | 0.0052812 | 0.15427 | 0.27061 | 4.488e-08 | 1.7952e-06 | 9.4697e-06 | 1.563e-08 | 3.1261e-08 | 1.7193e-06 | 1
2180 | 0.29011 | 0.00038635 | 0.16146 | 0.12783 | 0.00059691 | 0.18142 | 0.32662 | 3.5703e-09 | 1.4281e-07 | 7.5333e-07 | 1.7666e-09 | 3.5332e-09 | 1.9433e-07 | 1
2181 | 0.29011 | 0.00038635 | 0.28251 | 0.16982 | 0.00059691 | 0.20663 | 0.39598 | 3.5703e-09 | 1.4281e-07 | 7.5333e-07 | 1.7666e-09 | 3.5332e-09 | 1.9433e-07 | 1
2182 | 0.14505 | 0.00038635 | 0.38101 | 0.21864 | 0.00059691 | 0.22408 | 0.45333 | 3.5703e-09 | 1.4281e-07 | 7.5333e-07 | 1.7666e-09 | 3.5332e-09 | 1.9433e-07 | 1
2183 | 0.14505 | 0.00038635 | 0.42195 | 0.2533 | 0.00059691 | 0.23862 | 0.47867 | 3.5703e-09 | 1.4281e-07 | 7.5333e-07 | 1.7666e-09 | 3.5332e-09 | 1.9433e-07 | 1
2184 | 0.14505 | 0.00038635 | 0.43145 | 0.25428 | 0.00059691 | 0.22602 | 0.3613 | 3.5703e-09 | 1.4281e-07 | 7.5333e-07 | 1.7666e-09 | 3.5332e-09 | 1.9433e-07 | 1
2185 | 0.14505 | 0.00038635 | 0.44391 | 0.28089 | 0.00059691 | 0.23474 | 0.39731 | 3.5703e-09 | 1.4281e-07 | 7.5333e-07 | 1.7666e-09 | 3.5332e-09 | 1.9433e-07 | 1
2186 | 0.14505 | 0.00038635 | 0.44391 | 0.30408 | 0.00059691 | 0.24928 | 0.448 | 3.5703e-09 | 1.4281e-07 | 7.5333e-07 | 1.7666e-09 | 3.5332e-09 | 1.9433e-07 | 1
2187 | 0.14505 | 0.00038635 | 0.44391 | 0.31823 | 0.00059691 | 0.27449 | 0.49468 | 3.5703e-09 | 1.4281e-07 | 7.5333e-07 | 1.7666e-09 | 3.5332e-09 | 1.9433e-07 | 1
2188 | 0.14505 | 0.00038635 | 0.47002 | 0.3341 | 0.00059691 | 0.28903 | 0.51602 | 3.5703e-09 | 1.4281e-07 | 7.5333e-07 | 1.7666e-09 | 3.5332e-09 | 1.9433e-07 | 1
2189 | 0.14505 | 0.00038635 | 0.47002 | 0.35924 | 0.00059691 | 0.30164 | 0.54136 | 3.5703e-09 | 1.4281e-07 | 7.5333e-07 | 1.7666e-09 | 3.5332e-09 | 1.9433e-07 | 1
2190 | 0.14505 | 0.00038635 | 0.47239 | 0.3651 | 0.00059691 | 0.30939 | 0.56403 | 3.5703e-09 | 1.4281e-07 | 7.5333e-07 | 1.7666e-09 | 3.5332e-09 | 1.9433e-07 | 1
2191 | 0.14505 | 0.0074109 | 0.47536 | 0.31531 | 0.016524 | 0.32394 | 0.54536 | 6.8485e-08 | 2.7394e-06 | 1.445e-05 | 4.8903e-08 | 9.7806e-08 | 5.3793e-06 | 1
2192 | 0.14505 | 0.034551 | 0.48129 | 0.34679 | 0.059619 | 0.322 | 0.54803 | 3.1929e-07 | 1.2772e-05 | 6.7371e-05 | 1.7645e-07 | 3.529e-07 | 1.9409e-05 | 1
2193 | 0.14505 | 0.072229 | 0.47654 | 0.40465 | 0.10459 | 0.30939 | 0.5707 | 6.6748e-07 | 2.6699e-05 | 0.00014084 | 3.0954e-07 | 6.1908e-07 | 3.4049e-05 | 1
2194 | 0.14505 | 0.11023 | 0.47536 | 0.43662 | 0.15143 | 0.29582 | 0.59738 | 1.0186e-06 | 4.0744e-05 | 0.00021493 | 4.4818e-07 | 8.9635e-07 | 4.9299e-05 | 1
2195 | 0.14505 | 0.1412 | 0.48367 | 0.46689 | 0.20483 | 0.27255 | 0.61872 | 1.3048e-06 | 5.2193e-05 | 0.00027532 | 6.0622e-07 | 1.2124e-06 | 6.6684e-05 | 1
2196 | 0.14505 | 0.16355 | 0.48248 | 0.49936 | 0.23481 | 0.24638 | 0.63606 | 1.5114e-06 | 6.0455e-05 | 0.0003189 | 6.9495e-07 | 1.3899e-06 | 7.6444e-05 | 1
2197 | 0.14505 | 0.17153 | 0.4807 | 0.53378 | 0.25074 | 0.23377 | 0.65606 | 1.5851e-06 | 6.3406e-05 | 0.00033446 | 7.4209e-07 | 1.4842e-06 | 8.1629e-05 | 1
2198 | 0.14505 | 0.17377 | 0.47951 | 0.56917 | 0.26479 | 0.23474 | 0.6774 | 1.6058e-06 | 6.4232e-05 | 0.00033882 | 7.8368e-07 | 1.5674e-06 | 8.6204e-05 | 1
2199 | 0.14505 | 0.14567 | 0.48485 | 0.59602 | 0.22826 | 0.24541 | 0.69208 | 1.3461e-06 | 5.3845e-05 | 0.00028403 | 6.7554e-07 | 1.3511e-06 | 7.4309e-05 | 1
2200 | 0.14505 | 0.10767 | 0.50206 | 0.597 | 0.16174 | 0.2551 | 0.67874 | 9.95e-07 | 3.98e-05 | 0.00020995 | 4.7868e-07 | 9.5735e-07 | 5.2654e-05 | 1
2201 | 0.14505 | 0.067439 | 0.51808 | 0.57503 | 0.09522 | 0.27061 | 0.64673 | 6.2322e-07 | 2.4929e-05 | 0.0001315 | 2.8181e-07 | 5.6362e-07 | 3.0999e-05 | 1
2202 | 0.14505 | 0.029443 | 0.51867 | 0.55746 | 0.037135 | 0.29388 | 0.62405 | 2.7208e-07 | 1.0883e-05 | 5.741e-05 | 1.099e-07 | 2.1981e-07 | 1.2089e-05 | 1
2203 | 0.14505 | 0.0054951 | 0.51867 | 0.54891 | 0.0062181 | 0.31424 | 0.63606 | 5.0781e-08 | 2.0313e-06 | 1.0715e-05 | 1.8403e-08 | 3.6806e-08 | 2.0243e-06 | 1
2204 | 0.14505 | 0.00038635 | 0.51867 | 0.55697 | 0.00059691 | 0.3249 | 0.65473 | 3.5703e-09 | 1.4281e-07 | 7.5333e-07 | 1.7666e-09 | 3.5332e-09 | 1.9433e-07 | 1
2205 | 0.14505 | 0.00038635 | 0.51808 | 0.55282 | 0.00059691 | 0.32781 | 0.66007 | 3.5703e-09 | 1.4281e-07 | 7.5333e-07 | 1.7666e-09 | 3.5332e-09 | 1.9433e-07 | 1
2206 | 0.14505 | 0.00038635 | 0.51689 | 0.54037 | 0.00059691 | 0.32781 | 0.66273 | 3.5703e-09 | 1.4281e-07 | 7.5333e-07 | 1.7666e-09 | 3.5332e-09 | 1.9433e-07 | 1
2207 | 0.14505 | 0.00038635 | 0.51096 | 0.50595 | 0.00059691 | 0.32394 | 0.65073 | 3.5703e-09 | 1.4281e-07 | 7.5333e-07 | 1.7666e-09 | 3.5332e-09 | 1.9433e-07 | 1
2208 | 0.14505 | 0.00038635 | 0.48426 | 0.25062 | 0.00059691 | 0.22989 | 0.51202 | 3.5703e-09 | 1.4281e-07 | 7.5333e-07 | 1.7666e-09 | 3.5332e-09 | 1.9433e-07 | 1
2209 | 0.14505 | 0.00038635 | 0.45815 | 0.30432 | 0.00059691 | 0.27158 | 0.49868 | 3.5703e-09 | 1.4281e-07 | 7.5333e-07 | 1.7666e-09 | 3.5332e-09 | 1.9433e-07 | 1
2210 | 0.14505 | 0.00038635 | 0.43204 | 0.30212 | 0.00059691 | 0.25413 | 0.49201 | 3.5703e-09 | 1.4281e-07 | 7.5333e-07 | 1.7666e-09 | 3.5332e-09 | 1.9433e-07 | 1
2211 | 0.14505 | 0.00038635 | 0.47951 | 0.28284 | 0.00059691 | 0.20178 | 0.452 | 3.5703e-09 | 1.4281e-07 | 7.5333e-07 | 1.7666e-09 | 3.5332e-09 | 1.9433e-07 | 1
2212 | 0.14505 | 0.00038635 | 0.42017 | 0.26136 | 0.00059691 | 0.18433 | 0.40665 | 3.5703e-09 | 1.4281e-07 | 7.5333e-07 | 1.7666e-09 | 3.5332e-09 | 1.9433e-07 | 1
2213 | 0.29011 | 0.00038635 | 0.35253 | 0.22108 | 0.00059691 | 0.17754 | 0.36797 | 3.5703e-09 | 1.4281e-07 | 7.5333e-07 | 1.7666e-09 | 3.5332e-09 | 1.9433e-07 | 1
2214 | 0.29011 | 0.00038635 | 0.33947 | 0.16201 | 0.00059691 | 0.14846 | 0.30395 | 3.5703e-09 | 1.4281e-07 | 7.5333e-07 | 1.7666e-09 | 3.5332e-09 | 1.9433e-07 | 1
2215 | 0.29011 | 0.0051758 | 0.2926 | 0.12905 | 0.011839 | 0.093195 | 0.20392 | 4.7831e-08 | 1.9132e-06 | 1.0092e-05 | 3.5039e-08 | 7.0079e-08 | 3.8543e-06 | 1
2216 | 0.29011 | 0.018586 | 0.26649 | 0.1044 | 0.039008 | 0.094165 | 0.1399 | 1.7176e-07 | 6.8704e-06 | 3.6241e-05 | 1.1545e-07 | 2.309e-07 | 1.2699e-05 | 1
2217 | 0.29011 | 0.036467 | 0.21902 | 0.074864 | 0.067114 | 0.073805 | 0.10789 | 3.37e-07 | 1.348e-05 | 7.1107e-05 | 1.9863e-07 | 3.9726e-07 | 2.1849e-05 | 1
2218 | 0.29011 | 0.055625 | 0.17452 | 0.057044 | 0.091473 | 0.063141 | 0.087879 | 5.1404e-07 | 2.0562e-05 | 0.00010846 | 2.7072e-07 | 5.4144e-07 | 2.9779e-05 | 1
2219 | 0.29011 | 0.069355 | 0.14366 | 0.047768 | 0.11958 | 0.059263 | 0.083877 | 6.4092e-07 | 2.5637e-05 | 0.00013523 | 3.539e-07 | 7.0781e-07 | 3.8929e-05 | 1
2220 | 0.29011 | 0.073187 | 0.12527 | 0.045083 | 0.13644 | 0.047629 | 0.085211 | 6.7633e-07 | 2.7053e-05 | 0.00014271 | 4.0381e-07 | 8.0763e-07 | 4.4419e-05 | 1
2221 | 0.29011 | 0.067759 | 0.11696 | 0.04606 | 0.14581 | 0.034056 | 0.086545 | 6.2617e-07 | 2.5047e-05 | 0.00013212 | 4.3154e-07 | 8.6308e-07 | 4.7469e-05 | 1
2222 | 0.29011 | 0.065523 | 0.11399 | 0.053627 | 0.15331 | 0.035995 | 0.10122 | 6.0551e-07 | 2.422e-05 | 0.00012776 | 4.5372e-07 | 9.0744e-07 | 4.9909e-05 | 1
2223 | 0.29011 | 0.053709 | 0.12289 | 0.071202 | 0.12988 | 0.049568 | 0.12656 | 4.9634e-07 | 1.9853e-05 | 0.00010473 | 3.844e-07 | 7.6881e-07 | 4.2284e-05 | 1
2224 | 0.29011 | 0.039022 | 0.14188 | 0.091463 | 0.091473 | 0.061202 | 0.15857 | 3.606e-07 | 1.4424e-05 | 7.6087e-05 | 2.7072e-07 | 5.4144e-07 | 2.9779e-05 | 1
2225 | 0.29011 | 0.024653 | 0.17274 | 0.10367 | 0.055872 | 0.069927 | 0.17591 | 2.2782e-07 | 9.1129e-06 | 4.8071e-05 | 1.6536e-07 | 3.3072e-07 | 1.8189e-05 | 1
2226 | 0.29011 | 0.012839 | 0.21487 | 0.11343 | 0.024955 | 0.073805 | 0.17857 | 1.1865e-07 | 4.7459e-06 | 2.5035e-05 | 7.3858e-08 | 1.4772e-07 | 8.1243e-06 | 1
2227 | 0.29011 | 0.0035793 | 0.26234 | 0.1232 | 0.0052812 | 0.072836 | 0.18258 | 3.3077e-08 | 1.3231e-06 | 6.9793e-06 | 1.563e-08 | 3.1261e-08 | 1.7193e-06 | 1
2228 | 0.29011 | 0.00038635 | 0.29319 | 0.1293 | 0.00059691 | 0.0835 | 0.19725 | 3.5703e-09 | 1.4281e-07 | 7.5333e-07 | 1.7666e-09 | 3.5332e-09 | 1.9433e-07 | 1
2229 | 0.29011 | 0.00038635 | 0.3015 | 0.1249 | 0.00059691 | 0.10677 | 0.21859 | 3.5703e-09 | 1.4281e-07 | 7.5333e-07 | 1.7666e-09 | 3.5332e-09 | 1.9433e-07 | 1
2230 | 0.29011 | 0.00038635 | 0.30328 | 0.1232 | 0.00059691 | 0.12907 | 0.25327 | 3.5703e-09 | 1.4281e-07 | 7.5333e-07 | 1.7666e-09 | 3.5332e-09 | 1.9433e-07 | 1
2231 | 0.29011 | 0.00038635 | 0.30269 | 0.12515 | 0.00059691 | 0.14652 | 0.27061 | 3.5703e-09 | 1.4281e-07 | 7.5333e-07 | 1.7666e-09 | 3.5332e-09 | 1.9433e-07 | 1
2232 | 0.29011 | 0.00038635 | 0.24987 | 0.16372 | 0.00059691 | 0.163 | 0.35197 | 3.5703e-09 | 1.4281e-07 | 7.5333e-07 | 1.7666e-09 | 3.5332e-09 | 1.9433e-07 | 1
2233 | 0.29011 | 0.00038635 | 0.24809 | 0.18544 | 0.00059691 | 0.20857 | 0.39598 | 3.5703e-09 | 1.4281e-07 | 7.5333e-07 | 1.7666e-09 | 3.5332e-09 | 1.9433e-07 | 1
2234 | 0.29011 | 0.00038635 | 0.26471 | 0.18617 | 0.00059691 | 0.22989 | 0.37197 | 3.5703e-09 | 1.4281e-07 | 7.5333e-07 | 1.7666e-09 | 3.5332e-09 | 1.9433e-07 | 1
2235 | 0.29011 | 0.00038635 | 0.27302 | 0.20033 | 0.00059691 | 0.2328 | 0.37464 | 3.5703e-09 | 1.4281e-07 | 7.5333e-07 | 1.7666e-09 | 3.5332e-09 | 1.9433e-07 | 1
2236 | 0.29011 | 0.00038635 | 0.26708 | 0.22523 | 0.00059691 | 0.21438 | 0.38931 | 3.5703e-09 | 1.4281e-07 | 7.5333e-07 | 1.7666e-09 | 3.5332e-09 | 1.9433e-07 | 1
2237 | 0.29011 | 0.00038635 | 0.24631 | 0.24061 | 0.00059691 | 0.19499 | 0.33863 | 3.5703e-09 | 1.4281e-07 | 7.5333e-07 | 1.7666e-09 | 3.5332e-09 | 1.9433e-07 | 1
2238 | 0.29011 | 0.00038635 | 0.24097 | 0.23329 | 0.00059691 | 0.16203 | 0.30795 | 3.5703e-09 | 1.4281e-07 | 7.5333e-07 | 1.7666e-09 | 3.5332e-09 | 1.9433e-07 | 1
2239 | 0.29011 | 0.0080495 | 0.24157 | 0.24281 | 0.016524 | 0.13876 | 0.30795 | 7.4387e-08 | 2.9755e-06 | 1.5696e-05 | 4.8903e-08 | 9.7806e-08 | 5.3793e-06 | 1
2240 | 0.29011 | 0.030081 | 0.24631 | 0.22474 | 0.054935 | 0.11355 | 0.31062 | 2.7798e-07 | 1.1119e-05 | 5.8655e-05 | 1.6258e-07 | 3.2517e-07 | 1.7884e-05 | 1
2241 | 0.29011 | 0.061053 | 0.2475 | 0.19911 | 0.098968 | 0.094165 | 0.28661 | 5.642e-07 | 2.2568e-05 | 0.00011905 | 2.929e-07 | 5.8581e-07 | 3.2219e-05 | 1
2242 | 0.29011 | 0.093941 | 0.24513 | 0.1891 | 0.14487 | 0.081561 | 0.27727 | 8.6812e-07 | 3.4725e-05 | 0.00018317 | 4.2877e-07 | 8.5753e-07 | 4.7164e-05 | 1
2243 | 0.29011 | 0.12204 | 0.24157 | 0.1852 | 0.18329 | 0.0835 | 0.29328 | 1.1278e-06 | 4.5111e-05 | 0.00023796 | 5.4245e-07 | 1.0849e-06 | 5.9669e-05 | 1
2244 | 0.29011 | 0.13769 | 0.23385 | 0.18447 | 0.21139 | 0.097073 | 0.32129 | 1.2724e-06 | 5.0895e-05 | 0.00026847 | 6.2563e-07 | 1.2513e-06 | 6.8819e-05 | 1
2245 | 0.29011 | 0.1396 | 0.22733 | 0.19032 | 0.22638 | 0.12519 | 0.35597 | 1.2901e-06 | 5.1603e-05 | 0.00027221 | 6.6999e-07 | 1.34e-06 | 7.3699e-05 | 1
2246 | 0.29011 | 0.13673 | 0.22436 | 0.20961 | 0.22638 | 0.16785 | 0.39731 | 1.2635e-06 | 5.0541e-05 | 0.0002666 | 6.6999e-07 | 1.34e-06 | 7.3699e-05 | 1
2247 | 0.29011 | 0.11629 | 0.22911 | 0.23939 | 0.19734 | 0.20372 | 0.43599 | 1.0747e-06 | 4.2987e-05 | 0.00022676 | 5.8404e-07 | 1.1681e-06 | 6.4244e-05 | 1
2248 | 0.29011 | 0.088513 | 0.23919 | 0.26331 | 0.14487 | 0.22989 | 0.45867 | 8.1796e-07 | 3.2718e-05 | 0.00017259 | 4.2877e-07 | 8.5753e-07 | 4.7164e-05 | 1
2249 | 0.29011 | 0.056264 | 0.25047 | 0.25819 | 0.086788 | 0.24444 | 0.452 | 5.1994e-07 | 2.0798e-05 | 0.00010971 | 2.5686e-07 | 5.1372e-07 | 2.8254e-05 | 1
2250 | 0.29011 | 0.026569 | 0.25522 | 0.22816 | 0.037135 | 0.24638 | 0.42132 | 2.4553e-07 | 9.8211e-06 | 5.1806e-05 | 1.099e-07 | 2.1981e-07 | 1.2089e-05 | 1
2251 | 0.29011 | 0.006453 | 0.25759 | 0.21205 | 0.007155 | 0.23377 | 0.41999 | 5.9633e-08 | 2.3853e-06 | 1.2583e-05 | 2.1176e-08 | 4.2351e-08 | 2.3293e-06 | 1
2252 | 0.29011 | 0.00038635 | 0.26412 | 0.22206 | 0.00059691 | 0.20857 | 0.43066 | 3.5703e-09 | 1.4281e-07 | 7.5333e-07 | 1.7666e-09 | 3.5332e-09 | 1.9433e-07 | 1
2253 | 0.29011 | 0.00038635 | 0.2742 | 0.23377 | 0.00059691 | 0.18918 | 0.41465 | 3.5703e-09 | 1.4281e-07 | 7.5333e-07 | 1.7666e-09 | 3.5332e-09 | 1.9433e-07 | 1
2254 | 0.29011 | 0.00038635 | 0.28192 | 0.23231 | 0.00059691 | 0.18433 | 0.37997 | 3.5703e-09 | 1.4281e-07 | 7.5333e-07 | 1.7666e-09 | 3.5332e-09 | 1.9433e-07 | 1
2255 | 0.29011 | 0.00038635 | 0.28132 | 0.22157 | 0.00059691 | 0.18336 | 0.35863 | 3.5703e-09 | 1.4281e-07 | 7.5333e-07 | 1.7666e-09 | 3.5332e-09 | 1.9433e-07 | 1
2256 | 0.29011 | 0.00038635 | 0.24572 | 0.12368 | 0.00059691 | 0.13101 | 0.27994 | 3.5703e-09 | 1.4281e-07 | 7.5333e-07 | 1.7666e-09 | 3.5332e-09 | 1.9433e-07 | 1
2257 | 0.29011 | 0.00038635 | 0.26115 | 0.12173 | 0.00059691 | 0.12325 | 0.27061 | 3.5703e-09 | 1.4281e-07 | 7.5333e-07 | 1.7666e-09 | 3.5332e-09 | 1.9433e-07 | 1
2258 | 0.29011 | 0.00038635 | 0.24691 | 0.10513 | 0.00059691 | 0.11452 | 0.2506 | 3.5703e-09 | 1.4281e-07 | 7.5333e-07 | 1.7666e-09 | 3.5332e-09 | 1.9433e-07 | 1
2259 | 0.29011 | 0.00038635 | 0.24097 | 0.091707 | 0.00059691 | 0.095134 | 0.22526 | 3.5703e-09 | 1.4281e-07 | 7.5333e-07 | 1.7666e-09 | 3.5332e-09 | 1.9433e-07 | 1
2260 | 0.29011 | 0.00038635 | 0.24394 | 0.093171 | 0.00059691 | 0.10095 | 0.23459 | 3.5703e-09 | 1.4281e-07 | 7.5333e-07 | 1.7666e-09 | 3.5332e-09 | 1.9433e-07 | 1
2261 | 0.29011 | 0.00038635 | 0.26412 | 0.11319 | 0.00059691 | 0.090287 | 0.27194 | 3.5703e-09 | 1.4281e-07 | 7.5333e-07 | 1.7666e-09 | 3.5332e-09 | 1.9433e-07 | 1
2262 | 0.29011 | 0.00038635 | 0.28014 | 0.13882 | 0.00059691 | 0.097073 | 0.24926 | 3.5703e-09 | 1.4281e-07 | 7.5333e-07 | 1.7666e-09 | 3.5332e-09 | 1.9433e-07 | 1
2263 | 0.29011 | 0.0099653 | 0.26352 | 0.1354 | 0.021208 | 0.099982 | 0.27994 | 9.2091e-08 | 3.6836e-06 | 1.9431e-05 | 6.2767e-08 | 1.2553e-07 | 6.9043e-06 | 1
2264 | 0.29011 | 0.035509 | 0.26471 | 0.1293 | 0.066177 | 0.11355 | 0.29995 | 3.2815e-07 | 1.3126e-05 | 6.9239e-05 | 1.9586e-07 | 3.9172e-07 | 2.1544e-05 | 1
2265 | 0.29011 | 0.068716 | 0.26352 | 0.13467 | 0.11208 | 0.13004 | 0.29195 | 6.3502e-07 | 2.5401e-05 | 0.00013399 | 3.3172e-07 | 6.6344e-07 | 3.6489e-05 | 1
2266 | 0.29011 | 0.1016 | 0.25522 | 0.15517 | 0.15799 | 0.14846 | 0.31195 | 9.3894e-07 | 3.7558e-05 | 0.00019812 | 4.6759e-07 | 9.3517e-07 | 5.1434e-05 | 1
2267 | 0.29011 | 0.12779 | 0.24631 | 0.18105 | 0.19453 | 0.17172 | 0.35197 | 1.1809e-06 | 4.7236e-05 | 0.00024917 | 5.7572e-07 | 1.1514e-06 | 6.3329e-05 | 1
2268 | 0.29011 | 0.14279 | 0.23741 | 0.20473 | 0.21514 | 0.20081 | 0.39865 | 1.3196e-06 | 5.2783e-05 | 0.00027843 | 6.3672e-07 | 1.2734e-06 | 7.0039e-05 | 1
2269 | 0.29011 | 0.14439 | 0.2386 | 0.22352 | 0.23013 | 0.23086 | 0.43999 | 1.3343e-06 | 5.3373e-05 | 0.00028154 | 6.8109e-07 | 1.3622e-06 | 7.4919e-05 | 1
2270 | 0.29011 | 0.14216 | 0.24631 | 0.24061 | 0.24606 | 0.26383 | 0.48001 | 1.3137e-06 | 5.2547e-05 | 0.00027719 | 7.2822e-07 | 1.4564e-06 | 8.0104e-05 | 1
2271 | 0.29011 | 0.12523 | 0.25284 | 0.25843 | 0.21233 | 0.28903 | 0.51468 | 1.1573e-06 | 4.6292e-05 | 0.00024419 | 6.284e-07 | 1.2568e-06 | 6.9124e-05 | 1
2272 | 0.29011 | 0.097134 | 0.26412 | 0.26893 | 0.15424 | 0.30261 | 0.52536 | 8.9763e-07 | 3.5905e-05 | 0.0001894 | 4.5649e-07 | 9.1299e-07 | 5.0214e-05 | 1
2273 | 0.29011 | 0.061373 | 0.28785 | 0.26771 | 0.094283 | 0.30551 | 0.52135 | 5.6715e-07 | 2.2686e-05 | 0.00011967 | 2.7904e-07 | 5.5808e-07 | 3.0694e-05 | 1
2274 | 0.29011 | 0.028165 | 0.32108 | 0.25867 | 0.040882 | 0.29388 | 0.52135 | 2.6028e-07 | 1.0411e-05 | 5.4919e-05 | 1.2099e-07 | 2.4199e-07 | 1.3309e-05 | 1
2275 | 0.29011 | 0.006453 | 0.35253 | 0.26673 | 0.007155 | 0.2551 | 0.55336 | 5.9633e-08 | 2.3853e-06 | 1.2583e-05 | 2.1176e-08 | 4.2351e-08 | 2.3293e-06 | 1
2276 | 0.29011 | 0.00038635 | 0.3727 | 0.29382 | 0.00059691 | 0.18918 | 0.58671 | 3.5703e-09 | 1.4281e-07 | 7.5333e-07 | 1.7666e-09 | 3.5332e-09 | 1.9433e-07 | 1
2277 | 0.14505 | 0.00038635 | 0.38338 | 0.31628 | 0.00059691 | 0.12713 | 0.55603 | 3.5703e-09 | 1.4281e-07 | 7.5333e-07 | 1.7666e-09 | 3.5332e-09 | 1.9433e-07 | 1
2278 | 0.29011 | 0.00038635 | 0.38694 | 0.32653 | 0.00059691 | 0.0835 | 0.49201 | 3.5703e-09 | 1.4281e-07 | 7.5333e-07 | 1.7666e-09 | 3.5332e-09 | 1.9433e-07 | 1
2279 | 0.14505 | 0.00038635 | 0.38813 | 0.32092 | 0.00059691 | 0.056354 | 0.41865 | 3.5703e-09 | 1.4281e-07 | 7.5333e-07 | 1.7666e-09 | 3.5332e-09 | 1.9433e-07 | 1
2280 | 0.14505 | 0.00038635 | 0.35965 | 0.15884 | 0.00059691 | 0.038903 | 0.22659 | 3.5703e-09 | 1.4281e-07 | 7.5333e-07 | 1.7666e-09 | 3.5332e-09 | 1.9433e-07 | 1
2281 | 0.14505 | 0.00038635 | 0.3816 | 0.14639 | 0.00059691 | 0.019514 | 0.1639 | 3.5703e-09 | 1.4281e-07 | 7.5333e-07 | 1.7666e-09 | 3.5332e-09 | 1.9433e-07 | 1
2282 | 0.14505 | 0.00038635 | 0.39585 | 0.13735 | 0.00059691 | 0.0059406 | 0.11322 | 3.5703e-09 | 1.4281e-07 | 7.5333e-07 | 1.7666e-09 | 3.5332e-09 | 1.9433e-07 | 1
2283 | 0.14505 | 0.00038635 | 0.25106 | 0.11587 | 0.00059691 | 0.0030321 | 0.077208 | 3.5703e-09 | 1.4281e-07 | 7.5333e-07 | 1.7666e-09 | 3.5332e-09 | 1.9433e-07 | 1
2284 | 0.14505 | 0.00038635 | 0.23089 | 0.10586 | 0.00059691 | 0.010788 | 0.079876 | 3.5703e-09 | 1.4281e-07 | 7.5333e-07 | 1.7666e-09 | 3.5332e-09 | 1.9433e-07 | 1
2285 | 0.14505 | 0.00038635 | 0.28429 | 0.10367 | 0.00059691 | 0.018544 | 0.095881 | 3.5703e-09 | 1.4281e-07 | 7.5333e-07 | 1.7666e-09 | 3.5332e-09 | 1.9433e-07 | 1
2286 | 0.14505 | 0.00038635 | 0.25522 | 0.093171 | 0.00059691 | 0.032117 | 0.11722 | 3.5703e-09 | 1.4281e-07 | 7.5333e-07 | 1.7666e-09 | 3.5332e-09 | 1.9433e-07 | 1
2287 | 0.14505 | 0.009646 | 0.23563 | 0.072423 | 0.019334 | 0.060232 | 0.12389 | 8.914e-08 | 3.5656e-06 | 1.8809e-05 | 5.7221e-08 | 1.1444e-07 | 6.2943e-06 | 1
2288 | 0.29011 | 0.036148 | 0.18164 | 0.061194 | 0.06243 | 0.06508 | 0.12656 | 3.3405e-07 | 1.3362e-05 | 7.0484e-05 | 1.8477e-07 | 3.6953e-07 | 2.0324e-05 | 1
2289 | 0.29011 | 0.066481 | 0.16087 | 0.054115 | 0.098031 | 0.079622 | 0.12256 | 6.1436e-07 | 2.4575e-05 | 0.00012963 | 2.9013e-07 | 5.8026e-07 | 3.1914e-05 | 1
2290 | 0.29011 | 0.092983 | 0.12883 | 0.053139 | 0.12988 | 0.099012 | 0.12256 | 8.5927e-07 | 3.4371e-05 | 0.00018131 | 3.844e-07 | 7.6881e-07 | 4.2284e-05 | 1
2291 | 0.29011 | 0.12076 | 0.098564 | 0.057777 | 0.17392 | 0.099012 | 0.13189 | 1.116e-06 | 4.4639e-05 | 0.00023547 | 5.1472e-07 | 1.0294e-06 | 5.6619e-05 | 1
2292 | 0.29011 | 0.14439 | 0.080169 | 0.061194 | 0.19078 | 0.10289 | 0.1479 | 1.3343e-06 | 5.3373e-05 | 0.00028154 | 5.6463e-07 | 1.1293e-06 | 6.2109e-05 | 1
2293 | 0.29011 | 0.1562 | 0.070675 | 0.061194 | 0.20858 | 0.12422 | 0.17324 | 1.4435e-06 | 5.774e-05 | 0.00030458 | 6.1731e-07 | 1.2346e-06 | 6.7904e-05 | 1
2294 | 0.29011 | 0.16866 | 0.074235 | 0.065588 | 0.24231 | 0.15912 | 0.20925 | 1.5586e-06 | 6.2343e-05 | 0.00032886 | 7.1713e-07 | 1.4343e-06 | 7.8884e-05 | 1
2295 | 0.29011 | 0.14567 | 0.083729 | 0.073155 | 0.2039 | 0.19596 | 0.25327 | 1.3461e-06 | 5.3845e-05 | 0.00028403 | 6.0345e-07 | 1.2069e-06 | 6.6379e-05 | 1
2296 | 0.14505 | 0.10576 | 0.10212 | 0.077793 | 0.14581 | 0.22117 | 0.29195 | 9.773e-07 | 3.9092e-05 | 0.00020621 | 4.3154e-07 | 8.6308e-07 | 4.7469e-05 | 1
2297 | 0.14505 | 0.063608 | 0.11755 | 0.080234 | 0.090536 | 0.23377 | 0.30528 | 5.8781e-07 | 2.3512e-05 | 0.00012403 | 2.6795e-07 | 5.359e-07 | 2.9474e-05 | 1
2298 | 0.29011 | 0.029123 | 0.12883 | 0.081699 | 0.039008 | 0.23474 | 0.30662 | 2.6913e-07 | 1.0765e-05 | 5.6787e-05 | 1.1545e-07 | 2.309e-07 | 1.2699e-05 | 1
2299 | 0.29011 | 0.0070916 | 0.14425 | 0.08536 | 0.0080918 | 0.23086 | 0.33196 | 6.5535e-08 | 2.6214e-06 | 1.3828e-05 | 2.3948e-08 | 4.7897e-08 | 2.6343e-06 | 1
2300 | 0.29011 | 0.00038635 | 0.16858 | 0.094392 | 0.00059691 | 0.22505 | 0.37064 | 3.5703e-09 | 1.4281e-07 | 7.5333e-07 | 1.7666e-09 | 3.5332e-09 | 1.9433e-07 | 1
2301 | 0.29011 | 0.00038635 | 0.17926 | 0.09903 | 0.00059691 | 0.21147 | 0.38931 | 3.5703e-09 | 1.4281e-07 | 7.5333e-07 | 1.7666e-09 | 3.5332e-09 | 1.9433e-07 | 1
2302 | 0.29011 | 0.00038635 | 0.1668 | 0.097565 | 0.00059691 | 0.19111 | 0.37864 | 3.5703e-09 | 1.4281e-07 | 7.5333e-07 | 1.7666e-09 | 3.5332e-09 | 1.9433e-07 | 1
2303 | 0.14505 | 0.00038635 | 0.13417 | 0.09073 | 0.00059691 | 0.16494 | 0.3533 | 3.5703e-09 | 1.4281e-07 | 7.5333e-07 | 1.7666e-09 | 3.5332e-09 | 1.9433e-07 | 1
2304 | 0.14505 | 0.00038635 | 0.10509 | 0.056068 | 0.00059691 | 0.087378 | 0.17324 | 3.5703e-09 | 1.4281e-07 | 7.5333e-07 | 1.7666e-09 | 3.5332e-09 | 1.9433e-07 | 1
2305 | 0.14505 | 0.00038635 | 0.077202 | 0.050942 | 0.00059691 | 0.085439 | 0.16657 | 3.5703e-09 | 1.4281e-07 | 7.5333e-07 | 1.7666e-09 | 3.5332e-09 | 1.9433e-07 | 1
2306 | 0.14505 | 0.00038635 | 0.042786 | 0.040933 | 0.00059691 | 0.06411 | 0.14656 | 3.5703e-09 | 1.4281e-07 | 7.5333e-07 | 1.7666e-09 | 3.5332e-09 | 1.9433e-07 | 1
2307 | 0.14505 | 0.00038635 | 0.04694 | 0.026043 | 0.00059691 | 0.063141 | 0.11189 | 3.5703e-09 | 1.4281e-07 | 7.5333e-07 | 1.7666e-09 | 3.5332e-09 | 1.9433e-07 | 1
2308 | 0.14505 | 0.00038635 | 0.023205 | 0.018476 | 0.00059691 | 0.059263 | 0.09188 | 3.5703e-09 | 1.4281e-07 | 7.5333e-07 | 1.7666e-09 | 3.5332e-09 | 1.9433e-07 | 1
2309 | 0.29011 | 0.00038635 | 0.010151 | 0.023114 | 0.00059691 | 0.046659 | 0.093214 | 3.5703e-09 | 1.4281e-07 | 7.5333e-07 | 1.7666e-09 | 3.5332e-09 | 1.9433e-07 | 1
2310 | 0.29011 | 0.00070565 | 0.010151 | 0.034831 | 0.0015338 | 0.041812 | 0.083877 | 6.521e-09 | 2.6084e-07 | 1.3759e-06 | 4.5393e-09 | 9.0787e-09 | 4.9933e-07 | 1
2311 | 0.29011 | 0.0122 | 0.0083706 | 0.042886 | 0.025892 | 0.036964 | 0.063871 | 1.1275e-07 | 4.5098e-06 | 2.3789e-05 | 7.663e-08 | 1.5326e-07 | 8.4293e-06 | 1
2312 | 0.29011 | 0.043492 | 0.012524 | 0.04728 | 0.07742 | 0.0263 | 0.058536 | 4.0191e-07 | 1.6077e-05 | 8.4804e-05 | 2.2913e-07 | 4.5826e-07 | 2.5204e-05 | 1
2313 | 0.29011 | 0.079573 | 0.015491 | 0.045327 | 0.12614 | 0.022422 | 0.046532 | 7.3534e-07 | 2.9414e-05 | 0.00015516 | 3.7331e-07 | 7.4663e-07 | 4.1064e-05 | 1
2314 | 0.29011 | 0.1131 | 0.012524 | 0.046548 | 0.17392 | 0.018544 | 0.038529 | 1.0452e-06 | 4.1807e-05 | 0.00022053 | 5.1472e-07 | 1.0294e-06 | 5.6619e-05 | 1
2315 | 0.29011 | 0.14216 | 0.010151 | 0.052894 | 0.21701 | 0.015636 | 0.034528 | 1.3137e-06 | 5.2547e-05 | 0.00027719 | 6.4227e-07 | 1.2845e-06 | 7.0649e-05 | 1
2316 | 0.29011 | 0.16131 | 0.010151 | 0.058509 | 0.2395 | 0.014666 | 0.033194 | 1.4907e-06 | 5.9629e-05 | 0.00031454 | 7.0881e-07 | 1.4176e-06 | 7.7969e-05 | 1
2317 | 0.29011 | 0.16323 | 0.016678 | 0.057288 | 0.25636 | 0.015636 | 0.03186 | 1.5084e-06 | 6.0337e-05 | 0.00031828 | 7.5872e-07 | 1.5174e-06 | 8.3459e-05 | 1
2318 | 0.29011 | 0.1677 | 0.030919 | 0.060218 | 0.26948 | 0.016605 | 0.033194 | 1.5497e-06 | 6.1989e-05 | 0.00032699 | 7.9754e-07 | 1.5951e-06 | 8.7729e-05 | 1
2319 | 0.29011 | 0.13737 | 0.0505 | 0.069249 | 0.2217 | 0.017575 | 0.035862 | 1.2694e-06 | 5.0777e-05 | 0.00026785 | 6.5613e-07 | 1.3123e-06 | 7.2174e-05 | 1
2320 | 0.29011 | 0.098731 | 0.076016 | 0.084628 | 0.15237 | 0.020483 | 0.037195 | 9.1238e-07 | 3.6495e-05 | 0.00019251 | 4.5095e-07 | 9.019e-07 | 4.9604e-05 | 1
2321 | 0.29011 | 0.060095 | 0.10568 | 0.095368 | 0.089599 | 0.023392 | 0.039863 | 5.5535e-07 | 2.2214e-05 | 0.00011718 | 2.6518e-07 | 5.3035e-07 | 2.9169e-05 | 1
2322 | 0.29011 | 0.028485 | 0.14188 | 0.10318 | 0.039008 | 0.025331 | 0.041197 | 2.6323e-07 | 1.0529e-05 | 5.5542e-05 | 1.1545e-07 | 2.309e-07 | 1.2699e-05 | 1
2323 | 0.14505 | 0.0070916 | 0.18045 | 0.11612 | 0.0080918 | 0.0263 | 0.046532 | 6.5535e-08 | 2.6214e-06 | 1.3828e-05 | 2.3948e-08 | 4.7897e-08 | 2.6343e-06 | 1
2324 | 0.14505 | 0.00038635 | 0.22436 | 0.13638 | 0.00059691 | 0.023392 | 0.050533 | 3.5703e-09 | 1.4281e-07 | 7.5333e-07 | 1.7666e-09 | 3.5332e-09 | 1.9433e-07 | 1
2325 | 0.14505 | 0.00038635 | 0.27242 | 0.16323 | 0.00059691 | 0.019514 | 0.053201 | 3.5703e-09 | 1.4281e-07 | 7.5333e-07 | 1.7666e-09 | 3.5332e-09 | 1.9433e-07 | 1
2326 | 0.14505 | 0.00038635 | 0.31337 | 0.18349 | 0.00059691 | 0.015636 | 0.055868 | 3.5703e-09 | 1.4281e-07 | 7.5333e-07 | 1.7666e-09 | 3.5332e-09 | 1.9433e-07 | 1
2327 | 0.14505 | 0.00038635 | 0.33235 | 0.19179 | 0.00059691 | 0.011758 | 0.059869 | 3.5703e-09 | 1.4281e-07 | 7.5333e-07 | 1.7666e-09 | 3.5332e-09 | 1.9433e-07 | 1
2328 | 0.14505 | 0.00038635 | 0.34066 | 0.15127 | 0.00059691 | 0.0030321 | 0.075875 | 3.5703e-09 | 1.4281e-07 | 7.5333e-07 | 1.7666e-09 | 3.5332e-09 | 1.9433e-07 | 1
2329 | 0.14505 | 0.00038635 | 0.33473 | 0.15639 | 0.00059691 | 0.0040016 | 0.095881 | 3.5703e-09 | 1.4281e-07 | 7.5333e-07 | 1.7666e-09 | 3.5332e-09 | 1.9433e-07 | 1
2330 | 0.14505 | 0.00038635 | 0.26174 | 0.16616 | 0.00059691 | 0.0059406 | 0.11989 | 3.5703e-09 | 1.4281e-07 | 7.5333e-07 | 1.7666e-09 | 3.5332e-09 | 1.9433e-07 | 1
2331 | 0.14505 | 0.00038635 | 0.26293 | 0.18154 | 0.00059691 | 0.016605 | 0.15057 | 3.5703e-09 | 1.4281e-07 | 7.5333e-07 | 1.7666e-09 | 3.5332e-09 | 1.9433e-07 | 1
2332 | 0.14505 | 0.00038635 | 0.29082 | 0.22108 | 0.00059691 | 0.029208 | 0.18925 | 3.5703e-09 | 1.4281e-07 | 7.5333e-07 | 1.7666e-09 | 3.5332e-09 | 1.9433e-07 | 1
2333 | 0.14505 | 0.00038635 | 0.4 | 0.24305 | 0.00059691 | 0.048598 | 0.21725 | 3.5703e-09 | 1.4281e-07 | 7.5333e-07 | 1.7666e-09 | 3.5332e-09 | 1.9433e-07 | 1
2334 | 0.14505 | 0.00070565 | 0.47417 | 0.25623 | 0.0015338 | 0.070897 | 0.2626 | 6.521e-09 | 2.6084e-07 | 1.3759e-06 | 4.5393e-09 | 9.0787e-09 | 4.9933e-07 | 1
2335 | 0.14505 | 0.012839 | 0.41899 | 0.25013 | 0.023082 | 0.098043 | 0.30395 | 1.1865e-07 | 4.7459e-06 | 2.5035e-05 | 6.8312e-08 | 1.3662e-07 | 7.5143e-06 | 1
2336 | 0.14505 | 0.042534 | 0.39169 | 0.21254 | 0.068988 | 0.12034 | 0.32796 | 3.9306e-07 | 1.5722e-05 | 8.2936e-05 | 2.0418e-07 | 4.0835e-07 | 2.2459e-05 | 1
2337 | 0.14505 | 0.082446 | 0.32642 | 0.21888 | 0.13082 | 0.13779 | 0.31862 | 7.619e-07 | 3.0476e-05 | 0.00016076 | 3.8718e-07 | 7.7435e-07 | 4.2589e-05 | 1
2338 | 0.14505 | 0.12012 | 0.28073 | 0.21644 | 0.18703 | 0.16494 | 0.30528 | 1.1101e-06 | 4.4403e-05 | 0.00023423 | 5.5354e-07 | 1.1071e-06 | 6.0889e-05 | 1
2339 | 0.14505 | 0.14535 | 0.25166 | 0.21742 | 0.21701 | 0.19208 | 0.29861 | 1.3432e-06 | 5.3727e-05 | 0.00028341 | 6.4227e-07 | 1.2845e-06 | 7.0649e-05 | 1
2340 | 0.14505 | 0.16004 | 0.22911 | 0.22059 | 0.23481 | 0.21341 | 0.28394 | 1.4789e-06 | 5.9157e-05 | 0.00031205 | 6.9495e-07 | 1.3899e-06 | 7.6444e-05 | 1
2341 | 0.14505 | 0.16259 | 0.22377 | 0.21522 | 0.24231 | 0.22117 | 0.2466 | 1.5025e-06 | 6.0101e-05 | 0.00031703 | 7.1713e-07 | 1.4343e-06 | 7.8884e-05 | 1
2342 | 0.14505 | 0.15684 | 0.24097 | 0.22157 | 0.22919 | 0.21244 | 0.21859 | 1.4494e-06 | 5.7976e-05 | 0.00030583 | 6.7831e-07 | 1.3566e-06 | 7.4614e-05 | 1
2343 | 0.14505 | 0.14152 | 0.26412 | 0.22816 | 0.20109 | 0.19014 | 0.20392 | 1.3078e-06 | 5.2311e-05 | 0.00027594 | 5.9513e-07 | 1.1903e-06 | 6.5464e-05 | 1
2344 | 0.14505 | 0.11246 | 0.29319 | 0.23036 | 0.15705 | 0.16009 | 0.19992 | 1.0393e-06 | 4.1571e-05 | 0.00021928 | 4.6481e-07 | 9.2963e-07 | 5.1129e-05 | 1
2345 | 0.14505 | 0.073187 | 0.32167 | 0.2223 | 0.098031 | 0.12616 | 0.17724 | 6.7633e-07 | 2.7053e-05 | 0.00014271 | 2.9013e-07 | 5.8026e-07 | 3.1914e-05 | 1
2346 | 0.14505 | 0.034551 | 0.34007 | 0.19984 | 0.042756 | 0.099012 | 0.14256 | 3.1929e-07 | 1.2772e-05 | 6.7371e-05 | 1.2654e-07 | 2.5308e-07 | 1.3919e-05 | 1
2347 | 0.14505 | 0.0083688 | 0.34304 | 0.17324 | 0.0090287 | 0.080592 | 0.11055 | 7.7338e-08 | 3.0935e-06 | 1.6318e-05 | 2.6721e-08 | 5.3442e-08 | 2.9393e-06 | 1
2348 | 0.14505 | 0.00038635 | 0.33413 | 0.15835 | 0.00059691 | 0.067988 | 0.095881 | 3.5703e-09 | 1.4281e-07 | 7.5333e-07 | 1.7666e-09 | 3.5332e-09 | 1.9433e-07 | 1
2349 | 0.14505 | 0.00038635 | 0.31337 | 0.16054 | 0.00059691 | 0.057324 | 0.090546 | 3.5703e-09 | 1.4281e-07 | 7.5333e-07 | 1.7666e-09 | 3.5332e-09 | 1.9433e-07 | 1
2350 | 0.14505 | 0.00038635 | 0.28666 | 0.16469 | 0.00059691 | 0.051507 | 0.082544 | 3.5703e-09 | 1.4281e-07 | 7.5333e-07 | 1.7666e-09 | 3.5332e-09 | 1.9433e-07 | 1
2351 | 0.14505 | 0.00038635 | 0.26293 | 0.16176 | 0.00059691 | 0.046659 | 0.071873 | 3.5703e-09 | 1.4281e-07 | 7.5333e-07 | 1.7666e-09 | 3.5332e-09 | 1.9433e-07 | 1
2352 | 0.14505 | 0.00038635 | 0.16502 | 0.13491 | 0.00059691 | 0.040842 | 0.045198 | 3.5703e-09 | 1.4281e-07 | 7.5333e-07 | 1.7666e-09 | 3.5332e-09 | 1.9433e-07 | 1
2353 | 0.14505 | 0.00038635 | 0.18638 | 0.16762 | 0.00059691 | 0.036964 | 0.050533 | 3.5703e-09 | 1.4281e-07 | 7.5333e-07 | 1.7666e-09 | 3.5332e-09 | 1.9433e-07 | 1
2354 | 0.14505 | 0.00038635 | 0.22436 | 0.19716 | 0.00059691 | 0.034056 | 0.053201 | 3.5703e-09 | 1.4281e-07 | 7.5333e-07 | 1.7666e-09 | 3.5332e-09 | 1.9433e-07 | 1
2355 | 0.14505 | 0.00038635 | 0.24335 | 0.21913 | 0.00059691 | 0.025331 | 0.053201 | 3.5703e-09 | 1.4281e-07 | 7.5333e-07 | 1.7666e-09 | 3.5332e-09 | 1.9433e-07 | 1
2356 | 0.14505 | 0.00038635 | 0.26174 | 0.22987 | 0.00059691 | 0.019514 | 0.061203 | 3.5703e-09 | 1.4281e-07 | 7.5333e-07 | 1.7666e-09 | 3.5332e-09 | 1.9433e-07 | 1
2357 | 0.14505 | 0.00038635 | 0.30387 | 0.21888 | 0.00059691 | 0.011758 | 0.074541 | 3.5703e-09 | 1.4281e-07 | 7.5333e-07 | 1.7666e-09 | 3.5332e-09 | 1.9433e-07 | 1
2358 | 0.14505 | 0.0010249 | 0.33947 | 0.21596 | 0.0024706 | 0.0049711 | 0.093214 | 9.4717e-09 | 3.7887e-07 | 1.9985e-06 | 7.3121e-09 | 1.4624e-08 | 8.0433e-07 | 1
2359 | 0.14505 | 0.012839 | 0.40119 | 0.16689 | 0.026829 | 0.0049711 | 0.10122 | 1.1865e-07 | 4.7459e-06 | 2.5035e-05 | 7.9403e-08 | 1.5881e-07 | 8.7343e-06 | 1
2360 | 0.14505 | 0.042215 | 0.36202 | 0.16567 | 0.069925 | 0.0059406 | 0.13589 | 3.9011e-07 | 1.5604e-05 | 8.2313e-05 | 2.0695e-07 | 4.139e-07 | 2.2764e-05 | 1
2361 | 0.14505 | 0.082446 | 0.28073 | 0.18178 | 0.12426 | 0.010788 | 0.19725 | 7.619e-07 | 3.0476e-05 | 0.00016076 | 3.6777e-07 | 7.3553e-07 | 4.0454e-05 | 1
2362 | 0.14505 | 0.11917 | 0.24038 | 0.18154 | 0.18797 | 0.022422 | 0.24526 | 1.1012e-06 | 4.4049e-05 | 0.00023236 | 5.5631e-07 | 1.1126e-06 | 6.1194e-05 | 1
2363 | 0.14505 | 0.14343 | 0.21902 | 0.17153 | 0.22263 | 0.034056 | 0.25193 | 1.3255e-06 | 5.3019e-05 | 0.00027968 | 6.589e-07 | 1.3178e-06 | 7.2479e-05 | 1
2364 | 0.14505 | 0.16067 | 0.19884 | 0.15542 | 0.2395 | 0.035025 | 0.22926 | 1.4848e-06 | 5.9393e-05 | 0.0003133 | 7.0881e-07 | 1.4176e-06 | 7.7969e-05 | 1
2365 | 0.14505 | 0.16419 | 0.18579 | 0.14102 | 0.24887 | 0.032117 | 0.19992 | 1.5173e-06 | 6.0691e-05 | 0.00032014 | 7.3654e-07 | 1.4731e-06 | 8.1019e-05 | 1
2366 | 0.14505 | 0.15652 | 0.18698 | 0.1415 | 0.23669 | 0.030178 | 0.19058 | 1.4465e-06 | 5.7858e-05 | 0.0003052 | 7.0049e-07 | 1.401e-06 | 7.7054e-05 | 1
2367 | 0.14505 | 0.14247 | 0.19944 | 0.15761 | 0.20764 | 0.031147 | 0.20392 | 1.3166e-06 | 5.2665e-05 | 0.00027781 | 6.1454e-07 | 1.2291e-06 | 6.7599e-05 | 1
2368 | 0.14505 | 0.1147 | 0.22673 | 0.17665 | 0.16174 | 0.031147 | 0.21859 | 1.0599e-06 | 4.2397e-05 | 0.00022364 | 4.7868e-07 | 9.5735e-07 | 5.2654e-05 | 1
2369 | 0.14505 | 0.075422 | 0.26768 | 0.1891 | 0.10084 | 0.031147 | 0.24526 | 6.9698e-07 | 2.7879e-05 | 0.00014706 | 2.9845e-07 | 5.969e-07 | 3.2829e-05 | 1
2370 | 0.14505 | 0.036467 | 0.29853 | 0.18984 | 0.046503 | 0.030178 | 0.25593 | 3.37e-07 | 1.348e-05 | 7.1107e-05 | 1.3763e-07 | 2.7526e-07 | 1.5139e-05 | 1
2371 | 0.14505 | 0.009646 | 0.32227 | 0.1625 | 0.0099656 | 0.030178 | 0.24793 | 8.914e-08 | 3.5656e-06 | 1.8809e-05 | 2.9494e-08 | 5.8988e-08 | 3.2443e-06 | 1
2372 | 0.14505 | 0.00070565 | 0.33532 | 0.15713 | 0.00059691 | 0.030178 | 0.22926 | 6.521e-09 | 2.6084e-07 | 1.3759e-06 | 1.7666e-09 | 3.5332e-09 | 1.9433e-07 | 1
2373 | 0.14505 | 0.00038635 | 0.33888 | 0.13833 | 0.00059691 | 0.033086 | 0.19992 | 3.5703e-09 | 1.4281e-07 | 7.5333e-07 | 1.7666e-09 | 3.5332e-09 | 1.9433e-07 | 1
2374 | 0.14505 | 0.00038635 | 0.32879 | 0.13198 | 0.00059691 | 0.039873 | 0.17857 | 3.5703e-09 | 1.4281e-07 | 7.5333e-07 | 1.7666e-09 | 3.5332e-09 | 1.9433e-07 | 1
2375 | 0.14505 | 0.00038635 | 0.30684 | 0.12637 | 0.00059691 | 0.043751 | 0.15457 | 3.5703e-09 | 1.4281e-07 | 7.5333e-07 | 1.7666e-09 | 3.5332e-09 | 1.9433e-07 | 1
2376 | 0.14505 | 0.00038635 | 0.21309 | 0.11636 | 0.00059691 | 0.054415 | 0.090546 | 3.5703e-09 | 1.4281e-07 | 7.5333e-07 | 1.7666e-09 | 3.5332e-09 | 1.9433e-07 | 1
2377 | 0.14505 | 0.00038635 | 0.24038 | 0.11026 | 0.00059691 | 0.042781 | 0.083877 | 3.5703e-09 | 1.4281e-07 | 7.5333e-07 | 1.7666e-09 | 3.5332e-09 | 1.9433e-07 | 1
2378 | 0.14505 | 0.00038635 | 0.24335 | 0.12173 | 0.00059691 | 0.028239 | 0.074541 | 3.5703e-09 | 1.4281e-07 | 7.5333e-07 | 1.7666e-09 | 3.5332e-09 | 1.9433e-07 | 1
2379 | 0.14505 | 0.00038635 | 0.21249 | 0.14321 | 0.00059691 | 0.018544 | 0.075875 | 3.5703e-09 | 1.4281e-07 | 7.5333e-07 | 1.7666e-09 | 3.5332e-09 | 1.9433e-07 | 1
2380 | 0.14505 | 0.00038635 | 0.21961 | 0.1603 | 0.00059691 | 0.014666 | 0.094547 | 3.5703e-09 | 1.4281e-07 | 7.5333e-07 | 1.7666e-09 | 3.5332e-09 | 1.9433e-07 | 1
2381 | 0.14505 | 0.00038635 | 0.24869 | 0.1747 | 0.00059691 | 0.014666 | 0.11455 | 3.5703e-09 | 1.4281e-07 | 7.5333e-07 | 1.7666e-09 | 3.5332e-09 | 1.9433e-07 | 1
2382 | 0.14505 | 0.00070565 | 0.18994 | 0.18056 | 0.0024706 | 0.021453 | 0.1399 | 6.521e-09 | 2.6084e-07 | 1.3759e-06 | 7.3121e-09 | 1.4624e-08 | 8.0433e-07 | 1
2383 | 0.14505 | 0.0122 | 0.21961 | 0.17373 | 0.024019 | 0.018544 | 0.17191 | 1.1275e-07 | 4.5098e-06 | 2.3789e-05 | 7.1085e-08 | 1.4217e-07 | 7.8193e-06 | 1
2384 | 0.14505 | 0.041895 | 0.17748 | 0.16933 | 0.06243 | 0.0088491 | 0.19725 | 3.8716e-07 | 1.5486e-05 | 8.1691e-05 | 1.8477e-07 | 3.6953e-07 | 2.0324e-05 | 1
2385 | 0.14505 | 0.078615 | 0.14129 | 0.2079 | 0.11302 | 0.0069101 | 0.20925 | 7.2649e-07 | 2.906e-05 | 0.00015329 | 3.3449e-07 | 6.6899e-07 | 3.6794e-05 | 1
2386 | 0.14505 | 0.10703 | 0.12171 | 0.23744 | 0.15331 | 0.0059406 | 0.21059 | 9.891e-07 | 3.9564e-05 | 0.0002087 | 4.5372e-07 | 9.0744e-07 | 4.9909e-05 | 1
2387 | 0.14505 | 0.12268 | 0.1045 | 0.23524 | 0.17204 | 0.0049711 | 0.20792 | 1.1337e-06 | 4.5347e-05 | 0.00023921 | 5.0918e-07 | 1.0184e-06 | 5.6009e-05 | 1
2388 | 0.14505 | 0.12236 | 0.08907 | 0.21718 | 0.18516 | 0.0078796 | 0.19591 | 1.1307e-06 | 4.5229e-05 | 0.00023858 | 5.4799e-07 | 1.096e-06 | 6.0279e-05 | 1
2389 | 0.14505 | 0.11086 | 0.076609 | 0.19057 | 0.18891 | 0.011758 | 0.17724 | 1.0245e-06 | 4.098e-05 | 0.00021617 | 5.5909e-07 | 1.1182e-06 | 6.1499e-05 | 1
2390 | 0.14505 | 0.09905 | 0.068895 | 0.17788 | 0.18047 | 0.016605 | 0.17324 | 9.1533e-07 | 3.6613e-05 | 0.00019314 | 5.3413e-07 | 1.0683e-06 | 5.8754e-05 | 1
2391 | 0.14505 | 0.088513 | 0.067115 | 0.17226 | 0.1608 | 0.020483 | 0.17057 | 8.1796e-07 | 3.2718e-05 | 0.00017259 | 4.759e-07 | 9.5181e-07 | 5.2349e-05 | 1
2392 | 0.14505 | 0.072548 | 0.068895 | 0.17177 | 0.12614 | 0.028239 | 0.16924 | 6.7043e-07 | 2.6817e-05 | 0.00014146 | 3.7331e-07 | 7.4663e-07 | 4.1064e-05 | 1
2393 | 0.14505 | 0.048601 | 0.073049 | 0.16982 | 0.073672 | 0.037934 | 0.1639 | 4.4912e-07 | 1.7965e-05 | 9.4765e-05 | 2.1804e-07 | 4.3608e-07 | 2.3984e-05 | 1
2394 | 0.14505 | 0.023695 | 0.077796 | 0.15664 | 0.027766 | 0.041812 | 0.15323 | 2.1897e-07 | 8.7588e-06 | 4.6203e-05 | 8.2176e-08 | 1.6435e-07 | 9.0393e-06 | 1
2395 | 0.14505 | 0.0067723 | 0.083729 | 0.13735 | 0.007155 | 0.038903 | 0.12656 | 6.2584e-08 | 2.5034e-06 | 1.3205e-05 | 2.1176e-08 | 4.2351e-08 | 2.3293e-06 | 1
2396 | 0.14505 | 0.00070565 | 0.09797 | 0.11343 | 0.00059691 | 0.035025 | 0.10789 | 6.521e-09 | 2.6084e-07 | 1.3759e-06 | 1.7666e-09 | 3.5332e-09 | 1.9433e-07 | 1
2397 | 0.14505 | 0.00038635 | 0.12408 | 0.091951 | 0.00059691 | 0.030178 | 0.10388 | 3.5703e-09 | 1.4281e-07 | 7.5333e-07 | 1.7666e-09 | 3.5332e-09 | 1.9433e-07 | 1
2398 | 0.14505 | 0.00038635 | 0.12289 | 0.080966 | 0.00059691 | 0.0263 | 0.10255 | 3.5703e-09 | 1.4281e-07 | 7.5333e-07 | 1.7666e-09 | 3.5332e-09 | 1.9433e-07 | 1
2399 | 0.14505 | 0.00038635 | 0.11696 | 0.072911 | 0.00059691 | 0.024361 | 0.095881 | 3.5703e-09 | 1.4281e-07 | 7.5333e-07 | 1.7666e-09 | 3.5332e-09 | 1.9433e-07 | 1
2400 | 0.14505 | 0.00038635 | 0.075422 | 0.046548 | 0.00059691 | 0.040842 | 0.09188 | 3.5703e-09 | 1.4281e-07 | 7.5333e-07 | 1.7666e-09 | 3.5332e-09 | 1.9433e-07 | 1
2401 | 0.14505 | 0.00038635 | 0.061775 | 0.044839 | 0.00059691 | 0.035995 | 0.059869 | 3.5703e-09 | 1.4281e-07 | 7.5333e-07 | 1.7666e-09 | 3.5332e-09 | 1.9433e-07 | 1
2402 | 0.14505 | 0.00038635 | 0.051094 | 0.042642 | 0.00059691 | 0.032117 | 0.053201 | 3.5703e-09 | 1.4281e-07 | 7.5333e-07 | 1.7666e-09 | 3.5332e-09 | 1.9433e-07 | 1
2403 | 0.14505 | 0.00038635 | 0.070082 | 0.042398 | 0.00059691 | 0.028239 | 0.050533 | 3.5703e-09 | 1.4281e-07 | 7.5333e-07 | 1.7666e-09 | 3.5332e-09 | 1.9433e-07 | 1
2404 | 0.14505 | 0.00038635 | 0.078389 | 0.045327 | 0.00059691 | 0.024361 | 0.050533 | 3.5703e-09 | 1.4281e-07 | 7.5333e-07 | 1.7666e-09 | 3.5332e-09 | 1.9433e-07 | 1
2405 | 0.14505 | 0.00038635 | 0.10924 | 0.049965 | 0.00059691 | 0.021453 | 0.057202 | 3.5703e-09 | 1.4281e-07 | 7.5333e-07 | 1.7666e-09 | 3.5332e-09 | 1.9433e-07 | 1
2406 | 0.14505 | 0.00070565 | 0.1401 | 0.054115 | 0.0015338 | 0.020483 | 0.058536 | 6.521e-09 | 2.6084e-07 | 1.3759e-06 | 4.5393e-09 | 9.0787e-09 | 4.9933e-07 | 1
2407 | 0.14505 | 0.0086881 | 0.17511 | 0.057777 | 0.020271 | 0.019514 | 0.055868 | 8.0288e-08 | 3.2115e-06 | 1.6941e-05 | 5.9994e-08 | 1.1999e-07 | 6.5993e-06 | 1
2408 | 0.14505 | 0.024334 | 0.17867 | 0.056312 | 0.055872 | 0.035995 | 0.069206 | 2.2487e-07 | 8.9949e-06 | 4.7448e-05 | 1.6536e-07 | 3.3072e-07 | 1.8189e-05 | 1
2409 | 0.14505 | 0.045088 | 0.13595 | 0.057044 | 0.10178 | 0.032117 | 0.074541 | 4.1667e-07 | 1.6667e-05 | 8.7917e-05 | 3.0122e-07 | 6.0244e-07 | 3.3134e-05 | 1
2410 | 0.14505 | 0.061692 | 0.073642 | 0.058265 | 0.14394 | 0.023392 | 0.074541 | 5.701e-07 | 2.2804e-05 | 0.00012029 | 4.2599e-07 | 8.5199e-07 | 4.6859e-05 | 1
2411 | 0.14505 | 0.073187 | 0.04872 | 0.058021 | 0.17298 | 0.020483 | 0.077208 | 6.7633e-07 | 2.7053e-05 | 0.00014271 | 5.1195e-07 | 1.0239e-06 | 5.6314e-05 | 1
2412 | 0.14505 | 0.083404 | 0.041006 | 0.058021 | 0.18891 | 0.021453 | 0.078542 | 7.7075e-07 | 3.083e-05 | 0.00016263 | 5.5909e-07 | 1.1182e-06 | 6.1499e-05 | 1
2413 | 0.14505 | 0.089152 | 0.036259 | 0.057288 | 0.19828 | 0.023392 | 0.073207 | 8.2386e-07 | 3.2954e-05 | 0.00017383 | 5.8681e-07 | 1.1736e-06 | 6.4549e-05 | 1
2414 | 0.14505 | 0.085001 | 0.038039 | 0.062659 | 0.19172 | 0.0263 | 0.075875 | 7.855e-07 | 3.142e-05 | 0.00016574 | 5.674e-07 | 1.1348e-06 | 6.2414e-05 | 1
2415 | 0.14505 | 0.084681 | 0.04516 | 0.070226 | 0.17017 | 0.029208 | 0.083877 | 7.8255e-07 | 3.1302e-05 | 0.00016512 | 5.0363e-07 | 1.0073e-06 | 5.5399e-05 | 1
2416 | 0.14505 | 0.071271 | 0.055841 | 0.075596 | 0.12333 | 0.032117 | 0.095881 | 6.5862e-07 | 2.6345e-05 | 0.00013897 | 3.6499e-07 | 7.2999e-07 | 4.0149e-05 | 1
2417 | 0.14505 | 0.052113 | 0.069488 | 0.077549 | 0.07742 | 0.035025 | 0.10122 | 4.8158e-07 | 1.9263e-05 | 0.00010161 | 2.2913e-07 | 4.5826e-07 | 2.5204e-05 | 1
2418 | 0.14505 | 0.027208 | 0.080763 | 0.071446 | 0.035261 | 0.037934 | 0.097215 | 2.5143e-07 | 1.0057e-05 | 5.3051e-05 | 1.0436e-07 | 2.0872e-07 | 1.1479e-05 | 1
2419 | 0.14505 | 0.0080495 | 0.088476 | 0.062415 | 0.0090287 | 0.038903 | 0.090546 | 7.4387e-08 | 2.9755e-06 | 1.5696e-05 | 2.6721e-08 | 5.3442e-08 | 2.9393e-06 | 1
2420 | 0.14505 | 0.00070565 | 0.093223 | 0.061926 | 0.00059691 | 0.038903 | 0.079876 | 6.521e-09 | 2.6084e-07 | 1.3759e-06 | 1.7666e-09 | 3.5332e-09 | 1.9433e-07 | 1
2421 | 0.14505 | 0.00038635 | 0.099157 | 0.0651 | 0.00059691 | 0.038903 | 0.07054 | 3.5703e-09 | 1.4281e-07 | 7.5333e-07 | 1.7666e-09 | 3.5332e-09 | 1.9433e-07 | 1
2422 | 0.14505 | 0.00038635 | 0.10153 | 0.069982 | 0.00059691 | 0.036964 | 0.067872 | 3.5703e-09 | 1.4281e-07 | 7.5333e-07 | 1.7666e-09 | 3.5332e-09 | 1.9433e-07 | 1
2423 | 0.14505 | 0.00038635 | 0.099157 | 0.070226 | 0.00059691 | 0.035025 | 0.066538 | 3.5703e-09 | 1.4281e-07 | 7.5333e-07 | 1.7666e-09 | 3.5332e-09 | 1.9433e-07 | 1
2424 | 0.14505 | 0.00038635 | 0.19469 | 0.088289 | 0.00059691 | 0.034056 | 0.065205 | 3.5703e-09 | 1.4281e-07 | 7.5333e-07 | 1.7666e-09 | 3.5332e-09 | 1.9433e-07 | 1
2425 | 0.14505 | 0.00038635 | 0.15968 | 0.091951 | 0.00059691 | 0.030178 | 0.055868 | 3.5703e-09 | 1.4281e-07 | 7.5333e-07 | 1.7666e-09 | 3.5332e-09 | 1.9433e-07 | 1
2426 | 0.14505 | 0.00038635 | 0.14307 | 0.092439 | 0.00059691 | 0.030178 | 0.049199 | 3.5703e-09 | 1.4281e-07 | 7.5333e-07 | 1.7666e-09 | 3.5332e-09 | 1.9433e-07 | 1
2427 | 0.14505 | 0.00038635 | 0.15019 | 0.086092 | 0.00059691 | 0.038903 | 0.050533 | 3.5703e-09 | 1.4281e-07 | 7.5333e-07 | 1.7666e-09 | 3.5332e-09 | 1.9433e-07 | 1
2428 | 0.14505 | 0.00038635 | 0.13535 | 0.086337 | 0.00059691 | 0.047629 | 0.058536 | 3.5703e-09 | 1.4281e-07 | 7.5333e-07 | 1.7666e-09 | 3.5332e-09 | 1.9433e-07 | 1
2429 | 0.14505 | 0.00038635 | 0.098564 | 0.11026 | 0.00059691 | 0.068958 | 0.059869 | 3.5703e-09 | 1.4281e-07 | 7.5333e-07 | 1.7666e-09 | 3.5332e-09 | 1.9433e-07 | 1
2430 | 0.14505 | 0.0010249 | 0.10212 | 0.10611 | 0.0024706 | 0.074775 | 0.051867 | 9.4717e-09 | 3.7887e-07 | 1.9985e-06 | 7.3121e-09 | 1.4624e-08 | 8.0433e-07 | 1
2431 | 0.14505 | 0.013158 | 0.16502 | 0.10245 | 0.024019 | 0.079622 | 0.062537 | 1.216e-07 | 4.8639e-06 | 2.5657e-05 | 7.1085e-08 | 1.4217e-07 | 7.8193e-06 | 1
2432 | 0.14505 | 0.042534 | 0.16918 | 0.096101 | 0.050251 | 0.078653 | 0.079876 | 3.9306e-07 | 1.5722e-05 | 8.2936e-05 | 1.4872e-07 | 2.9744e-07 | 1.6359e-05 | 1
2433 | 0.14505 | 0.078295 | 0.14129 | 0.096589 | 0.081167 | 0.093195 | 0.09188 | 7.2354e-07 | 2.8942e-05 | 0.00015267 | 2.4022e-07 | 4.8044e-07 | 2.6424e-05 | 1
2434 | 0.14505 | 0.1032 | 0.076609 | 0.10318 | 0.090536 | 0.098043 | 0.11055 | 9.5369e-07 | 3.8148e-05 | 0.00020123 | 2.6795e-07 | 5.359e-07 | 2.9474e-05 | 1
2435 | 0.14505 | 0.11757 | 0.04694 | 0.098298 | 0.12614 | 0.097073 | 0.12389 | 1.0865e-06 | 4.3459e-05 | 0.00022925 | 3.7331e-07 | 7.4663e-07 | 4.1064e-05 | 1
2436 | 0.14505 | 0.12747 | 0.029732 | 0.093416 | 0.14675 | 0.095134 | 0.12789 | 1.1779e-06 | 4.7118e-05 | 0.00024855 | 4.3431e-07 | 8.6863e-07 | 4.7774e-05 | 1
2437 | 0.14505 | 0.12779 | 0.020832 | 0.093416 | 0.1683 | 0.092226 | 0.12789 | 1.1809e-06 | 4.7236e-05 | 0.00024917 | 4.9809e-07 | 9.9617e-07 | 5.4789e-05 | 1
2438 | 0.14505 | 0.12172 | 0.023798 | 0.10172 | 0.15705 | 0.092226 | 0.13189 | 1.1248e-06 | 4.4993e-05 | 0.00023734 | 4.6481e-07 | 9.2963e-07 | 5.1129e-05 | 1
2439 | 0.14505 | 0.10895 | 0.035666 | 0.11246 | 0.12988 | 0.097073 | 0.13589 | 1.0068e-06 | 4.0272e-05 | 0.00021244 | 3.844e-07 | 7.6881e-07 | 4.2284e-05 | 1
2440 | 0.14505 | 0.090429 | 0.051687 | 0.12368 | 0.098968 | 0.10192 | 0.1479 | 8.3566e-07 | 3.3427e-05 | 0.00017633 | 2.929e-07 | 5.8581e-07 | 3.2219e-05 | 1
2441 | 0.14505 | 0.063608 | 0.064741 | 0.12808 | 0.063367 | 0.099982 | 0.1559 | 5.8781e-07 | 2.3512e-05 | 0.00012403 | 1.8754e-07 | 3.7508e-07 | 2.0629e-05 | 1
2442 | 0.14505 | 0.032955 | 0.067708 | 0.10855 | 0.03245 | 0.097073 | 0.1479 | 3.0454e-07 | 1.2182e-05 | 6.4258e-05 | 9.6039e-08 | 1.9208e-07 | 1.0564e-05 | 1
2443 | 0.14505 | 0.0093267 | 0.068302 | 0.085604 | 0.0090287 | 0.093195 | 0.13056 | 8.619e-08 | 3.4476e-06 | 1.8186e-05 | 2.6721e-08 | 5.3442e-08 | 2.9393e-06 | 1
2444 | 0.14505 | 0.00070565 | 0.071269 | 0.077305 | 0.00059691 | 0.093195 | 0.12789 | 6.521e-09 | 2.6084e-07 | 1.3759e-06 | 1.7666e-09 | 3.5332e-09 | 1.9433e-07 | 1
2445 | 0.14505 | 0.00038635 | 0.073642 | 0.076328 | 0.00059691 | 0.096104 | 0.13323 | 3.5703e-09 | 1.4281e-07 | 7.5333e-07 | 1.7666e-09 | 3.5332e-09 | 1.9433e-07 | 1
2446 | 0.14505 | 0.00038635 | 0.077202 | 0.075352 | 0.00059691 | 0.10289 | 0.1399 | 3.5703e-09 | 1.4281e-07 | 7.5333e-07 | 1.7666e-09 | 3.5332e-09 | 1.9433e-07 | 1
2447 | 0.14505 | 0.00038635 | 0.080169 | 0.070714 | 0.00059691 | 0.10483 | 0.14256 | 3.5703e-09 | 1.4281e-07 | 7.5333e-07 | 1.7666e-09 | 3.5332e-09 | 1.9433e-07 | 1
2448 | 0.14505 | 0.00038635 | 0.081949 | 0.069982 | 0.00059691 | 0.19887 | 0.13456 | 3.5703e-09 | 1.4281e-07 | 7.5333e-07 | 1.7666e-09 | 3.5332e-09 | 1.9433e-07 | 1
2449 | 0.14505 | 0.00038635 | 0.14425 | 0.061194 | 0.00059691 | 0.17463 | 0.15857 | 3.5703e-09 | 1.4281e-07 | 7.5333e-07 | 1.7666e-09 | 3.5332e-09 | 1.9433e-07 | 1
2450 | 0.14505 | 0.00038635 | 0.15849 | 0.04728 | 0.00059691 | 0.18336 | 0.18791 | 3.5703e-09 | 1.4281e-07 | 7.5333e-07 | 1.7666e-09 | 3.5332e-09 | 1.9433e-07 | 1
2451 | 0.14505 | 0.00038635 | 0.084916 | 0.045327 | 0.00059691 | 0.18142 | 0.26527 | 3.5703e-09 | 1.4281e-07 | 7.5333e-07 | 1.7666e-09 | 3.5332e-09 | 1.9433e-07 | 1
2452 | 0.14505 | 0.00038635 | 0.068895 | 0.052162 | 0.00059691 | 0.19887 | 0.29728 | 3.5703e-09 | 1.4281e-07 | 7.5333e-07 | 1.7666e-09 | 3.5332e-09 | 1.9433e-07 | 1
2453 | 0.14505 | 0.00038635 | 0.10628 | 0.059241 | 0.00059691 | 0.19208 | 0.30662 | 3.5703e-09 | 1.4281e-07 | 7.5333e-07 | 1.7666e-09 | 3.5332e-09 | 1.9433e-07 | 1
2454 | 0.14505 | 0.0013442 | 0.13239 | 0.078525 | 0.0034075 | 0.2105 | 0.31595 | 1.2422e-08 | 4.9689e-07 | 2.6211e-06 | 1.0085e-08 | 2.017e-08 | 1.1093e-06 | 1
2455 | 0.14505 | 0.015074 | 0.13595 | 0.098786 | 0.028703 | 0.2076 | 0.32396 | 1.393e-07 | 5.5721e-06 | 2.9393e-05 | 8.4949e-08 | 1.699e-07 | 9.3443e-06 | 1
2456 | 0.14505 | 0.045408 | 0.12645 | 0.1105 | 0.070862 | 0.20857 | 0.32529 | 4.1962e-07 | 1.6785e-05 | 8.8539e-05 | 2.0972e-07 | 4.1944e-07 | 2.3069e-05 | 1
2457 | 0.14505 | 0.081808 | 0.13179 | 0.13662 | 0.12239 | 0.23862 | 0.3493 | 7.56e-07 | 3.024e-05 | 0.00015952 | 3.6222e-07 | 7.2444e-07 | 3.9844e-05 | 1
2458 | 0.14505 | 0.11342 | 0.12408 | 0.18154 | 0.16174 | 0.27255 | 0.38398 | 1.0481e-06 | 4.1925e-05 | 0.00022115 | 4.7868e-07 | 9.5735e-07 | 5.2654e-05 | 1
2459 | 0.14505 | 0.1396 | 0.1312 | 0.22352 | 0.14862 | 0.29291 | 0.41065 | 1.2901e-06 | 5.1603e-05 | 0.00027221 | 4.3986e-07 | 8.7972e-07 | 4.8384e-05 | 1
2460 | 0.14505 | 0.15716 | 0.14307 | 0.25867 | 0.13738 | 0.31036 | 0.444 | 1.4524e-06 | 5.8094e-05 | 0.00030645 | 4.0659e-07 | 8.1317e-07 | 4.4724e-05 | 1
2461 | 0.14505 | 0.16067 | 0.15137 | 0.27381 | 0.13925 | 0.32006 | 0.47867 | 1.4848e-06 | 5.9393e-05 | 0.0003133 | 4.1213e-07 | 8.2426e-07 | 4.5334e-05 | 1
2462 | 0.14505 | 0.15237 | 0.15612 | 0.27771 | 0.13832 | 0.32394 | 0.51602 | 1.4081e-06 | 5.6324e-05 | 0.00029711 | 4.0936e-07 | 8.1872e-07 | 4.5029e-05 | 1
2463 | 0.14505 | 0.12874 | 0.16324 | 0.26478 | 0.12426 | 0.32297 | 0.54269 | 1.1897e-06 | 4.759e-05 | 0.00025104 | 3.6777e-07 | 7.3553e-07 | 4.0454e-05 | 1
2464 | 0.14505 | 0.095218 | 0.1763 | 0.25379 | 0.10178 | 0.32297 | 0.54269 | 8.7993e-07 | 3.5197e-05 | 0.00018566 | 3.0122e-07 | 6.0244e-07 | 3.3134e-05 | 1
2465 | 0.14505 | 0.061373 | 0.19825 | 0.23768 | 0.068051 | 0.3249 | 0.51468 | 5.6715e-07 | 2.2686e-05 | 0.00011967 | 2.014e-07 | 4.0281e-07 | 2.2154e-05 | 1
2466 | 0.14505 | 0.031678 | 0.21843 | 0.20229 | 0.033387 | 0.32394 | 0.47734 | 2.9274e-07 | 1.171e-05 | 6.1768e-05 | 9.8812e-08 | 1.9762e-07 | 1.0869e-05 | 1
2467 | 0.14505 | 0.0093267 | 0.23029 | 0.16079 | 0.0099656 | 0.32297 | 0.45467 | 8.619e-08 | 3.4476e-06 | 1.8186e-05 | 2.9494e-08 | 5.8988e-08 | 3.2443e-06 | 1
2468 | 0.14505 | 0.00070565 | 0.23801 | 0.13735 | 0.00059691 | 0.32394 | 0.43332 | 6.521e-09 | 2.6084e-07 | 1.3759e-06 | 1.7666e-09 | 3.5332e-09 | 1.9433e-07 | 1
2469 | 0.14505 | 0.00038635 | 0.24869 | 0.13857 | 0.00059691 | 0.32394 | 0.41865 | 3.5703e-09 | 1.4281e-07 | 7.5333e-07 | 1.7666e-09 | 3.5332e-09 | 1.9433e-07 | 1
2470 | 0.14505 | 0.00038635 | 0.26115 | 0.14663 | 0.00059691 | 0.32006 | 0.41198 | 3.5703e-09 | 1.4281e-07 | 7.5333e-07 | 1.7666e-09 | 3.5332e-09 | 1.9433e-07 | 1
2471 | 0.14505 | 0.00038635 | 0.26174 | 0.15371 | 0.00059691 | 0.31133 | 0.40532 | 3.5703e-09 | 1.4281e-07 | 7.5333e-07 | 1.7666e-09 | 3.5332e-09 | 1.9433e-07 | 1
2472 | 0.14505 | 0.00038635 | 0.28014 | 0.20619 | 0.00059691 | 0.29 | 0.43999 | 3.5703e-09 | 1.4281e-07 | 7.5333e-07 | 1.7666e-09 | 3.5332e-09 | 1.9433e-07 | 1
2473 | 0.14505 | 0.00038635 | 0.27598 | 0.20668 | 0.00059691 | 0.2774 | 0.43466 | 3.5703e-09 | 1.4281e-07 | 7.5333e-07 | 1.7666e-09 | 3.5332e-09 | 1.9433e-07 | 1
2474 | 0.14505 | 0.00038635 | 0.25047 | 0.20229 | 0.00059691 | 0.26189 | 0.42265 | 3.5703e-09 | 1.4281e-07 | 7.5333e-07 | 1.7666e-09 | 3.5332e-09 | 1.9433e-07 | 1
2475 | 0.14505 | 0.00038635 | 0.23919 | 0.19228 | 0.00059691 | 0.25122 | 0.42532 | 3.5703e-09 | 1.4281e-07 | 7.5333e-07 | 1.7666e-09 | 3.5332e-09 | 1.9433e-07 | 1
2476 | 0.14505 | 0.00038635 | 0.22733 | 0.19399 | 0.00059691 | 0.24153 | 0.42399 | 3.5703e-09 | 1.4281e-07 | 7.5333e-07 | 1.7666e-09 | 3.5332e-09 | 1.9433e-07 | 1
2477 | 0.14505 | 0.00038635 | 0.15553 | 0.16616 | 0.00059691 | 0.2328 | 0.38131 | 3.5703e-09 | 1.4281e-07 | 7.5333e-07 | 1.7666e-09 | 3.5332e-09 | 1.9433e-07 | 1
2478 | 0.14505 | 0.0013442 | 0.22614 | 0.16958 | 0.0034075 | 0.21729 | 0.40265 | 1.2422e-08 | 4.9689e-07 | 2.6211e-06 | 1.0085e-08 | 2.017e-08 | 1.1093e-06 | 1
2479 | 0.14505 | 0.013797 | 0.24216 | 0.21132 | 0.027766 | 0.21826 | 0.41999 | 1.275e-07 | 5.1e-06 | 2.6902e-05 | 8.2176e-08 | 1.6435e-07 | 9.0393e-06 | 1
2480 | 0.14505 | 0.039022 | 0.27776 | 0.23841 | 0.063367 | 0.24638 | 0.41599 | 3.606e-07 | 1.4424e-05 | 7.6087e-05 | 1.8754e-07 | 3.7508e-07 | 2.0629e-05 | 1
2481 | 0.14505 | 0.071909 | 0.33473 | 0.28186 | 0.10084 | 0.27449 | 0.41465 | 6.6452e-07 | 2.6581e-05 | 0.00014021 | 2.9845e-07 | 5.969e-07 | 3.2829e-05 | 1
2482 | 0.14505 | 0.10256 | 0.32939 | 0.30554 | 0.14394 | 0.30164 | 0.444 | 9.4779e-07 | 3.7912e-05 | 0.00019998 | 4.2599e-07 | 8.5199e-07 | 4.6859e-05 | 1
2483 | 0.14505 | 0.11917 | 0.30565 | 0.30286 | 0.18047 | 0.32006 | 0.47734 | 1.1012e-06 | 4.4049e-05 | 0.00023236 | 5.3413e-07 | 1.0683e-06 | 5.8754e-05 | 1
2484 | 0.14505 | 0.12683 | 0.26946 | 0.29114 | 0.20577 | 0.32878 | 0.50001 | 1.172e-06 | 4.6882e-05 | 0.0002473 | 6.0899e-07 | 1.218e-06 | 6.6989e-05 | 1
2485 | 0.14505 | 0.13577 | 0.22436 | 0.2782 | 0.20764 | 0.33266 | 0.51468 | 1.2547e-06 | 5.0187e-05 | 0.00026473 | 6.1454e-07 | 1.2291e-06 | 6.7599e-05 | 1
2486 | 0.14505 | 0.13226 | 0.18876 | 0.27234 | 0.19828 | 0.3346 | 0.53603 | 1.2222e-06 | 4.8888e-05 | 0.00025789 | 5.8681e-07 | 1.1736e-06 | 6.4549e-05 | 1
2487 | 0.14505 | 0.11693 | 0.1668 | 0.25965 | 0.1786 | 0.33557 | 0.5507 | 1.0806e-06 | 4.3223e-05 | 0.000228 | 5.2859e-07 | 1.0572e-06 | 5.8144e-05 | 1
2488 | 0.14505 | 0.092025 | 0.16443 | 0.24476 | 0.13925 | 0.33654 | 0.55336 | 8.5042e-07 | 3.4017e-05 | 0.00017944 | 4.1213e-07 | 8.2426e-07 | 4.5334e-05 | 1
2489 | 0.14505 | 0.059457 | 0.1763 | 0.22987 | 0.087725 | 0.33751 | 0.53336 | 5.4945e-07 | 2.1978e-05 | 0.00011593 | 2.5963e-07 | 5.1926e-07 | 2.8559e-05 | 1
2490 | 0.14505 | 0.029762 | 0.1941 | 0.20277 | 0.041819 | 0.33751 | 0.51735 | 2.7503e-07 | 1.1001e-05 | 5.8032e-05 | 1.2377e-07 | 2.4753e-07 | 1.3614e-05 | 1
2491 | 0.14505 | 0.0086881 | 0.21724 | 0.16469 | 0.010902 | 0.33557 | 0.49601 | 8.0288e-08 | 3.2115e-06 | 1.6941e-05 | 3.2267e-08 | 6.4533e-08 | 3.5493e-06 | 1
2492 | 0.14505 | 0.00070565 | 0.24097 | 0.15444 | 0.00059691 | 0.3346 | 0.48134 | 6.521e-09 | 2.6084e-07 | 1.3759e-06 | 1.7666e-09 | 3.5332e-09 | 1.9433e-07 | 1
2493 | 0.14505 | 0.00038635 | 0.25996 | 0.16543 | 0.00059691 | 0.33363 | 0.47067 | 3.5703e-09 | 1.4281e-07 | 7.5333e-07 | 1.7666e-09 | 3.5332e-09 | 1.9433e-07 | 1
2494 | 0.14505 | 0.00038635 | 0.25937 | 0.18105 | 0.00059691 | 0.33169 | 0.47734 | 3.5703e-09 | 1.4281e-07 | 7.5333e-07 | 1.7666e-09 | 3.5332e-09 | 1.9433e-07 | 1
2495 | 0.14505 | 0.00038635 | 0.24631 | 0.18447 | 0.00059691 | 0.32587 | 0.45867 | 3.5703e-09 | 1.4281e-07 | 7.5333e-07 | 1.7666e-09 | 3.5332e-09 | 1.9433e-07 | 1
2496 | 0.14505 | 0.00038635 | 0.23563 | 0.1664 | 0.00059691 | 0.31036 | 0.28661 | 3.5703e-09 | 1.4281e-07 | 7.5333e-07 | 1.7666e-09 | 3.5332e-09 | 1.9433e-07 | 1
2497 | 0.14505 | 0.00038635 | 0.22614 | 0.14614 | 0.00059691 | 0.29388 | 0.27327 | 3.5703e-09 | 1.4281e-07 | 7.5333e-07 | 1.7666e-09 | 3.5332e-09 | 1.9433e-07 | 1
2498 | 0.14505 | 0.00038635 | 0.27598 | 0.14517 | 0.00059691 | 0.27352 | 0.24793 | 3.5703e-09 | 1.4281e-07 | 7.5333e-07 | 1.7666e-09 | 3.5332e-09 | 1.9433e-07 | 1
2499 | 0.14505 | 0.00038635 | 0.20003 | 0.16152 | 0.00059691 | 0.2425 | 0.23059 | 3.5703e-09 | 1.4281e-07 | 7.5333e-07 | 1.7666e-09 | 3.5332e-09 | 1.9433e-07 | 1
2500 | 0.14505 | 0.00038635 | 0.19825 | 0.15005 | 0.00059691 | 0.20953 | 0.21992 | 3.5703e-09 | 1.4281e-07 | 7.5333e-07 | 1.7666e-09 | 3.5332e-09 | 1.9433e-07 | 1
2501 | 0.14505 | 0.00038635 | 0.18045 | 0.14028 | 0.00059691 | 0.17948 | 0.21059 | 3.5703e-09 | 1.4281e-07 | 7.5333e-07 | 1.7666e-09 | 3.5332e-09 | 1.9433e-07 | 1
2502 | 0.14505 | 0.0016635 | 0.1763 | 0.12002 | 0.0043444 | 0.14943 | 0.22126 | 1.5373e-08 | 6.1492e-07 | 3.2437e-06 | 1.2858e-08 | 2.5715e-08 | 1.4143e-06 | 1
2503 | 0.14505 | 0.014755 | 0.1935 | 0.08121 | 0.03245 | 0.14652 | 0.22926 | 1.3635e-07 | 5.4541e-06 | 2.877e-05 | 9.6039e-08 | 1.9208e-07 | 1.0564e-05 | 1
2504 | 0.14505 | 0.04413 | 0.21309 | 0.088778 | 0.078357 | 0.17269 | 0.23726 | 4.0781e-07 | 1.6313e-05 | 8.6049e-05 | 2.319e-07 | 4.6381e-07 | 2.5509e-05 | 1
2505 | 0.14505 | 0.082446 | 0.21843 | 0.13247 | 0.13457 | 0.19596 | 0.2626 | 7.619e-07 | 3.0476e-05 | 0.00016076 | 3.9827e-07 | 7.9653e-07 | 4.3809e-05 | 1
2506 | 0.14505 | 0.11661 | 0.21665 | 0.18837 | 0.18703 | 0.21535 | 0.28128 | 1.0776e-06 | 4.3105e-05 | 0.00022738 | 5.5354e-07 | 1.1071e-06 | 6.0889e-05 | 1
2507 | 0.14505 | 0.14152 | 0.21368 | 0.22474 | 0.22076 | 0.24153 | 0.29728 | 1.3078e-06 | 5.2311e-05 | 0.00027594 | 6.5336e-07 | 1.3067e-06 | 7.1869e-05 | 1
2508 | 0.14505 | 0.1562 | 0.18757 | 0.23915 | 0.22732 | 0.26189 | 0.32129 | 1.4435e-06 | 5.774e-05 | 0.00030458 | 6.7277e-07 | 1.3455e-06 | 7.4004e-05 | 1
2509 | 0.14505 | 0.1594 | 0.15493 | 0.23792 | 0.22357 | 0.27158 | 0.34263 | 1.473e-06 | 5.8921e-05 | 0.00031081 | 6.6168e-07 | 1.3234e-06 | 7.2784e-05 | 1
2510 | 0.14505 | 0.1479 | 0.12171 | 0.23915 | 0.21139 | 0.27449 | 0.3573 | 1.3668e-06 | 5.4672e-05 | 0.00028839 | 6.2563e-07 | 1.2513e-06 | 6.8819e-05 | 1
2511 | 0.14505 | 0.1297 | 0.096784 | 0.23597 | 0.19078 | 0.27158 | 0.3693 | 1.1986e-06 | 4.7944e-05 | 0.0002529 | 5.6463e-07 | 1.1293e-06 | 6.2109e-05 | 1
2512 | 0.14505 | 0.10384 | 0.090257 | 0.22914 | 0.15237 | 0.26674 | 0.37731 | 9.5959e-07 | 3.8384e-05 | 0.00020247 | 4.5095e-07 | 9.019e-07 | 4.9604e-05 | 1
2513 | 0.14505 | 0.07159 | 0.10865 | 0.22523 | 0.097094 | 0.26964 | 0.38131 | 6.6157e-07 | 2.6463e-05 | 0.00013959 | 2.8736e-07 | 5.7472e-07 | 3.1609e-05 | 1
2514 | 0.14505 | 0.037425 | 0.15137 | 0.20766 | 0.048377 | 0.27837 | 0.37864 | 3.4585e-07 | 1.3834e-05 | 7.2974e-05 | 1.4318e-07 | 2.8635e-07 | 1.5749e-05 | 1
2515 | 0.14505 | 0.011243 | 0.20775 | 0.183 | 0.012776 | 0.28225 | 0.3493 | 1.0389e-07 | 4.1558e-06 | 2.1922e-05 | 3.7812e-08 | 7.5624e-08 | 4.1593e-06 | 1
2516 | 0.14505 | 0.0010249 | 0.26234 | 0.17299 | 0.00059691 | 0.28128 | 0.33329 | 9.4717e-09 | 3.7887e-07 | 1.9985e-06 | 1.7666e-09 | 3.5332e-09 | 1.9433e-07 | 1
2517 | 0.14505 | 0.00038635 | 0.30625 | 0.17617 | 0.00059691 | 0.27643 | 0.33463 | 3.5703e-09 | 1.4281e-07 | 7.5333e-07 | 1.7666e-09 | 3.5332e-09 | 1.9433e-07 | 1
2518 | 0.14505 | 0.00038635 | 0.33117 | 0.18569 | 0.00059691 | 0.26867 | 0.3453 | 3.5703e-09 | 1.4281e-07 | 7.5333e-07 | 1.7666e-09 | 3.5332e-09 | 1.9433e-07 | 1
2519 | 0.14505 | 0.00038635 | 0.33532 | 0.1913 | 0.00059691 | 0.26286 | 0.35463 | 3.5703e-09 | 1.4281e-07 | 7.5333e-07 | 1.7666e-09 | 3.5332e-09 | 1.9433e-07 | 1
2520 | 0.14505 | 0.00038635 | 0.32405 | 0.19521 | 0.00059691 | 0.25607 | 0.27061 | 3.5703e-09 | 1.4281e-07 | 7.5333e-07 | 1.7666e-09 | 3.5332e-09 | 1.9433e-07 | 1
2521 | 0.14505 | 0.00038635 | 0.36262 | 0.17617 | 0.00059691 | 0.24541 | 0.2626 | 3.5703e-09 | 1.4281e-07 | 7.5333e-07 | 1.7666e-09 | 3.5332e-09 | 1.9433e-07 | 1
2522 | 0.14505 | 0.00038635 | 0.31396 | 0.17006 | 0.00059691 | 0.25025 | 0.26794 | 3.5703e-09 | 1.4281e-07 | 7.5333e-07 | 1.7666e-09 | 3.5332e-09 | 1.9433e-07 | 1
2523 | 0.14505 | 0.00038635 | 0.28844 | 0.16079 | 0.00059691 | 0.23862 | 0.27594 | 3.5703e-09 | 1.4281e-07 | 7.5333e-07 | 1.7666e-09 | 3.5332e-09 | 1.9433e-07 | 1
2524 | 0.14505 | 0.00038635 | 0.29675 | 0.14639 | 0.00059691 | 0.21244 | 0.28394 | 3.5703e-09 | 1.4281e-07 | 7.5333e-07 | 1.7666e-09 | 3.5332e-09 | 1.9433e-07 | 1
2525 | 0.14505 | 0.00038635 | 0.30209 | 0.13101 | 0.00059691 | 0.20081 | 0.24126 | 3.5703e-09 | 1.4281e-07 | 7.5333e-07 | 1.7666e-09 | 3.5332e-09 | 1.9433e-07 | 1
2526 | 0.14505 | 0.0019828 | 0.28429 | 0.13247 | 0.0043444 | 0.17172 | 0.26527 | 1.8324e-08 | 7.3295e-07 | 3.8663e-06 | 1.2858e-08 | 2.5715e-08 | 1.4143e-06 | 1
2527 | 0.14505 | 0.017309 | 0.32227 | 0.14443 | 0.033387 | 0.16106 | 0.2666 | 1.5996e-07 | 6.3983e-06 | 3.3751e-05 | 9.8812e-08 | 1.9762e-07 | 1.0869e-05 | 1
2528 | 0.14505 | 0.047004 | 0.346 | 0.17202 | 0.075546 | 0.15621 | 0.26794 | 4.3437e-07 | 1.7375e-05 | 9.1652e-05 | 2.2359e-07 | 4.4717e-07 | 2.4594e-05 | 1
2529 | 0.14505 | 0.083724 | 0.32998 | 0.23622 | 0.12333 | 0.1504 | 0.29061 | 7.737e-07 | 3.0948e-05 | 0.00016325 | 3.6499e-07 | 7.2999e-07 | 4.0149e-05 | 1
2530 | 0.14505 | 0.11597 | 0.31811 | 0.29504 | 0.1683 | 0.14555 | 0.30662 | 1.0717e-06 | 4.2869e-05 | 0.00022613 | 4.9809e-07 | 9.9617e-07 | 5.4789e-05 | 1
2531 | 0.14505 | 0.13896 | 0.31277 | 0.32873 | 0.20296 | 0.1504 | 0.32129 | 1.2842e-06 | 5.1367e-05 | 0.00027096 | 6.0068e-07 | 1.2014e-06 | 6.6074e-05 | 1
2532 | 0.14505 | 0.14279 | 0.29616 | 0.35119 | 0.20483 | 0.16591 | 0.33596 | 1.3196e-06 | 5.2783e-05 | 0.00027843 | 6.0622e-07 | 1.2124e-06 | 6.6684e-05 | 1
2533 | 0.14505 | 0.1412 | 0.2748 | 0.36315 | 0.20671 | 0.19014 | 0.34796 | 1.3048e-06 | 5.2193e-05 | 0.00027532 | 6.1177e-07 | 1.2235e-06 | 6.7294e-05 | 1
2534 | 0.14505 | 0.1297 | 0.25225 | 0.37755 | 0.21982 | 0.22796 | 0.37331 | 1.1986e-06 | 4.7944e-05 | 0.0002529 | 6.5059e-07 | 1.3012e-06 | 7.1564e-05 | 1
2535 | 0.14505 | 0.1131 | 0.23207 | 0.37218 | 0.21045 | 0.2648 | 0.40398 | 1.0452e-06 | 4.1807e-05 | 0.00022053 | 6.2286e-07 | 1.2457e-06 | 6.8514e-05 | 1
2536 | 0.14505 | 0.09458 | 0.22495 | 0.35192 | 0.17392 | 0.29194 | 0.42799 | 8.7402e-07 | 3.4961e-05 | 0.00018442 | 5.1472e-07 | 1.0294e-06 | 5.6619e-05 | 1
2537 | 0.14505 | 0.069674 | 0.23741 | 0.33459 | 0.11583 | 0.3123 | 0.44533 | 6.4387e-07 | 2.5755e-05 | 0.00013586 | 3.4281e-07 | 6.8562e-07 | 3.7709e-05 | 1
2538 | 0.14505 | 0.038383 | 0.2653 | 0.28919 | 0.056809 | 0.32684 | 0.44533 | 3.547e-07 | 1.4188e-05 | 7.4842e-05 | 1.6813e-07 | 3.3626e-07 | 1.8494e-05 | 1
2539 | 0.14505 | 0.0122 | 0.30506 | 0.24232 | 0.01465 | 0.33363 | 0.46534 | 1.1275e-07 | 4.5098e-06 | 2.3789e-05 | 4.3358e-08 | 8.6715e-08 | 4.7693e-06 | 1
2540 | 0.14505 | 0.0010249 | 0.35194 | 0.23036 | 0.0015338 | 0.33848 | 0.51602 | 9.4717e-09 | 3.7887e-07 | 1.9985e-06 | 4.5393e-09 | 9.0787e-09 | 4.9933e-07 | 1
2541 | 0.14505 | 0.00038635 | 0.39585 | 0.27015 | 0.00059691 | 0.34139 | 0.58137 | 3.5703e-09 | 1.4281e-07 | 7.5333e-07 | 1.7666e-09 | 3.5332e-09 | 1.9433e-07 | 1
2542 | 0.14505 | 0.00038635 | 0.42967 | 0.3175 | 0.00059691 | 0.33945 | 0.61872 | 3.5703e-09 | 1.4281e-07 | 7.5333e-07 | 1.7666e-09 | 3.5332e-09 | 1.9433e-07 | 1
2543 | 0.14505 | 0.00038635 | 0.45459 | 0.3485 | 0.00059691 | 0.3346 | 0.62539 | 3.5703e-09 | 1.4281e-07 | 7.5333e-07 | 1.7666e-09 | 3.5332e-09 | 1.9433e-07 | 1
2544 | 0.14505 | 0.00038635 | 0.50859 | 0.34509 | 0.00059691 | 0.31327 | 0.5507 | 3.5703e-09 | 1.4281e-07 | 7.5333e-07 | 1.7666e-09 | 3.5332e-09 | 1.9433e-07 | 1
2545 | 0.14505 | 0.00038635 | 0.4718 | 0.34484 | 0.00059691 | 0.30067 | 0.52802 | 3.5703e-09 | 1.4281e-07 | 7.5333e-07 | 1.7666e-09 | 3.5332e-09 | 1.9433e-07 | 1
2546 | 0.14505 | 0.00038635 | 0.42848 | 0.3341 | 0.00059691 | 0.25219 | 0.50001 | 3.5703e-09 | 1.4281e-07 | 7.5333e-07 | 1.7666e-09 | 3.5332e-09 | 1.9433e-07 | 1
2547 | 0.14505 | 0.00038635 | 0.40415 | 0.31823 | 0.00059691 | 0.22892 | 0.45066 | 3.5703e-09 | 1.4281e-07 | 7.5333e-07 | 1.7666e-09 | 3.5332e-09 | 1.9433e-07 | 1
2548 | 0.14505 | 0.00038635 | 0.38932 | 0.31213 | 0.00059691 | 0.19402 | 0.40665 | 3.5703e-09 | 1.4281e-07 | 7.5333e-07 | 1.7666e-09 | 3.5332e-09 | 1.9433e-07 | 1
2549 | 0.14505 | 0.00038635 | 0.39288 | 0.32556 | 0.00059691 | 0.20469 | 0.35463 | 3.5703e-09 | 1.4281e-07 | 7.5333e-07 | 1.7666e-09 | 3.5332e-09 | 1.9433e-07 | 1
2550 | 0.14505 | 0.0023021 | 0.37626 | 0.34411 | 0.0052812 | 0.17366 | 0.31995 | 2.1274e-08 | 8.5098e-07 | 4.4889e-06 | 1.563e-08 | 3.1261e-08 | 1.7193e-06 | 1
2551 | 0.14505 | 0.017629 | 0.35431 | 0.33264 | 0.036198 | 0.14652 | 0.2666 | 1.6291e-07 | 6.5163e-06 | 3.4373e-05 | 1.0713e-07 | 2.1426e-07 | 1.1784e-05 | 1
2552 | 0.14505 | 0.04892 | 0.33473 | 0.29944 | 0.083978 | 0.13004 | 0.20925 | 4.5208e-07 | 1.8083e-05 | 9.5388e-05 | 2.4854e-07 | 4.9708e-07 | 2.7339e-05 | 1
2553 | 0.14505 | 0.086917 | 0.31337 | 0.25721 | 0.14019 | 0.11065 | 0.18124 | 8.0321e-07 | 3.2128e-05 | 0.00016948 | 4.149e-07 | 8.2981e-07 | 4.5639e-05 | 1
2554 | 0.14505 | 0.12044 | 0.29794 | 0.23085 | 0.19265 | 0.098043 | 0.16257 | 1.113e-06 | 4.4521e-05 | 0.00023485 | 5.7018e-07 | 1.1404e-06 | 6.2719e-05 | 1
2555 | 0.14505 | 0.14535 | 0.28014 | 0.21766 | 0.22826 | 0.092226 | 0.1599 | 1.3432e-06 | 5.3727e-05 | 0.00028341 | 6.7554e-07 | 1.3511e-06 | 7.4309e-05 | 1
2556 | 0.14505 | 0.15972 | 0.25996 | 0.21498 | 0.24699 | 0.097073 | 0.1679 | 1.476e-06 | 5.9039e-05 | 0.00031143 | 7.3099e-07 | 1.462e-06 | 8.0409e-05 | 1
2557 | 0.14505 | 0.16259 | 0.23326 | 0.21913 | 0.2498 | 0.10968 | 0.17857 | 1.5025e-06 | 6.0101e-05 | 0.00031703 | 7.3931e-07 | 1.4786e-06 | 8.1324e-05 | 1
2558 | 0.14505 | 0.15493 | 0.20003 | 0.22303 | 0.23856 | 0.12228 | 0.19325 | 1.4317e-06 | 5.7268e-05 | 0.00030209 | 7.0604e-07 | 1.4121e-06 | 7.7664e-05 | 1
2559 | 0.14505 | 0.13896 | 0.17036 | 0.21327 | 0.21514 | 0.13391 | 0.20392 | 1.2842e-06 | 5.1367e-05 | 0.00027096 | 6.3672e-07 | 1.2734e-06 | 7.0039e-05 | 1
2560 | 0.14505 | 0.1131 | 0.15315 | 0.19862 | 0.17485 | 0.14555 | 0.21059 | 1.0452e-06 | 4.1807e-05 | 0.00022053 | 5.1749e-07 | 1.035e-06 | 5.6924e-05 | 1
2561 | 0.14505 | 0.078615 | 0.15375 | 0.18666 | 0.11021 | 0.15524 | 0.21459 | 7.2649e-07 | 2.906e-05 | 0.00015329 | 3.2618e-07 | 6.5235e-07 | 3.5879e-05 | 1
2562 | 0.14505 | 0.040937 | 0.16918 | 0.16079 | 0.051188 | 0.16009 | 0.21059 | 3.7831e-07 | 1.5132e-05 | 7.9823e-05 | 1.5149e-07 | 3.0299e-07 | 1.6664e-05 | 1
2563 | 0.14505 | 0.0122 | 0.19113 | 0.1315 | 0.013713 | 0.15912 | 0.21192 | 1.1275e-07 | 4.5098e-06 | 2.3789e-05 | 4.0585e-08 | 8.117e-08 | 4.4643e-06 | 1
2564 | 0.14505 | 0.0013442 | 0.21249 | 0.13247 | 0.0015338 | 0.14846 | 0.23993 | 1.2422e-08 | 4.9689e-07 | 2.6211e-06 | 4.5393e-09 | 9.0787e-09 | 4.9933e-07 | 1
2565 | 0.14505 | 0.00038635 | 0.22436 | 0.1459 | 0.00059691 | 0.13488 | 0.25993 | 3.5703e-09 | 1.4281e-07 | 7.5333e-07 | 1.7666e-09 | 3.5332e-09 | 1.9433e-07 | 1
2566 | 0.14505 | 0.00038635 | 0.22733 | 0.15322 | 0.00059691 | 0.12616 | 0.26394 | 3.5703e-09 | 1.4281e-07 | 7.5333e-07 | 1.7666e-09 | 3.5332e-09 | 1.9433e-07 | 1
2567 | 0.14505 | 0.00038635 | 0.22436 | 0.14956 | 0.00059691 | 0.12228 | 0.25327 | 3.5703e-09 | 1.4281e-07 | 7.5333e-07 | 1.7666e-09 | 3.5332e-09 | 1.9433e-07 | 1
2568 | 0.14505 | 0.00038635 | 0.24572 | 0.21156 | 0.00059691 | 0.13876 | 0.23593 | 3.5703e-09 | 1.4281e-07 | 7.5333e-07 | 1.7666e-09 | 3.5332e-09 | 1.9433e-07 | 1
2569 | 0.14505 | 0.00038635 | 0.25284 | 0.20326 | 0.00059691 | 0.14555 | 0.25727 | 3.5703e-09 | 1.4281e-07 | 7.5333e-07 | 1.7666e-09 | 3.5332e-09 | 1.9433e-07 | 1
2570 | 0.14505 | 0.00038635 | 0.24691 | 0.183 | 0.00059691 | 0.13198 | 0.2666 | 3.5703e-09 | 1.4281e-07 | 7.5333e-07 | 1.7666e-09 | 3.5332e-09 | 1.9433e-07 | 1
2571 | 0.14505 | 0.00038635 | 0.22911 | 0.15786 | 0.00059691 | 0.15524 | 0.25193 | 3.5703e-09 | 1.4281e-07 | 7.5333e-07 | 1.7666e-09 | 3.5332e-09 | 1.9433e-07 | 1
2572 | 0.14505 | 0.00038635 | 0.18994 | 0.16323 | 0.00059691 | 0.16688 | 0.26394 | 3.5703e-09 | 1.4281e-07 | 7.5333e-07 | 1.7666e-09 | 3.5332e-09 | 1.9433e-07 | 1
2573 | 0.14505 | 0.00038635 | 0.20359 | 0.1874 | 0.00059691 | 0.1756 | 0.29195 | 3.5703e-09 | 1.4281e-07 | 7.5333e-07 | 1.7666e-09 | 3.5332e-09 | 1.9433e-07 | 1
2574 | 0.14505 | 0.0026214 | 0.19825 | 0.19032 | 0.0062181 | 0.17075 | 0.29461 | 2.4225e-08 | 9.69e-07 | 5.1115e-06 | 1.8403e-08 | 3.6806e-08 | 2.0243e-06 | 1
2575 | 0.14505 | 0.018906 | 0.16918 | 0.17836 | 0.038071 | 0.17269 | 0.2626 | 1.7471e-07 | 6.9884e-06 | 3.6864e-05 | 1.1268e-07 | 2.2535e-07 | 1.2394e-05 | 1
2576 | 0.14505 | 0.049878 | 0.1763 | 0.13809 | 0.088662 | 0.14361 | 0.19058 | 4.6093e-07 | 1.8437e-05 | 9.7256e-05 | 2.624e-07 | 5.2481e-07 | 2.8864e-05 | 1
2577 | 0.14505 | 0.086917 | 0.18342 | 0.11929 | 0.14394 | 0.13973 | 0.17457 | 8.0321e-07 | 3.2128e-05 | 0.00016948 | 4.2599e-07 | 8.5199e-07 | 4.6859e-05 | 1
2578 | 0.14505 | 0.12044 | 0.16799 | 0.11197 | 0.19265 | 0.14555 | 0.17591 | 1.113e-06 | 4.4521e-05 | 0.00023485 | 5.7018e-07 | 1.1404e-06 | 6.2719e-05 | 1
2579 | 0.14505 | 0.14631 | 0.14307 | 0.1188 | 0.2217 | 0.14943 | 0.19058 | 1.352e-06 | 5.4081e-05 | 0.00028528 | 6.5613e-07 | 1.3123e-06 | 7.2174e-05 | 1
2580 | 0.14505 | 0.16131 | 0.12408 | 0.1398 | 0.23762 | 0.15621 | 0.20792 | 1.4907e-06 | 5.9629e-05 | 0.00031454 | 7.0327e-07 | 1.4065e-06 | 7.7359e-05 | 1
2581 | 0.14505 | 0.16291 | 0.11102 | 0.15395 | 0.24418 | 0.16688 | 0.21192 | 1.5055e-06 | 6.0219e-05 | 0.00031765 | 7.2268e-07 | 1.4454e-06 | 7.9494e-05 | 1
2582 | 0.14505 | 0.15493 | 0.10509 | 0.16079 | 0.23575 | 0.17657 | 0.21592 | 1.4317e-06 | 5.7268e-05 | 0.00030209 | 6.9772e-07 | 1.3954e-06 | 7.6749e-05 | 1
2583 | 0.14505 | 0.1396 | 0.10806 | 0.15908 | 0.21608 | 0.18724 | 0.21992 | 1.2901e-06 | 5.1603e-05 | 0.00027221 | 6.3949e-07 | 1.279e-06 | 7.0344e-05 | 1
2584 | 0.14505 | 0.11374 | 0.11755 | 0.15395 | 0.16642 | 0.19305 | 0.22126 | 1.0511e-06 | 4.2043e-05 | 0.00022177 | 4.9254e-07 | 9.8508e-07 | 5.4179e-05 | 1
2585 | 0.14505 | 0.078934 | 0.13417 | 0.14858 | 0.10927 | 0.19402 | 0.21725 | 7.2944e-07 | 2.9178e-05 | 0.00015391 | 3.234e-07 | 6.4681e-07 | 3.5574e-05 | 1
2586 | 0.14505 | 0.042215 | 0.15256 | 0.12881 | 0.053998 | 0.18821 | 0.20525 | 3.9011e-07 | 1.5604e-05 | 8.2313e-05 | 1.5981e-07 | 3.1962e-07 | 1.7579e-05 | 1
2587 | 0.14505 | 0.013797 | 0.17214 | 0.1044 | 0.015587 | 0.18433 | 0.19858 | 1.275e-07 | 5.1e-06 | 2.6902e-05 | 4.613e-08 | 9.2261e-08 | 5.0743e-06 | 1
2588 | 0.14505 | 0.0016635 | 0.18935 | 0.10489 | 0.0015338 | 0.18045 | 0.21992 | 1.5373e-08 | 6.1492e-07 | 3.2437e-06 | 4.5393e-09 | 9.0787e-09 | 4.9933e-07 | 1
2589 | 0.14505 | 0.00038635 | 0.19528 | 0.11612 | 0.00059691 | 0.17172 | 0.24126 | 3.5703e-09 | 1.4281e-07 | 7.5333e-07 | 1.7666e-09 | 3.5332e-09 | 1.9433e-07 | 1
2590 | 0.14505 | 0.00038635 | 0.18994 | 0.12735 | 0.00059691 | 0.16009 | 0.2506 | 3.5703e-09 | 1.4281e-07 | 7.5333e-07 | 1.7666e-09 | 3.5332e-09 | 1.9433e-07 | 1
2591 | 0.14505 | 0.00038635 | 0.18045 | 0.12857 | 0.00059691 | 0.14943 | 0.24126 | 3.5703e-09 | 1.4281e-07 | 7.5333e-07 | 1.7666e-09 | 3.5332e-09 | 1.9433e-07 | 1
2592 | 0.14505 | 0.00038635 | 0.21249 | 0.19008 | 0.00059691 | 0.11549 | 0.21192 | 3.5703e-09 | 1.4281e-07 | 7.5333e-07 | 1.7666e-09 | 3.5332e-09 | 1.9433e-07 | 1
2593 | 0.14505 | 0.00038635 | 0.16562 | 0.17299 | 0.00059691 | 0.11646 | 0.20792 | 3.5703e-09 | 1.4281e-07 | 7.5333e-07 | 1.7666e-09 | 3.5332e-09 | 1.9433e-07 | 1
2594 | 0.14505 | 0.00038635 | 0.1223 | 0.15932 | 0.00059691 | 0.14264 | 0.21192 | 3.5703e-09 | 1.4281e-07 | 7.5333e-07 | 1.7666e-09 | 3.5332e-09 | 1.9433e-07 | 1
2595 | 0.14505 | 0.00038635 | 0.10924 | 0.15395 | 0.00059691 | 0.15815 | 0.21459 | 3.5703e-09 | 1.4281e-07 | 7.5333e-07 | 1.7666e-09 | 3.5332e-09 | 1.9433e-07 | 1
2596 | 0.14505 | 0.00038635 | 0.1045 | 0.15273 | 0.00059691 | 0.16785 | 0.27194 | 3.5703e-09 | 1.4281e-07 | 7.5333e-07 | 1.7666e-09 | 3.5332e-09 | 1.9433e-07 | 1
2597 | 0.14505 | 0.00038635 | 0.10568 | 0.14517 | 0.00059691 | 0.17463 | 0.28394 | 3.5703e-09 | 1.4281e-07 | 7.5333e-07 | 1.7666e-09 | 3.5332e-09 | 1.9433e-07 | 1
2598 | 0.14505 | 0.0026214 | 0.10984 | 0.13516 | 0.007155 | 0.16106 | 0.29461 | 2.4225e-08 | 9.69e-07 | 5.1115e-06 | 2.1176e-08 | 4.2351e-08 | 2.3293e-06 | 1
2599 | 0.14505 | 0.019864 | 0.10865 | 0.12222 | 0.039945 | 0.15718 | 0.26794 | 1.8356e-07 | 7.3425e-06 | 3.8732e-05 | 1.1822e-07 | 2.3644e-07 | 1.3004e-05 | 1
2600 | 0.14505 | 0.051794 | 0.10034 | 0.10562 | 0.090536 | 0.14943 | 0.22659 | 4.7863e-07 | 1.9145e-05 | 0.00010099 | 2.6795e-07 | 5.359e-07 | 2.9474e-05 | 1
2601 | 0.14505 | 0.089471 | 0.083729 | 0.092683 | 0.14394 | 0.14264 | 0.19725 | 8.2681e-07 | 3.3073e-05 | 0.00017446 | 4.2599e-07 | 8.5199e-07 | 4.6859e-05 | 1
2602 | 0.14505 | 0.12268 | 0.072455 | 0.089022 | 0.19546 | 0.13876 | 0.17591 | 1.1337e-06 | 4.5347e-05 | 0.00023921 | 5.7849e-07 | 1.157e-06 | 6.3634e-05 | 1
2603 | 0.14505 | 0.14758 | 0.059994 | 0.088045 | 0.23013 | 0.13682 | 0.1599 | 1.3638e-06 | 5.4554e-05 | 0.00028777 | 6.8109e-07 | 1.3622e-06 | 7.4919e-05 | 1
2604 | 0.14505 | 0.16227 | 0.04694 | 0.085848 | 0.24793 | 0.13973 | 0.15457 | 1.4996e-06 | 5.9983e-05 | 0.00031641 | 7.3377e-07 | 1.4675e-06 | 8.0714e-05 | 1
2605 | 0.14505 | 0.16451 | 0.036259 | 0.080966 | 0.25449 | 0.14361 | 0.15057 | 1.5202e-06 | 6.0809e-05 | 0.00032077 | 7.5318e-07 | 1.5064e-06 | 8.2849e-05 | 1
2606 | 0.14505 | 0.1562 | 0.024985 | 0.077061 | 0.24418 | 0.14555 | 0.15057 | 1.4435e-06 | 5.774e-05 | 0.00030458 | 7.2268e-07 | 1.4454e-06 | 7.9494e-05 | 1
2607 | 0.14505 | 0.14024 | 0.017271 | 0.073155 | 0.21701 | 0.1407 | 0.14523 | 1.296e-06 | 5.1839e-05 | 0.00027345 | 6.4227e-07 | 1.2845e-06 | 7.0649e-05 | 1
2608 | 0.14505 | 0.11406 | 0.013711 | 0.07169 | 0.16923 | 0.13488 | 0.13723 | 1.054e-06 | 4.2161e-05 | 0.0002224 | 5.0086e-07 | 1.0017e-06 | 5.5094e-05 | 1
2609 | 0.14505 | 0.079573 | 0.013711 | 0.071202 | 0.11115 | 0.12713 | 0.13189 | 7.3534e-07 | 2.9414e-05 | 0.00015516 | 3.2895e-07 | 6.579e-07 | 3.6184e-05 | 1
2610 | 0.14505 | 0.042853 | 0.014304 | 0.06095 | 0.055872 | 0.11259 | 0.10789 | 3.9601e-07 | 1.584e-05 | 8.3559e-05 | 1.6536e-07 | 3.3072e-07 | 1.8189e-05 | 1
2611 | 0.14505 | 0.014436 | 0.018458 | 0.051186 | 0.016524 | 0.093195 | 0.082544 | 1.334e-07 | 5.336e-06 | 2.8148e-05 | 4.8903e-08 | 9.7806e-08 | 5.3793e-06 | 1
2612 | 0.14505 | 0.0016635 | 0.030326 | 0.053627 | 0.0015338 | 0.076714 | 0.074541 | 1.5373e-08 | 6.1492e-07 | 3.2437e-06 | 4.5393e-09 | 9.0787e-09 | 4.9933e-07 | 1
2613 | 0.14505 | 0.00038635 | 0.04516 | 0.054603 | 0.00059691 | 0.059263 | 0.075875 | 3.5703e-09 | 1.4281e-07 | 7.5333e-07 | 1.7666e-09 | 3.5332e-09 | 1.9433e-07 | 1
2614 | 0.14505 | 0.00038635 | 0.054061 | 0.051186 | 0.00059691 | 0.04569 | 0.07054 | 3.5703e-09 | 1.4281e-07 | 7.5333e-07 | 1.7666e-09 | 3.5332e-09 | 1.9433e-07 | 1
2615 | 0.14505 | 0.00038635 | 0.054654 | 0.045083 | 0.00059691 | 0.037934 | 0.057202 | 3.5703e-09 | 1.4281e-07 | 7.5333e-07 | 1.7666e-09 | 3.5332e-09 | 1.9433e-07 | 1
2616 | 0.14505 | 0.00038635 | 0.080763 | 0.039469 | 0.00059691 | 0.024361 | 0.059869 | 3.5703e-09 | 1.4281e-07 | 7.5333e-07 | 1.7666e-09 | 3.5332e-09 | 1.9433e-07 | 1
2617 | 0.14505 | 0.00038635 | 0.061181 | 0.02824 | 0.00059691 | 0.023392 | 0.059869 | 3.5703e-09 | 1.4281e-07 | 7.5333e-07 | 1.7666e-09 | 3.5332e-09 | 1.9433e-07 | 1
2618 | 0.14505 | 0.00038635 | 0.042193 | 0.01872 | 0.00059691 | 0.023392 | 0.054534 | 3.5703e-09 | 1.4281e-07 | 7.5333e-07 | 1.7666e-09 | 3.5332e-09 | 1.9433e-07 | 1
2619 | 0.14505 | 0.00038635 | 0.031512 | 0.013838 | 0.00059691 | 0.021453 | 0.047865 | 3.5703e-09 | 1.4281e-07 | 7.5333e-07 | 1.7666e-09 | 3.5332e-09 | 1.9433e-07 | 1
2620 | 0.14505 | 0.00038635 | 0.029732 | 0.010421 | 0.00059691 | 0.023392 | 0.045198 | 3.5703e-09 | 1.4281e-07 | 7.5333e-07 | 1.7666e-09 | 3.5332e-09 | 1.9433e-07 | 1
2621 | 0.14505 | 0.00038635 | 0.026172 | 0.0072473 | 0.00059691 | 0.015636 | 0.04253 | 3.5703e-09 | 1.4281e-07 | 7.5333e-07 | 1.7666e-09 | 3.5332e-09 | 1.9433e-07 | 1
2622 | 0.14505 | 0.00326 | 0.027359 | 0.0050503 | 0.007155 | 0.014666 | 0.041197 | 3.0127e-08 | 1.2051e-06 | 6.3567e-06 | 2.1176e-08 | 4.2351e-08 | 2.3293e-06 | 1
2623 | 0.14505 | 0.021141 | 0.022018 | 0.0035857 | 0.039008 | 0.015636 | 0.026525 | 1.9537e-07 | 7.8146e-06 | 4.1222e-05 | 1.1545e-07 | 2.309e-07 | 1.2699e-05 | 1
2624 | 0.14505 | 0.05339 | 0.026172 | 0.0028534 | 0.087725 | 0.015636 | 0.025191 | 4.9338e-07 | 1.9735e-05 | 0.0001041 | 2.5963e-07 | 5.1926e-07 | 2.8559e-05 | 1
2625 | 0.14505 | 0.090748 | 0.016085 | 0.0026093 | 0.14113 | 0.013697 | 0.027859 | 8.3862e-07 | 3.3545e-05 | 0.00017695 | 4.1768e-07 | 8.3535e-07 | 4.5944e-05 | 1
2626 | 0.14505 | 0.12396 | 0.008964 | 0.0033416 | 0.19453 | 0.0098186 | 0.033194 | 1.1455e-06 | 4.5819e-05 | 0.0002417 | 5.7572e-07 | 1.1514e-06 | 6.3329e-05 | 1
2627 | 0.14505 | 0.1495 | 0.0059971 | 0.0048062 | 0.22544 | 0.0078796 | 0.035862 | 1.3815e-06 | 5.5262e-05 | 0.00029151 | 6.6722e-07 | 1.3344e-06 | 7.3394e-05 | 1
2628 | 0.14505 | 0.16163 | 0.0030302 | 0.0074914 | 0.23388 | 0.0069101 | 0.038529 | 1.4937e-06 | 5.9747e-05 | 0.00031516 | 6.9218e-07 | 1.3844e-06 | 7.6139e-05 | 1
2629 | 0.14505 | 0.16227 | 0.0018435 | 0.010665 | 0.23762 | 0.0059406 | 0.038529 | 1.4996e-06 | 5.9983e-05 | 0.00031641 | 7.0327e-07 | 1.4065e-06 | 7.7359e-05 | 1
2630 | 0.14505 | 0.1578 | 0.0018435 | 0.016767 | 0.23669 | 0.0069101 | 0.038529 | 1.4583e-06 | 5.833e-05 | 0.00030769 | 7.0049e-07 | 1.401e-06 | 7.7054e-05 | 1
2631 | 0.14505 | 0.14375 | 0.0012501 | 0.027996 | 0.21701 | 0.0078796 | 0.041197 | 1.3284e-06 | 5.3137e-05 | 0.0002803 | 6.4227e-07 | 1.2845e-06 | 7.0649e-05 | 1
2632 | 0.14505 | 0.11629 | 0.0018435 | 0.039469 | 0.17111 | 0.0088491 | 0.046532 | 1.0747e-06 | 4.2987e-05 | 0.00022676 | 5.064e-07 | 1.0128e-06 | 5.5704e-05 | 1
2633 | 0.14505 | 0.082127 | 0.0059971 | 0.045571 | 0.11302 | 0.0088491 | 0.047865 | 7.5895e-07 | 3.0358e-05 | 0.00016014 | 3.3449e-07 | 6.6899e-07 | 3.6794e-05 | 1
2634 | 0.14505 | 0.044769 | 0.011931 | 0.048989 | 0.056809 | 0.0088491 | 0.041197 | 4.1372e-07 | 1.6549e-05 | 8.7294e-05 | 1.6813e-07 | 3.3626e-07 | 1.8494e-05 | 1
2635 | 0.14505 | 0.015074 | 0.016085 | 0.046792 | 0.01746 | 0.0069101 | 0.034528 | 1.393e-07 | 5.5721e-06 | 2.9393e-05 | 5.1676e-08 | 1.0335e-07 | 5.6843e-06 | 1
2636 | 0.14505 | 0.0016635 | 0.014898 | 0.04191 | 0.0015338 | 0.0069101 | 0.030526 | 1.5373e-08 | 6.1492e-07 | 3.2437e-06 | 4.5393e-09 | 9.0787e-09 | 4.9933e-07 | 1
2637 | 0.14505 | 0.00038635 | 0.014898 | 0.039469 | 0.00059691 | 0.0059406 | 0.026525 | 3.5703e-09 | 1.4281e-07 | 7.5333e-07 | 1.7666e-09 | 3.5332e-09 | 1.9433e-07 | 1
2638 | 0.14505 | 0.00038635 | 0.016085 | 0.041422 | 0.00059691 | 0.0059406 | 0.025191 | 3.5703e-09 | 1.4281e-07 | 7.5333e-07 | 1.7666e-09 | 3.5332e-09 | 1.9433e-07 | 1
2639 | 0.14505 | 0.00038635 | 0.016085 | 0.042398 | 0.00059691 | 0.0049711 | 0.023858 | 3.5703e-09 | 1.4281e-07 | 7.5333e-07 | 1.7666e-09 | 3.5332e-09 | 1.9433e-07 | 1
2640 | 0.14505 | 0.00038635 | 0.023205 | 0.031169 | 0.00059691 | 0.0030321 | 0.025191 | 3.5703e-09 | 1.4281e-07 | 7.5333e-07 | 1.7666e-09 | 3.5332e-09 | 1.9433e-07 | 1
2641 | 0.14505 | 0.00038635 | 0.021425 | 0.025067 | 0.00059691 | 0.0010931 | 0.023858 | 3.5703e-09 | 1.4281e-07 | 7.5333e-07 | 1.7666e-09 | 3.5332e-09 | 1.9433e-07 | 1
2642 | 0.14505 | 0.00038635 | 0.027359 | 0.018476 | 0.00059691 | 0.0010931 | 0.023858 | 3.5703e-09 | 1.4281e-07 | 7.5333e-07 | 1.7666e-09 | 3.5332e-09 | 1.9433e-07 | 1
2643 | 0.14505 | 0.00038635 | 0.016085 | 0.0175 | 0.00059691 | 0.0010931 | 0.025191 | 3.5703e-09 | 1.4281e-07 | 7.5333e-07 | 1.7666e-09 | 3.5332e-09 | 1.9433e-07 | 1
2644 | 0.14505 | 0.00038635 | 0.011931 | 0.023114 | 0.00059691 | 0.0010931 | 0.027859 | 3.5703e-09 | 1.4281e-07 | 7.5333e-07 | 1.7666e-09 | 3.5332e-09 | 1.9433e-07 | 1
2645 | 0.14505 | 0.00038635 | 0.011931 | 0.030681 | 0.00059691 | 0.0010931 | 0.027859 | 3.5703e-09 | 1.4281e-07 | 7.5333e-07 | 1.7666e-09 | 3.5332e-09 | 1.9433e-07 | 1
2646 | 0.14505 | 0.0035793 | 0.0065905 | 0.040933 | 0.0080918 | 0.0010931 | 0.026525 | 3.3077e-08 | 1.3231e-06 | 6.9793e-06 | 2.3948e-08 | 4.7897e-08 | 2.6343e-06 | 1
2647 | 0.14505 | 0.021779 | 0.0095574 | 0.039225 | 0.041819 | 0.0020626 | 0.023858 | 2.0127e-07 | 8.0507e-06 | 4.2467e-05 | 1.2377e-07 | 2.4753e-07 | 1.3614e-05 | 1
2648 | 0.14505 | 0.054667 | 0.010151 | 0.034831 | 0.093347 | 0.0020626 | 0.02119 | 5.0519e-07 | 2.0208e-05 | 0.00010659 | 2.7627e-07 | 5.5253e-07 | 3.0389e-05 | 1
2649 | 0.14505 | 0.092345 | 0.019051 | 0.030925 | 0.15143 | 0.0020626 | 0.018523 | 8.5337e-07 | 3.4135e-05 | 0.00018006 | 4.4818e-07 | 8.9635e-07 | 4.9299e-05 | 1
2650 | 0.14505 | 0.12651 | 0.018458 | 0.033122 | 0.19921 | 0.0030321 | 0.019856 | 1.1691e-06 | 4.6764e-05 | 0.00024668 | 5.8959e-07 | 1.1792e-06 | 6.4854e-05 | 1
2651 | 0.14505 | 0.15429 | 0.013711 | 0.034831 | 0.232 | 0.0030321 | 0.02119 | 1.4258e-06 | 5.7032e-05 | 0.00030084 | 6.8663e-07 | 1.3733e-06 | 7.5529e-05 | 1
2652 | 0.14505 | 0.16962 | 0.010151 | 0.035807 | 0.2498 | 0.0020626 | 0.022524 | 1.5674e-06 | 6.2697e-05 | 0.00033073 | 7.3931e-07 | 1.4786e-06 | 8.1324e-05 | 1
2653 | 0.14505 | 0.16962 | 0.0059971 | 0.032146 | 0.25542 | 0.0020626 | 0.02119 | 1.5674e-06 | 6.2697e-05 | 0.00033073 | 7.5595e-07 | 1.5119e-06 | 8.3154e-05 | 1
2654 | 0.14505 | 0.15972 | 0.0036236 | 0.028484 | 0.24793 | 0.0030321 | 0.02119 | 1.476e-06 | 5.9039e-05 | 0.00031143 | 7.3377e-07 | 1.4675e-06 | 8.0714e-05 | 1
2655 | 0.14505 | 0.14247 | 0.0018435 | 0.026287 | 0.21982 | 0.0040016 | 0.02119 | 1.3166e-06 | 5.2665e-05 | 0.00027781 | 6.5059e-07 | 1.3012e-06 | 7.1564e-05 | 1
2656 | 0.14505 | 0.11533 | 0.0018435 | 0.025311 | 0.17017 | 0.0040016 | 0.019856 | 1.0658e-06 | 4.2633e-05 | 0.00022489 | 5.0363e-07 | 1.0073e-06 | 5.5399e-05 | 1
2657 | 0.14505 | 0.081488 | 0.0036236 | 0.026043 | 0.11396 | 0.0059406 | 0.018523 | 7.5305e-07 | 3.0122e-05 | 0.00015889 | 3.3727e-07 | 6.7453e-07 | 3.7099e-05 | 1
2658 | 0.14505 | 0.044769 | 0.0059971 | 0.024334 | 0.057746 | 0.0069101 | 0.02119 | 4.1372e-07 | 1.6549e-05 | 8.7294e-05 | 1.709e-07 | 3.4181e-07 | 1.8799e-05 | 1
2659 | 0.14505 | 0.015074 | 0.0083706 | 0.021161 | 0.01746 | 0.0098186 | 0.025191 | 1.393e-07 | 5.5721e-06 | 2.9393e-05 | 5.1676e-08 | 1.0335e-07 | 5.6843e-06 | 1
2660 | 0.14505 | 0.0016635 | 0.011338 | 0.021893 | 0.0015338 | 0.014666 | 0.027859 | 1.5373e-08 | 6.1492e-07 | 3.2437e-06 | 4.5393e-09 | 9.0787e-09 | 4.9933e-07 | 1
2661 | 0.14505 | 0.00038635 | 0.017271 | 0.023602 | 0.00059691 | 0.020483 | 0.033194 | 3.5703e-09 | 1.4281e-07 | 7.5333e-07 | 1.7666e-09 | 3.5332e-09 | 1.9433e-07 | 1
2662 | 0.14505 | 0.00038635 | 0.028545 | 0.027264 | 0.00059691 | 0.025331 | 0.041197 | 3.5703e-09 | 1.4281e-07 | 7.5333e-07 | 1.7666e-09 | 3.5332e-09 | 1.9433e-07 | 1
2663 | 0.14505 | 0.00038635 | 0.044567 | 0.033854 | 0.00059691 | 0.030178 | 0.046532 | 3.5703e-09 | 1.4281e-07 | 7.5333e-07 | 1.7666e-09 | 3.5332e-09 | 1.9433e-07 | 1
2664 | 0.14505 | 0.00038635 | 0.077202 | 0.057044 | 0.00059691 | 0.041812 | 0.067872 | 3.5703e-09 | 1.4281e-07 | 7.5333e-07 | 1.7666e-09 | 3.5332e-09 | 1.9433e-07 | 1
2665 | 0.14505 | 0.00038635 | 0.09263 | 0.065832 | 0.00059691 | 0.032117 | 0.078542 | 3.5703e-09 | 1.4281e-07 | 7.5333e-07 | 1.7666e-09 | 3.5332e-09 | 1.9433e-07 | 1
2666 | 0.14505 | 0.00038635 | 0.11874 | 0.082187 | 0.00059691 | 0.034056 | 0.087879 | 3.5703e-09 | 1.4281e-07 | 7.5333e-07 | 1.7666e-09 | 3.5332e-09 | 1.9433e-07 | 1
2667 | 0 | 0.00038635 | 0.12052 | 0.097321 | 0.00059691 | 0.032117 | 0.095881 | 3.5703e-09 | 1.4281e-07 | 7.5333e-07 | 1.7666e-09 | 3.5332e-09 | 1.9433e-07 | 1
2668 | 0 | 0.00038635 | 0.12111 | 0.12271 | 0.00059691 | 0.029208 | 0.13589 | 3.5703e-09 | 1.4281e-07 | 7.5333e-07 | 1.7666e-09 | 3.5332e-09 | 1.9433e-07 | 1
2669 | 0 | 0.00038635 | 0.17867 | 0.17055 | 0.00059691 | 0.021453 | 0.14656 | 3.5703e-09 | 1.4281e-07 | 7.5333e-07 | 1.7666e-09 | 3.5332e-09 | 1.9433e-07 | 1
2670 | 0 | 0.0038986 | 0.21131 | 0.1996 | 0.0090287 | 0.017575 | 0.15057 | 3.6028e-08 | 1.4411e-06 | 7.6019e-06 | 2.6721e-08 | 5.3442e-08 | 2.9393e-06 | 1
2671 | 0 | 0.021141 | 0.24513 | 0.19667 | 0.039945 | 0.029208 | 0.1559 | 1.9537e-07 | 7.8146e-06 | 4.1222e-05 | 1.1822e-07 | 2.3644e-07 | 1.3004e-05 | 1
2672 | 0.14505 | 0.052751 | 0.27539 | 0.18325 | 0.088662 | 0.04569 | 0.1679 | 4.8748e-07 | 1.9499e-05 | 0.00010286 | 2.624e-07 | 5.2481e-07 | 2.8864e-05 | 1
2673 | 0.14505 | 0.090748 | 0.3015 | 0.17128 | 0.14581 | 0.066049 | 0.20258 | 8.3862e-07 | 3.3545e-05 | 0.00017695 | 4.3154e-07 | 8.6308e-07 | 4.7469e-05 | 1
2674 | 0.14505 | 0.12459 | 0.3193 | 0.17788 | 0.19921 | 0.097073 | 0.27061 | 1.1514e-06 | 4.6056e-05 | 0.00024294 | 5.8959e-07 | 1.1792e-06 | 6.4854e-05 | 1
2675 | 0.14505 | 0.15301 | 0.33057 | 0.19911 | 0.23294 | 0.13973 | 0.34396 | 1.414e-06 | 5.656e-05 | 0.00029835 | 6.894e-07 | 1.3788e-06 | 7.5834e-05 | 1
2676 | 0.14505 | 0.16866 | 0.33473 | 0.23719 | 0.2498 | 0.18918 | 0.40398 | 1.5586e-06 | 6.2343e-05 | 0.00032886 | 7.3931e-07 | 1.4786e-06 | 8.1324e-05 | 1
2677 | 0.14505 | 0.17121 | 0.33413 | 0.28479 | 0.25542 | 0.24153 | 0.45733 | 1.5822e-06 | 6.3288e-05 | 0.00033384 | 7.5595e-07 | 1.5119e-06 | 8.3154e-05 | 1
2678 | 0.14505 | 0.16387 | 0.33473 | 0.33337 | 0.24606 | 0.28903 | 0.51335 | 1.5143e-06 | 6.0573e-05 | 0.00031952 | 7.2822e-07 | 1.4564e-06 | 8.0104e-05 | 1
2679 | 0.14505 | 0.14726 | 0.26708 | 0.37267 | 0.21889 | 0.32394 | 0.55336 | 1.3609e-06 | 5.4436e-05 | 0.00028715 | 6.4781e-07 | 1.2956e-06 | 7.1259e-05 | 1
2680 | 0.14505 | 0.12044 | 0.28607 | 0.40953 | 0.17111 | 0.33945 | 0.56937 | 1.113e-06 | 4.4521e-05 | 0.00023485 | 5.064e-07 | 1.0128e-06 | 5.5704e-05 | 1
2681 | 0.14505 | 0.08532 | 0.30091 | 0.44736 | 0.11396 | 0.34236 | 0.56804 | 7.8845e-07 | 3.1538e-05 | 0.00016636 | 3.3727e-07 | 6.7453e-07 | 3.7099e-05 | 1
2682 | 0.14505 | 0.047643 | 0.31693 | 0.44175 | 0.058683 | 0.34236 | 0.58271 | 4.4027e-07 | 1.7611e-05 | 9.2897e-05 | 1.7368e-07 | 3.4735e-07 | 1.9104e-05 | 1
2683 | 0.14505 | 0.016351 | 0.47951 | 0.43028 | 0.018397 | 0.34236 | 0.58938 | 1.511e-07 | 6.0442e-06 | 3.1883e-05 | 5.4448e-08 | 1.089e-07 | 5.9893e-06 | 1
2684 | 0.14505 | 0.0019828 | 0.52461 | 0.43589 | 0.0015338 | 0.34042 | 0.60938 | 1.8324e-08 | 7.3295e-07 | 3.8663e-06 | 4.5393e-09 | 9.0787e-09 | 4.9933e-07 | 1
2685 | 0 | 0.00038635 | 0.54122 | 0.45737 | 0.00059691 | 0.33654 | 0.62939 | 3.5703e-09 | 1.4281e-07 | 7.5333e-07 | 1.7666e-09 | 3.5332e-09 | 1.9433e-07 | 1
2686 | 0 | 0.00038635 | 0.543 | 0.48813 | 0.00059691 | 0.33169 | 0.6494 | 3.5703e-09 | 1.4281e-07 | 7.5333e-07 | 1.7666e-09 | 3.5332e-09 | 1.9433e-07 | 1
2687 | 0 | 0.00038635 | 0.27539 | 0.48203 | 0.00059691 | 0.19887 | 0.62405 | 3.5703e-09 | 1.4281e-07 | 7.5333e-07 | 1.7666e-09 | 3.5332e-09 | 1.9433e-07 | 1
2688 | 0 | 0.00038635 | 0.29082 | 0.47446 | 0.00059691 | 0.31424 | 0.54403 | 3.5703e-09 | 1.4281e-07 | 7.5333e-07 | 1.7666e-09 | 3.5332e-09 | 1.9433e-07 | 1
2689 | 0 | 0.00038635 | 0.28844 | 0.36315 | 0.00059691 | 0.29679 | 0.56403 | 3.5703e-09 | 1.4281e-07 | 7.5333e-07 | 1.7666e-09 | 3.5332e-09 | 1.9433e-07 | 1
2690 | 0 | 0.00038635 | 0.28607 | 0.34069 | 0.00059691 | 0.32394 | 0.59738 | 3.5703e-09 | 1.4281e-07 | 7.5333e-07 | 1.7666e-09 | 3.5332e-09 | 1.9433e-07 | 1
2691 | 0 | 0.00038635 | 0.28666 | 0.33239 | 0.00059691 | 0.20275 | 0.59338 | 3.5703e-09 | 1.4281e-07 | 7.5333e-07 | 1.7666e-09 | 3.5332e-09 | 1.9433e-07 | 1
2692 | 0 | 0.00038635 | 0.28844 | 0.34435 | 0.00059691 | 0.33266 | 0.58938 | 3.5703e-09 | 1.4281e-07 | 7.5333e-07 | 1.7666e-09 | 3.5332e-09 | 1.9433e-07 | 1
2693 | 0 | 0.00038635 | 0.50028 | 0.38439 | 0.00059691 | 0.32006 | 0.59738 | 3.5703e-09 | 1.4281e-07 | 7.5333e-07 | 1.7666e-09 | 3.5332e-09 | 1.9433e-07 | 1
2694 | 0 | 0.0045372 | 0.5252 | 0.40513 | 0.0099656 | 0.32394 | 0.61872 | 4.1929e-08 | 1.6772e-06 | 8.8471e-06 | 2.9494e-08 | 5.8988e-08 | 3.2443e-06 | 1
2695 | 0.14505 | 0.020502 | 0.53173 | 0.39635 | 0.043693 | 0.33363 | 0.63072 | 1.8946e-07 | 7.5786e-06 | 3.9977e-05 | 1.2931e-07 | 2.5862e-07 | 1.4224e-05 | 1
2696 | 0.14505 | 0.053709 | 0.52876 | 0.42637 | 0.09522 | 0.33848 | 0.67874 | 4.9634e-07 | 1.9853e-05 | 0.00010473 | 2.8181e-07 | 5.6362e-07 | 3.0999e-05 | 1
2697 | 0.14505 | 0.093303 | 0.52817 | 0.5018 | 0.15424 | 0.33945 | 0.71608 | 8.6222e-07 | 3.4489e-05 | 0.00018193 | 4.5649e-07 | 9.1299e-07 | 5.0214e-05 | 1
2698 | 0.14505 | 0.13002 | 0.52995 | 0.58894 | 0.20296 | 0.34042 | 0.78544 | 1.2016e-06 | 4.8062e-05 | 0.00025353 | 6.0068e-07 | 1.2014e-06 | 6.6074e-05 | 1
2699 | 0.14505 | 0.15557 | 0.52936 | 0.65534 | 0.23669 | 0.34236 | 0.84279 | 1.4376e-06 | 5.7504e-05 | 0.00030333 | 7.0049e-07 | 1.401e-06 | 7.7054e-05 | 1
2700 | 0.14505 | 0.16866 | 0.30209 | 0.66022 | 0.25355 | 0.34333 | 0.88414 | 1.5586e-06 | 6.2343e-05 | 0.00032886 | 7.504e-07 | 1.5008e-06 | 8.2544e-05 | 1
2701 | 0.14505 | 0.16993 | 0.292 | 0.69293 | 0.26105 | 0.34526 | 0.91348 | 1.5704e-06 | 6.2815e-05 | 0.00033135 | 7.7259e-07 | 1.5452e-06 | 8.4984e-05 | 1
2702 | 0 | 0.16163 | 0.3015 | 0.74932 | 0.25355 | 0.34526 | 0.94683 | 1.4937e-06 | 5.9747e-05 | 0.00031516 | 7.504e-07 | 1.5008e-06 | 8.2544e-05 | 1
2703 | 0.14505 | 0.14663 | 0.52817 | 0.77202 | 0.22638 | 0.34623 | 0.9575 | 1.355e-06 | 5.4199e-05 | 0.0002859 | 6.6999e-07 | 1.34e-06 | 7.3699e-05 | 1
2704 | 0.14505 | 0.12012 | 0.53173 | 0.76348 | 0.1786 | 0.34623 | 0.94416 | 1.1101e-06 | 4.4403e-05 | 0.00023423 | 5.2859e-07 | 1.0572e-06 | 5.8144e-05 | 1
2705 | 0.14505 | 0.085959 | 0.5341 | 0.75078 | 0.12052 | 0.34623 | 0.92282 | 7.9436e-07 | 3.1774e-05 | 0.00016761 | 3.5668e-07 | 7.1335e-07 | 3.9234e-05 | 1
2706 | 0.14505 | 0.047962 | 0.53766 | 0.7337 | 0.06243 | 0.34526 | 0.88281 | 4.4322e-07 | 1.7729e-05 | 9.352e-05 | 1.8477e-07 | 3.6953e-07 | 2.0324e-05 | 1
2707 | 0.14505 | 0.016351 | 0.53707 | 0.71466 | 0.020271 | 0.34526 | 0.84012 | 1.511e-07 | 6.0442e-06 | 3.1883e-05 | 5.9994e-08 | 1.1999e-07 | 6.5993e-06 | 1
2708 | 0.14505 | 0.0019828 | 0.53588 | 0.72149 | 0.0015338 | 0.34526 | 0.83879 | 1.8324e-08 | 7.3295e-07 | 3.8663e-06 | 4.5393e-09 | 9.0787e-09 | 4.9933e-07 | 1
2709 | 0.14505 | 0.00038635 | 0.53648 | 0.66925 | 0.00059691 | 0.34526 | 0.80011 | 3.5703e-09 | 1.4281e-07 | 7.5333e-07 | 1.7666e-09 | 3.5332e-09 | 1.9433e-07 | 1
2710 | 0.14505 | 0.00038635 | 0.53648 | 0.64704 | 0.00059691 | 0.34526 | 0.79478 | 3.5703e-09 | 1.4281e-07 | 7.5333e-07 | 1.7666e-09 | 3.5332e-09 | 1.9433e-07 | 1
2711 | 0.14505 | 0.00038635 | 0.53766 | 0.6197 | 0.00059691 | 0.34526 | 0.78411 | 3.5703e-09 | 1.4281e-07 | 7.5333e-07 | 1.7666e-09 | 3.5332e-09 | 1.9433e-07 | 1
2712 | 0 | 0.00038635 | 0.41068 | 0.40245 | 0.00059691 | 0.23765 | 0.50001 | 3.5703e-09 | 1.4281e-07 | 7.5333e-07 | 1.7666e-09 | 3.5332e-09 | 1.9433e-07 | 1
2713 | 0 | 0.00038635 | 0.4718 | 0.36437 | 0.00059691 | 0.24153 | 0.61072 | 3.5703e-09 | 1.4281e-07 | 7.5333e-07 | 1.7666e-09 | 3.5332e-09 | 1.9433e-07 | 1
2714 | 0.14505 | 0.00038635 | 0.49079 | 0.37633 | 0.00059691 | 0.24056 | 0.65873 | 3.5703e-09 | 1.4281e-07 | 7.5333e-07 | 1.7666e-09 | 3.5332e-09 | 1.9433e-07 | 1
2715 | 0.14505 | 0.00038635 | 0.47951 | 0.38707 | 0.00059691 | 0.2328 | 0.70008 | 3.5703e-09 | 1.4281e-07 | 7.5333e-07 | 1.7666e-09 | 3.5332e-09 | 1.9433e-07 | 1
2716 | 0.14505 | 0.00038635 | 0.49257 | 0.38683 | 0.00059691 | 0.23183 | 0.64806 | 3.5703e-09 | 1.4281e-07 | 7.5333e-07 | 1.7666e-09 | 3.5332e-09 | 1.9433e-07 | 1
2717 | 0.14505 | 0.00038635 | 0.49079 | 0.41588 | 0.00059691 | 0.32684 | 0.63206 | 3.5703e-09 | 1.4281e-07 | 7.5333e-07 | 1.7666e-09 | 3.5332e-09 | 1.9433e-07 | 1
2718 | 0.14505 | 0.0029407 | 0.49138 | 0.44322 | 0.0062181 | 0.32975 | 0.68541 | 2.7176e-08 | 1.087e-06 | 5.7341e-06 | 1.8403e-08 | 3.6806e-08 | 2.0243e-06 | 1
2719 | 0.14505 | 0.014116 | 0.49138 | 0.39488 | 0.024955 | 0.26286 | 0.62272 | 1.3045e-07 | 5.218e-06 | 2.7525e-05 | 7.3858e-08 | 1.4772e-07 | 8.1243e-06 | 1
2720 | 0.14505 | 0.035509 | 0.49257 | 0.44248 | 0.056809 | 0.3123 | 0.64139 | 3.2815e-07 | 1.3126e-05 | 6.9239e-05 | 1.6813e-07 | 3.3626e-07 | 1.8494e-05 | 1
2721 | 0.14505 | 0.062969 | 0.52461 | 0.55575 | 0.10646 | 0.29 | 0.66807 | 5.8191e-07 | 2.3276e-05 | 0.00012278 | 3.1509e-07 | 6.3017e-07 | 3.4659e-05 | 1
2722 | 0.14505 | 0.088513 | 0.52283 | 0.59334 | 0.17204 | 0.25219 | 0.68274 | 8.1796e-07 | 3.2718e-05 | 0.00017259 | 5.0918e-07 | 1.0184e-06 | 5.6009e-05 | 1
2723 | 0.14505 | 0.096496 | 0.52223 | 0.60921 | 0.20952 | 0.21147 | 0.66407 | 8.9173e-07 | 3.5669e-05 | 0.00018815 | 6.2009e-07 | 1.2402e-06 | 6.8209e-05 | 1
2724 | 0.14505 | 0.08979 | 0.52105 | 0.59969 | 0.21889 | 0.17269 | 0.62539 | 8.2976e-07 | 3.3191e-05 | 0.00017508 | 6.4781e-07 | 1.2956e-06 | 7.1259e-05 | 1
2725 | 0.14505 | 0.082127 | 0.51927 | 0.57918 | 0.21045 | 0.14361 | 0.59071 | 7.5895e-07 | 3.0358e-05 | 0.00016014 | 6.2286e-07 | 1.2457e-06 | 6.8514e-05 | 1
2726 | 0.14505 | 0.065204 | 0.51749 | 0.56746 | 0.20109 | 0.13198 | 0.57604 | 6.0256e-07 | 2.4102e-05 | 0.00012714 | 5.9513e-07 | 1.1903e-06 | 6.5464e-05 | 1
2727 | 0.14505 | 0.052751 | 0.5163 | 0.54134 | 0.1608 | 0.13488 | 0.55336 | 4.8748e-07 | 1.9499e-05 | 0.00010286 | 4.759e-07 | 9.5181e-07 | 5.2349e-05 | 1
2728 | 0.14505 | 0.044769 | 0.51808 | 0.50766 | 0.12052 | 0.14555 | 0.52802 | 4.1372e-07 | 1.6549e-05 | 8.7294e-05 | 3.5668e-07 | 7.1335e-07 | 3.9234e-05 | 1
2729 | 0.14505 | 0.042534 | 0.52223 | 0.48349 | 0.082104 | 0.15427 | 0.49601 | 3.9306e-07 | 1.5722e-05 | 8.2936e-05 | 2.4299e-07 | 4.8599e-07 | 2.6729e-05 | 1
2730 | 0.14505 | 0.031039 | 0.53054 | 0.47153 | 0.045566 | 0.16203 | 0.45733 | 2.8684e-07 | 1.1473e-05 | 6.0523e-05 | 1.3486e-07 | 2.6972e-07 | 1.4834e-05 | 1
2731 | 0.14505 | 0.012839 | 0.53054 | 0.46763 | 0.015587 | 0.17657 | 0.43599 | 1.1865e-07 | 4.7459e-06 | 2.5035e-05 | 4.613e-08 | 9.2261e-08 | 5.0743e-06 | 1
2732 | 0.14505 | 0.0016635 | 0.53054 | 0.47568 | 0.0015338 | 0.19984 | 0.46534 | 1.5373e-08 | 6.1492e-07 | 3.2437e-06 | 4.5393e-09 | 9.0787e-09 | 4.9933e-07 | 1
2733 | 0.14505 | 0.00038635 | 0.53114 | 0.45396 | 0.00059691 | 0.21826 | 0.468 | 3.5703e-09 | 1.4281e-07 | 7.5333e-07 | 1.7666e-09 | 3.5332e-09 | 1.9433e-07 | 1
2734 | 0.14505 | 0.00038635 | 0.53114 | 0.43931 | 0.00059691 | 0.22117 | 0.46 | 3.5703e-09 | 1.4281e-07 | 7.5333e-07 | 1.7666e-09 | 3.5332e-09 | 1.9433e-07 | 1
2735 | 0.14505 | 0.00038635 | 0.53232 | 0.41685 | 0.00059691 | 0.21632 | 0.43733 | 3.5703e-09 | 1.4281e-07 | 7.5333e-07 | 1.7666e-09 | 3.5332e-09 | 1.9433e-07 | 1
2736 | 0.14505 | 0.00038635 | 0.53054 | 0.32775 | 0.00059691 | 0.21147 | 0.40665 | 3.5703e-09 | 1.4281e-07 | 7.5333e-07 | 1.7666e-09 | 3.5332e-09 | 1.9433e-07 | 1
2737 | 0.14505 | 0.00038635 | 0.52817 | 0.29773 | 0.00059691 | 0.15524 | 0.41065 | 3.5703e-09 | 1.4281e-07 | 7.5333e-07 | 1.7666e-09 | 3.5332e-09 | 1.9433e-07 | 1
2738 | 0.14505 | 0.00038635 | 0.50325 | 0.29602 | 0.00059691 | 0.16979 | 0.43332 | 3.5703e-09 | 1.4281e-07 | 7.5333e-07 | 1.7666e-09 | 3.5332e-09 | 1.9433e-07 | 1
2739 | 0.14505 | 0.00038635 | 0.53173 | 0.3485 | 0.00059691 | 0.2076 | 0.40398 | 3.5703e-09 | 1.4281e-07 | 7.5333e-07 | 1.7666e-09 | 3.5332e-09 | 1.9433e-07 | 1
2740 | 0.14505 | 0.00038635 | 0.52876 | 0.38536 | 0.00059691 | 0.16009 | 0.31462 | 3.5703e-09 | 1.4281e-07 | 7.5333e-07 | 1.7666e-09 | 3.5332e-09 | 1.9433e-07 | 1
2741 | 0.14505 | 0.00038635 | 0.30269 | 0.32873 | 0.00059691 | 0.096104 | 0.25193 | 3.5703e-09 | 1.4281e-07 | 7.5333e-07 | 1.7666e-09 | 3.5332e-09 | 1.9433e-07 | 1
2742 | 0.14505 | 0.0042179 | 0.25581 | 0.29627 | 0.010902 | 0.086409 | 0.23326 | 3.8979e-08 | 1.5591e-06 | 8.2245e-06 | 3.2267e-08 | 6.4533e-08 | 3.5493e-06 | 1
2743 | 0.14505 | 0.016671 | 0.37389 | 0.2743 | 0.039008 | 0.17366 | 0.21059 | 1.5406e-07 | 6.1622e-06 | 3.2506e-05 | 1.1545e-07 | 2.309e-07 | 1.2699e-05 | 1
2744 | 0.14505 | 0.029123 | 0.29853 | 0.24012 | 0.078357 | 0.16688 | 0.25993 | 2.6913e-07 | 1.0765e-05 | 5.6787e-05 | 2.319e-07 | 4.6381e-07 | 2.5509e-05 | 1
2745 | 0.14505 | 0.048601 | 0.29438 | 0.19423 | 0.10927 | 0.12034 | 0.22259 | 4.4912e-07 | 1.7965e-05 | 9.4765e-05 | 3.234e-07 | 6.4681e-07 | 3.5574e-05 | 1
2746 | 0.14505 | 0.074783 | 0.26234 | 0.15346 | 0.11021 | 0.0835 | 0.14923 | 6.9108e-07 | 2.7643e-05 | 0.00014582 | 3.2618e-07 | 6.5235e-07 | 3.5879e-05 | 1
2747 | 0.14505 | 0.10352 | 0.22614 | 0.12881 | 0.14113 | 0.058293 | 0.10255 | 9.5664e-07 | 3.8266e-05 | 0.00020185 | 4.1768e-07 | 8.3535e-07 | 4.5944e-05 | 1
2748 | 0.14505 | 0.11757 | 0.19884 | 0.11685 | 0.18047 | 0.038903 | 0.074541 | 1.0865e-06 | 4.3459e-05 | 0.00022925 | 5.3413e-07 | 1.0683e-06 | 5.8754e-05 | 1
2749 | 0.14505 | 0.12523 | 0.17808 | 0.11075 | 0.2217 | 0.023392 | 0.067872 | 1.1573e-06 | 4.6292e-05 | 0.00024419 | 6.5613e-07 | 1.3123e-06 | 7.2174e-05 | 1
2750 | 0.14505 | 0.13002 | 0.17333 | 0.099762 | 0.22732 | 0.013697 | 0.07054 | 1.2016e-06 | 4.8062e-05 | 0.00025353 | 6.7277e-07 | 1.3455e-06 | 7.4004e-05 | 1
2751 | 0.14505 | 0.12268 | 0.18164 | 0.085848 | 0.20577 | 0.0098186 | 0.075875 | 1.1337e-06 | 4.5347e-05 | 0.00023921 | 6.0899e-07 | 1.218e-06 | 6.6989e-05 | 1
2752 | 0.14505 | 0.099689 | 0.20003 | 0.080966 | 0.16267 | 0.010788 | 0.077208 | 9.2124e-07 | 3.6849e-05 | 0.00019438 | 4.8145e-07 | 9.629e-07 | 5.2959e-05 | 1
2753 | 0.14505 | 0.072229 | 0.21071 | 0.08121 | 0.10927 | 0.023392 | 0.082544 | 6.6748e-07 | 2.6699e-05 | 0.00014084 | 3.234e-07 | 6.4681e-07 | 3.5574e-05 | 1
2754 | 0.14505 | 0.041895 | 0.20893 | 0.082675 | 0.056809 | 0.051507 | 0.095881 | 3.8716e-07 | 1.5486e-05 | 8.1691e-05 | 1.6813e-07 | 3.3626e-07 | 1.8494e-05 | 1
2755 | 0.14505 | 0.014755 | 0.21368 | 0.10294 | 0.018397 | 0.097073 | 0.15457 | 1.3635e-07 | 5.4541e-06 | 2.877e-05 | 5.4448e-08 | 1.089e-07 | 5.9893e-06 | 1
2756 | 0.14505 | 0.0023021 | 0.24097 | 0.11905 | 0.0024706 | 0.14361 | 0.18791 | 2.1274e-08 | 8.5098e-07 | 4.4889e-06 | 7.3121e-09 | 1.4624e-08 | 8.0433e-07 | 1
2757 | 0.14505 | 0.00038635 | 0.28607 | 0.15615 | 0.00059691 | 0.17269 | 0.23859 | 3.5703e-09 | 1.4281e-07 | 7.5333e-07 | 1.7666e-09 | 3.5332e-09 | 1.9433e-07 | 1
2758 | 0.14505 | 0.00038635 | 0.32405 | 0.19472 | 0.00059691 | 0.19014 | 0.27994 | 3.5703e-09 | 1.4281e-07 | 7.5333e-07 | 1.7666e-09 | 3.5332e-09 | 1.9433e-07 | 1
2759 | 0.14505 | 0.00038635 | 0.34363 | 0.22474 | 0.00059691 | 0.20178 | 0.30128 | 3.5703e-09 | 1.4281e-07 | 7.5333e-07 | 1.7666e-09 | 3.5332e-09 | 1.9433e-07 | 1
2760 | 0.14505 | 0.00038635 | 0.30743 | 0.21278 | 0.00059691 | 0.2425 | 0.32129 | 3.5703e-09 | 1.4281e-07 | 7.5333e-07 | 1.7666e-09 | 3.5332e-09 | 1.9433e-07 | 1
2761 | 0.14505 | 0.00038635 | 0.20122 | 0.22596 | 0.00059691 | 0.25025 | 0.35463 | 3.5703e-09 | 1.4281e-07 | 7.5333e-07 | 1.7666e-09 | 3.5332e-09 | 1.9433e-07 | 1
2762 | 0.14505 | 0.00038635 | 0.13713 | 0.22767 | 0.00059691 | 0.2648 | 0.37731 | 3.5703e-09 | 1.4281e-07 | 7.5333e-07 | 1.7666e-09 | 3.5332e-09 | 1.9433e-07 | 1
2763 | 0.14505 | 0.00038635 | 0.17096 | 0.22181 | 0.00059691 | 0.27449 | 0.37197 | 3.5703e-09 | 1.4281e-07 | 7.5333e-07 | 1.7666e-09 | 3.5332e-09 | 1.9433e-07 | 1
2764 | 0.14505 | 0.00038635 | 0.12349 | 0.18593 | 0.00059691 | 0.28225 | 0.37997 | 3.5703e-09 | 1.4281e-07 | 7.5333e-07 | 1.7666e-09 | 3.5332e-09 | 1.9433e-07 | 1
2765 | 0.14505 | 0.00038635 | 0.12171 | 0.15957 | 0.00059691 | 0.29873 | 0.38931 | 3.5703e-09 | 1.4281e-07 | 7.5333e-07 | 1.7666e-09 | 3.5332e-09 | 1.9433e-07 | 1
2766 | 0.14505 | 0.0042179 | 0.14485 | 0.1769 | 0.0090287 | 0.29873 | 0.38264 | 3.8979e-08 | 1.5591e-06 | 8.2245e-06 | 2.6721e-08 | 5.3442e-08 | 2.9393e-06 | 1
2767 | 0.14505 | 0.014116 | 0.14841 | 0.152 | 0.034324 | 0.29 | 0.36264 | 1.3045e-07 | 5.218e-06 | 2.7525e-05 | 1.0158e-07 | 2.0317e-07 | 1.1174e-05 | 1
2768 | 0.14505 | 0.034232 | 0.16384 | 0.12368 | 0.076483 | 0.25413 | 0.33596 | 3.1634e-07 | 1.2654e-05 | 6.6748e-05 | 2.2636e-07 | 4.5272e-07 | 2.4899e-05 | 1
2769 | 0.14505 | 0.068716 | 0.14781 | 0.098786 | 0.13457 | 0.21244 | 0.30928 | 6.3502e-07 | 2.5401e-05 | 0.00013399 | 3.9827e-07 | 7.9653e-07 | 4.3809e-05 | 1
2770 | 0.14505 | 0.088513 | 0.11162 | 0.088045 | 0.18422 | 0.15233 | 0.26927 | 8.1796e-07 | 3.2718e-05 | 0.00017259 | 5.4522e-07 | 1.0904e-06 | 5.9974e-05 | 1
2771 | 0.14505 | 0.086597 | 0.09619 | 0.080478 | 0.21233 | 0.10968 | 0.21725 | 8.0026e-07 | 3.201e-05 | 0.00016885 | 6.284e-07 | 1.2568e-06 | 6.9124e-05 | 1
2772 | 0.14505 | 0.075741 | 0.08907 | 0.076328 | 0.22263 | 0.079622 | 0.1679 | 6.9993e-07 | 2.7997e-05 | 0.00014769 | 6.589e-07 | 1.3178e-06 | 7.2479e-05 | 1
2773 | 0.14505 | 0.05818 | 0.079576 | 0.076572 | 0.2142 | 0.056354 | 0.13456 | 5.3765e-07 | 2.1506e-05 | 0.00011344 | 6.3395e-07 | 1.2679e-06 | 6.9734e-05 | 1
2774 | 0.14505 | 0.04892 | 0.071862 | 0.077061 | 0.20764 | 0.038903 | 0.10789 | 4.5208e-07 | 1.8083e-05 | 9.5388e-05 | 6.1454e-07 | 1.2291e-06 | 6.7599e-05 | 1
2775 | 0.14505 | 0.035509 | 0.072455 | 0.083896 | 0.14019 | 0.036964 | 0.093214 | 3.2815e-07 | 1.3126e-05 | 6.9239e-05 | 4.149e-07 | 8.2981e-07 | 4.5639e-05 | 1
2776 | 0.14505 | 0.024653 | 0.077796 | 0.097077 | 0.10365 | 0.08447 | 0.10388 | 2.2782e-07 | 9.1129e-06 | 4.8071e-05 | 3.0677e-07 | 6.1353e-07 | 3.3744e-05 | 1
2777 | 0.14505 | 0.021779 | 0.078982 | 0.10904 | 0.073672 | 0.16494 | 0.13723 | 2.0127e-07 | 8.0507e-06 | 4.2467e-05 | 2.1804e-07 | 4.3608e-07 | 2.3984e-05 | 1
2778 | 0.14505 | 0.016671 | 0.068302 | 0.1188 | 0.041819 | 0.22602 | 0.20125 | 1.5406e-07 | 6.1622e-06 | 3.2506e-05 | 1.2377e-07 | 2.4753e-07 | 1.3614e-05 | 1
2779 | 0.14505 | 0.0090074 | 0.060588 | 0.12417 | 0.015587 | 0.26964 | 0.27994 | 8.3239e-08 | 3.3296e-06 | 1.7563e-05 | 4.613e-08 | 9.2261e-08 | 5.0743e-06 | 1
2780 | 0.14505 | 0.0016635 | 0.060588 | 0.12783 | 0.0015338 | 0.29097 | 0.32929 | 1.5373e-08 | 6.1492e-07 | 3.2437e-06 | 4.5393e-09 | 9.0787e-09 | 4.9933e-07 | 1
2781 | 0.14505 | 0.00038635 | 0.065928 | 0.12515 | 0.00059691 | 0.28613 | 0.33463 | 3.5703e-09 | 1.4281e-07 | 7.5333e-07 | 1.7666e-09 | 3.5332e-09 | 1.9433e-07 | 1
2782 | 0.14505 | 0.00038635 | 0.073049 | 0.12905 | 0.00059691 | 0.27061 | 0.33596 | 3.5703e-09 | 1.4281e-07 | 7.5333e-07 | 1.7666e-09 | 3.5332e-09 | 1.9433e-07 | 1
2783 | 0.14505 | 0.00038635 | 0.087883 | 0.11758 | 0.00059691 | 0.25607 | 0.30528 | 3.5703e-09 | 1.4281e-07 | 7.5333e-07 | 1.7666e-09 | 3.5332e-09 | 1.9433e-07 | 1
2784 | 0.14505 | 0.00038635 | 0.11637 | 0.088534 | 0.00059691 | 0.29388 | 0.3533 | 3.5703e-09 | 1.4281e-07 | 7.5333e-07 | 1.7666e-09 | 3.5332e-09 | 1.9433e-07 | 1
2785 | 0.14505 | 0.00038635 | 0.21487 | 0.070714 | 0.00059691 | 0.28516 | 0.33996 | 3.5703e-09 | 1.4281e-07 | 7.5333e-07 | 1.7666e-09 | 3.5332e-09 | 1.9433e-07 | 1
2786 | 0.14505 | 0.00038635 | 0.17333 | 0.056312 | 0.00059691 | 0.2551 | 0.35597 | 3.5703e-09 | 1.4281e-07 | 7.5333e-07 | 1.7666e-09 | 3.5332e-09 | 1.9433e-07 | 1
2787 | 0.14505 | 0.00038635 | 0.14425 | 0.06095 | 0.00059691 | 0.16688 | 0.33329 | 3.5703e-09 | 1.4281e-07 | 7.5333e-07 | 1.7666e-09 | 3.5332e-09 | 1.9433e-07 | 1
2788 | 0.14505 | 0.00038635 | 0.1941 | 0.05558 | 0.00059691 | 0.15718 | 0.30928 | 3.5703e-09 | 1.4281e-07 | 7.5333e-07 | 1.7666e-09 | 3.5332e-09 | 1.9433e-07 | 1
2789 | 0.14505 | 0.00038635 | 0.23148 | 0.035563 | 0.00059691 | 0.12228 | 0.28528 | 3.5703e-09 | 1.4281e-07 | 7.5333e-07 | 1.7666e-09 | 3.5332e-09 | 1.9433e-07 | 1
2790 | 0.14505 | 0.00326 | 0.14781 | 0.029705 | 0.0052812 | 0.086409 | 0.17457 | 3.0127e-08 | 1.2051e-06 | 6.3567e-06 | 1.563e-08 | 3.1261e-08 | 1.7193e-06 | 1
2791 | 0.14505 | 0.011243 | 0.21368 | 0.032146 | 0.015587 | 0.053446 | 0.13189 | 1.0389e-07 | 4.1558e-06 | 2.1922e-05 | 4.613e-08 | 9.2261e-08 | 5.0743e-06 | 1
2792 | 0.14505 | 0.023695 | 0.2297 | 0.034343 | 0.031513 | 0.036964 | 0.10522 | 2.1897e-07 | 8.7588e-06 | 4.6203e-05 | 9.3267e-08 | 1.8653e-07 | 1.0259e-05 | 1
2793 | 0.14505 | 0.043811 | 0.26471 | 0.038248 | 0.053061 | 0.025331 | 0.099883 | 4.0486e-07 | 1.6195e-05 | 8.5426e-05 | 1.5704e-07 | 3.1408e-07 | 1.7274e-05 | 1
2794 | 0.14505 | 0.070632 | 0.24097 | 0.047524 | 0.06243 | 0.015636 | 0.082544 | 6.5272e-07 | 2.6109e-05 | 0.00013772 | 1.8477e-07 | 3.6953e-07 | 2.0324e-05 | 1
2795 | 0.14505 | 0.090748 | 0.20834 | 0.053627 | 0.053061 | 0.010788 | 0.067872 | 8.3862e-07 | 3.3545e-05 | 0.00017695 | 1.5704e-07 | 3.1408e-07 | 1.7274e-05 | 1
2796 | 0.14505 | 0.09458 | 0.18579 | 0.057288 | 0.088662 | 0.0078796 | 0.058536 | 8.7402e-07 | 3.4961e-05 | 0.00018442 | 2.624e-07 | 5.2481e-07 | 2.8864e-05 | 1
2797 | 0.14505 | 0.1032 | 0.17214 | 0.058753 | 0.143 | 0.0078796 | 0.049199 | 9.5369e-07 | 3.8148e-05 | 0.00020123 | 4.2322e-07 | 8.4644e-07 | 4.6554e-05 | 1
2798 | 0.14505 | 0.10735 | 0.15553 | 0.058265 | 0.17673 | 0.0078796 | 0.04253 | 9.9205e-07 | 3.9682e-05 | 0.00020932 | 5.2304e-07 | 1.0461e-06 | 5.7534e-05 | 1
2799 | 0.14505 | 0.10001 | 0.1401 | 0.056068 | 0.18329 | 0.0098186 | 0.037195 | 9.2419e-07 | 3.6967e-05 | 0.000195 | 5.4245e-07 | 1.0849e-06 | 5.9669e-05 | 1
2800 | 0.14505 | 0.078295 | 0.1312 | 0.053627 | 0.15143 | 0.012727 | 0.033194 | 7.2354e-07 | 2.8942e-05 | 0.00015267 | 4.4818e-07 | 8.9635e-07 | 4.9299e-05 | 1
2801 | 0.14505 | 0.055306 | 0.12289 | 0.046792 | 0.09241 | 0.019514 | 0.035862 | 5.1109e-07 | 2.0444e-05 | 0.00010784 | 2.7349e-07 | 5.4699e-07 | 3.0084e-05 | 1
2802 | 0.14505 | 0.028485 | 0.1134 | 0.04191 | 0.046503 | 0.030178 | 0.037195 | 2.6323e-07 | 1.0529e-05 | 5.5542e-05 | 1.3763e-07 | 2.7526e-07 | 1.5139e-05 | 1
2803 | 0.14505 | 0.011243 | 0.10806 | 0.038981 | 0.016524 | 0.037934 | 0.046532 | 1.0389e-07 | 4.1558e-06 | 2.1922e-05 | 4.8903e-08 | 9.7806e-08 | 5.3793e-06 | 1
2804 | 0.14505 | 0.0019828 | 0.10746 | 0.031169 | 0.0024706 | 0.040842 | 0.045198 | 1.8324e-08 | 7.3295e-07 | 3.8663e-06 | 7.3121e-09 | 1.4624e-08 | 8.0433e-07 | 1
2805 | 0.14505 | 0.00038635 | 0.10746 | 0.023602 | 0.00059691 | 0.035995 | 0.037195 | 3.5703e-09 | 1.4281e-07 | 7.5333e-07 | 1.7666e-09 | 3.5332e-09 | 1.9433e-07 | 1
2806 | 0.14505 | 0.00038635 | 0.10628 | 0.021649 | 0.00059691 | 0.035995 | 0.041197 | 3.5703e-09 | 1.4281e-07 | 7.5333e-07 | 1.7666e-09 | 3.5332e-09 | 1.9433e-07 | 1
2807 | 0.14505 | 0.00038635 | 0.10212 | 0.020185 | 0.00059691 | 0.040842 | 0.053201 | 3.5703e-09 | 1.4281e-07 | 7.5333e-07 | 1.7666e-09 | 3.5332e-09 | 1.9433e-07 | 1
2808 | 0.14505 | 0.00038635 | 0.004217 | 0.0038298 | 0.00059691 | 0.031147 | 0.025191 | 3.5703e-09 | 1.4281e-07 | 7.5333e-07 | 1.7666e-09 | 3.5332e-09 | 1.9433e-07 | 1
2809 | 0.14505 | 0.00038635 | 0.0030302 | 0.0055385 | 0.00059691 | 0.043751 | 0.029193 | 3.5703e-09 | 1.4281e-07 | 7.5333e-07 | 1.7666e-09 | 3.5332e-09 | 1.9433e-07 | 1
2810 | 0.14505 | 0.00038635 | 0.0012501 | 0.0079796 | 0.00059691 | 0.053446 | 0.035862 | 3.5703e-09 | 1.4281e-07 | 7.5333e-07 | 1.7666e-09 | 3.5332e-09 | 1.9433e-07 | 1
2811 | 0.14505 | 0.00038635 | 0.00065673 | 0.010665 | 0.00059691 | 0.057324 | 0.045198 | 3.5703e-09 | 1.4281e-07 | 7.5333e-07 | 1.7666e-09 | 3.5332e-09 | 1.9433e-07 | 1
2812 | 0.14505 | 0.00038635 | 0.008964 | 0.0175 | 0.00059691 | 0.051507 | 0.057202 | 3.5703e-09 | 1.4281e-07 | 7.5333e-07 | 1.7666e-09 | 3.5332e-09 | 1.9433e-07 | 1
2813 | 0.14505 | 0.00038635 | 0.024985 | 0.014814 | 0.00059691 | 0.042781 | 0.058536 | 3.5703e-09 | 1.4281e-07 | 7.5333e-07 | 1.7666e-09 | 3.5332e-09 | 1.9433e-07 | 1
2814 | 0.14505 | 0.0026214 | 0.023205 | 0.018476 | 0.0080918 | 0.031147 | 0.049199 | 2.4225e-08 | 9.69e-07 | 5.1115e-06 | 2.3948e-08 | 4.7897e-08 | 2.6343e-06 | 1
2815 | 0.14505 | 0.010285 | 0.062961 | 0.019208 | 0.028703 | 0.021453 | 0.041197 | 9.5042e-08 | 3.8017e-06 | 2.0054e-05 | 8.4949e-08 | 1.699e-07 | 9.3443e-06 | 1
2816 | 0.14505 | 0.021141 | 0.11162 | 0.02287 | 0.061493 | 0.017575 | 0.039863 | 1.9537e-07 | 7.8146e-06 | 4.1222e-05 | 1.8199e-07 | 3.6399e-07 | 2.0019e-05 | 1
2817 | 0.14505 | 0.037744 | 0.12467 | 0.032878 | 0.096157 | 0.013697 | 0.045198 | 3.488e-07 | 1.3952e-05 | 7.3597e-05 | 2.8459e-07 | 5.6917e-07 | 3.1304e-05 | 1
2818 | 0.14505 | 0.056583 | 0.14069 | 0.041178 | 0.12426 | 0.010788 | 0.050533 | 5.2289e-07 | 2.0916e-05 | 0.00011033 | 3.6777e-07 | 7.3553e-07 | 4.0454e-05 | 1
2819 | 0.14505 | 0.074145 | 0.15315 | 0.048012 | 0.14862 | 0.010788 | 0.053201 | 6.8518e-07 | 2.7407e-05 | 0.00014457 | 4.3986e-07 | 8.7972e-07 | 4.8384e-05 | 1
2820 | 0.14505 | 0.077338 | 0.15849 | 0.055091 | 0.17392 | 0.010788 | 0.055868 | 7.1469e-07 | 2.8587e-05 | 0.0001508 | 5.1472e-07 | 1.0294e-06 | 5.6619e-05 | 1
2821 | 0.14505 | 0.078934 | 0.1579 | 0.06217 | 0.17017 | 0.012727 | 0.061203 | 7.2944e-07 | 2.9178e-05 | 0.00015391 | 5.0363e-07 | 1.0073e-06 | 5.5399e-05 | 1
2822 | 0.14505 | 0.082766 | 0.15612 | 0.062903 | 0.16642 | 0.016605 | 0.067872 | 7.6485e-07 | 3.0594e-05 | 0.00016138 | 4.9254e-07 | 9.8508e-07 | 5.4179e-05 | 1
2823 | 0.14505 | 0.087874 | 0.15315 | 0.057777 | 0.13457 | 0.025331 | 0.079876 | 8.1206e-07 | 3.2482e-05 | 0.00017134 | 3.9827e-07 | 7.9653e-07 | 4.3809e-05 | 1
2824 | 0.14505 | 0.070952 | 0.15256 | 0.058509 | 0.10459 | 0.037934 | 0.09188 | 6.5567e-07 | 2.6227e-05 | 0.00013835 | 3.0954e-07 | 6.1908e-07 | 3.4049e-05 | 1
2825 | 0.14505 | 0.04892 | 0.15434 | 0.061438 | 0.068988 | 0.051507 | 0.097215 | 4.5208e-07 | 1.8083e-05 | 9.5388e-05 | 2.0418e-07 | 4.0835e-07 | 2.2459e-05 | 1
2826 | 0.14505 | 0.028165 | 0.15078 | 0.061438 | 0.03245 | 0.062171 | 0.097215 | 2.6028e-07 | 1.0411e-05 | 5.4919e-05 | 9.6039e-08 | 1.9208e-07 | 1.0564e-05 | 1
2827 | 0.14505 | 0.010923 | 0.14069 | 0.059485 | 0.010902 | 0.071866 | 0.098549 | 1.0094e-07 | 4.0377e-06 | 2.1299e-05 | 3.2267e-08 | 6.4533e-08 | 3.5493e-06 | 1
2828 | 0.14505 | 0.0019828 | 0.12883 | 0.056068 | 0.0015338 | 0.078653 | 0.10388 | 1.8324e-08 | 7.3295e-07 | 3.8663e-06 | 4.5393e-09 | 9.0787e-09 | 4.9933e-07 | 1
2829 | 0.14505 | 0.00038635 | 0.11637 | 0.049965 | 0.00059691 | 0.085439 | 0.11322 | 3.5703e-09 | 1.4281e-07 | 7.5333e-07 | 1.7666e-09 | 3.5332e-09 | 1.9433e-07 | 1
2830 | 0.14505 | 0.00038635 | 0.10806 | 0.047036 | 0.00059691 | 0.090287 | 0.12923 | 3.5703e-09 | 1.4281e-07 | 7.5333e-07 | 1.7666e-09 | 3.5332e-09 | 1.9433e-07 | 1
2831 | 0.14505 | 0.00038635 | 0.10924 | 0.042642 | 0.00059691 | 0.088348 | 0.13456 | 3.5703e-09 | 1.4281e-07 | 7.5333e-07 | 1.7666e-09 | 3.5332e-09 | 1.9433e-07 | 1
2832 | 0.14505 | 0.00038635 | 0.033292 | 0.0033416 | 0.00059691 | 0.091256 | 0.093214 | 3.5703e-09 | 1.4281e-07 | 7.5333e-07 | 1.7666e-09 | 3.5332e-09 | 1.9433e-07 | 1
2833 | 0.14505 | 0.00038635 | 0.026765 | 0.0055385 | 0.00059691 | 0.079622 | 0.097215 | 3.5703e-09 | 1.4281e-07 | 7.5333e-07 | 1.7666e-09 | 3.5332e-09 | 1.9433e-07 | 1
2834 | 0.14505 | 0.00038635 | 0.038633 | 0.010665 | 0.00059691 | 0.074775 | 0.12389 | 3.5703e-09 | 1.4281e-07 | 7.5333e-07 | 1.7666e-09 | 3.5332e-09 | 1.9433e-07 | 1
2835 | 0.14505 | 0.00038635 | 0.086696 | 0.016035 | 0.00059691 | 0.079622 | 0.13589 | 3.5703e-09 | 1.4281e-07 | 7.5333e-07 | 1.7666e-09 | 3.5332e-09 | 1.9433e-07 | 1
2836 | 0.14505 | 0.00038635 | 0.16443 | 0.02287 | 0.00059691 | 0.071866 | 0.1599 | 3.5703e-09 | 1.4281e-07 | 7.5333e-07 | 1.7666e-09 | 3.5332e-09 | 1.9433e-07 | 1
2837 | 0.14505 | 0.00038635 | 0.12764 | 0.023114 | 0.00059691 | 0.059263 | 0.19325 | 3.5703e-09 | 1.4281e-07 | 7.5333e-07 | 1.7666e-09 | 3.5332e-09 | 1.9433e-07 | 1
2838 | 0.14505 | 0.0035793 | 0.072455 | 0.022626 | 0.013713 | 0.056354 | 0.20925 | 3.3077e-08 | 1.3231e-06 | 6.9793e-06 | 4.0585e-08 | 8.117e-08 | 4.4643e-06 | 1
2839 | 0.14505 | 0.010285 | 0.061775 | 0.01872 | 0.042756 | 0.06411 | 0.19458 | 9.5042e-08 | 3.8017e-06 | 2.0054e-05 | 1.2654e-07 | 2.5308e-07 | 1.3919e-05 | 1
2840 | 0.14505 | 0.018906 | 0.057621 | 0.02409 | 0.084915 | 0.066049 | 0.18791 | 1.7471e-07 | 6.9884e-06 | 3.6864e-05 | 2.5131e-07 | 5.0262e-07 | 2.7644e-05 | 1
2841 | 0.14505 | 0.041576 | 0.071862 | 0.033854 | 0.143 | 0.074775 | 0.17991 | 3.8421e-07 | 1.5368e-05 | 8.1068e-05 | 4.2322e-07 | 8.4644e-07 | 4.6554e-05 | 1
2842 | 0.14505 | 0.085959 | 0.068895 | 0.04191 | 0.19828 | 0.0835 | 0.16924 | 7.9436e-07 | 3.1774e-05 | 0.00016761 | 5.8681e-07 | 1.1736e-06 | 6.4549e-05 | 1
2843 | 0.14505 | 0.12843 | 0.071862 | 0.050209 | 0.23575 | 0.090287 | 0.1679 | 1.1868e-06 | 4.7472e-05 | 0.00025041 | 6.9772e-07 | 1.3954e-06 | 7.6749e-05 | 1
2844 | 0.14505 | 0.15014 | 0.079576 | 0.059241 | 0.25449 | 0.10483 | 0.16924 | 1.3874e-06 | 5.5498e-05 | 0.00029275 | 7.5318e-07 | 1.5064e-06 | 8.2849e-05 | 1
2845 | 0.14505 | 0.1578 | 0.09263 | 0.069249 | 0.25449 | 0.12131 | 0.17457 | 1.4583e-06 | 5.833e-05 | 0.00030769 | 7.5318e-07 | 1.5064e-06 | 8.2849e-05 | 1
2846 | 0.14505 | 0.15205 | 0.11696 | 0.078281 | 0.24043 | 0.13101 | 0.17591 | 1.4051e-06 | 5.6206e-05 | 0.00029649 | 7.1159e-07 | 1.4232e-06 | 7.8274e-05 | 1
2847 | 0.14505 | 0.13992 | 0.15434 | 0.088778 | 0.21795 | 0.13294 | 0.1679 | 1.293e-06 | 5.1721e-05 | 0.00027283 | 6.4504e-07 | 1.2901e-06 | 7.0954e-05 | 1
2848 | 0.14505 | 0.11693 | 0.20537 | 0.097565 | 0.17766 | 0.12131 | 0.15723 | 1.0806e-06 | 4.3223e-05 | 0.000228 | 5.2581e-07 | 1.0516e-06 | 5.7839e-05 | 1
2849 | 0.14505 | 0.085001 | 0.24513 | 0.094392 | 0.12239 | 0.098043 | 0.1399 | 7.855e-07 | 3.142e-05 | 0.00016574 | 3.6222e-07 | 7.2444e-07 | 3.9844e-05 | 1
2850 | 0.14505 | 0.04892 | 0.26946 | 0.079502 | 0.064304 | 0.069927 | 0.11189 | 4.5208e-07 | 1.8083e-05 | 9.5388e-05 | 1.9031e-07 | 3.8062e-07 | 2.0934e-05 | 1
2851 | 0.14505 | 0.018586 | 0.27302 | 0.059485 | 0.022145 | 0.050537 | 0.079876 | 1.7176e-07 | 6.8704e-06 | 3.6241e-05 | 6.5539e-08 | 1.3108e-07 | 7.2093e-06 | 1
2852 | 0.14505 | 0.0029407 | 0.24928 | 0.050209 | 0.0024706 | 0.036964 | 0.057202 | 2.7176e-08 | 1.087e-06 | 5.7341e-06 | 7.3121e-09 | 1.4624e-08 | 8.0433e-07 | 1
2853 | 0.14505 | 0.00038635 | 0.21368 | 0.045083 | 0.00059691 | 0.029208 | 0.049199 | 3.5703e-09 | 1.4281e-07 | 7.5333e-07 | 1.7666e-09 | 3.5332e-09 | 1.9433e-07 | 1
2854 | 0.14505 | 0.00038635 | 0.18104 | 0.04606 | 0.00059691 | 0.023392 | 0.045198 | 3.5703e-09 | 1.4281e-07 | 7.5333e-07 | 1.7666e-09 | 3.5332e-09 | 1.9433e-07 | 1
2855 | 0.14505 | 0.00038635 | 0.15078 | 0.050698 | 0.00059691 | 0.016605 | 0.039863 | 3.5703e-09 | 1.4281e-07 | 7.5333e-07 | 1.7666e-09 | 3.5332e-09 | 1.9433e-07 | 1
2856 | 0.14505 | 0.00038635 | 0.12408 | 0.077061 | 0.00059691 | 0.0049711 | 0.041197 | 3.5703e-09 | 1.4281e-07 | 7.5333e-07 | 1.7666e-09 | 3.5332e-09 | 1.9433e-07 | 1
2857 | 0.14505 | 0.00038635 | 0.14366 | 0.08121 | 0.00059691 | 0.0020626 | 0.043864 | 3.5703e-09 | 1.4281e-07 | 7.5333e-07 | 1.7666e-09 | 3.5332e-09 | 1.9433e-07 | 1
2858 | 0.14505 | 0.00038635 | 0.11993 | 0.084384 | 0.00059691 | 0.0020626 | 0.045198 | 3.5703e-09 | 1.4281e-07 | 7.5333e-07 | 1.7666e-09 | 3.5332e-09 | 1.9433e-07 | 1
2859 | 0.14505 | 0.00038635 | 0.064741 | 0.089754 | 0.00059691 | 0.0030321 | 0.051867 | 3.5703e-09 | 1.4281e-07 | 7.5333e-07 | 1.7666e-09 | 3.5332e-09 | 1.9433e-07 | 1
2860 | 0.14505 | 0.00038635 | 0.052874 | 0.089754 | 0.00059691 | 0.0040016 | 0.059869 | 3.5703e-09 | 1.4281e-07 | 7.5333e-07 | 1.7666e-09 | 3.5332e-09 | 1.9433e-07 | 1
2861 | 0.14505 | 0.00038635 | 0.043973 | 0.084872 | 0.00059691 | 0.0078796 | 0.062537 | 3.5703e-09 | 1.4281e-07 | 7.5333e-07 | 1.7666e-09 | 3.5332e-09 | 1.9433e-07 | 1
2862 | 0.14505 | 0.0067723 | 0.035073 | 0.085848 | 0.01465 | 0.0069101 | 0.074541 | 6.2584e-08 | 2.5034e-06 | 1.3205e-05 | 4.3358e-08 | 8.6715e-08 | 4.7693e-06 | 1
2863 | 0.14505 | 0.024334 | 0.035666 | 0.088045 | 0.04463 | 0.0040016 | 0.073207 | 2.2487e-07 | 8.9949e-06 | 4.7448e-05 | 1.3208e-07 | 2.6417e-07 | 1.4529e-05 | 1
2864 | 0.14505 | 0.047962 | 0.059994 | 0.089022 | 0.075546 | 0.0030321 | 0.061203 | 4.4322e-07 | 1.7729e-05 | 9.352e-05 | 2.2359e-07 | 4.4717e-07 | 2.4594e-05 | 1
2865 | 0.14505 | 0.077018 | 0.086696 | 0.097565 | 0.1177 | 0.0030321 | 0.051867 | 7.1174e-07 | 2.8469e-05 | 0.00015018 | 3.4836e-07 | 6.9672e-07 | 3.8319e-05 | 1
2866 | 0.14505 | 0.10607 | 0.09797 | 0.11636 | 0.1505 | 0.0040016 | 0.051867 | 9.8025e-07 | 3.921e-05 | 0.00020683 | 4.454e-07 | 8.9081e-07 | 4.8994e-05 | 1
2867 | 0.14505 | 0.12491 | 0.11162 | 0.14199 | 0.15986 | 0.0049711 | 0.055868 | 1.1543e-06 | 4.6174e-05 | 0.00024357 | 4.7313e-07 | 9.4626e-07 | 5.2044e-05 | 1
2868 | 0.14505 | 0.13481 | 0.11755 | 0.17031 | 0.17017 | 0.0069101 | 0.057202 | 1.2458e-06 | 4.9832e-05 | 0.00026287 | 5.0363e-07 | 1.0073e-06 | 5.5399e-05 | 1
2869 | 0.14505 | 0.13896 | 0.11874 | 0.19423 | 0.17954 | 0.011758 | 0.061203 | 1.2842e-06 | 5.1367e-05 | 0.00027096 | 5.3136e-07 | 1.0627e-06 | 5.8449e-05 | 1
2870 | 0.14505 | 0.13641 | 0.12408 | 0.2079 | 0.15893 | 0.018544 | 0.065205 | 1.2606e-06 | 5.0423e-05 | 0.00026598 | 4.7036e-07 | 9.4072e-07 | 5.1739e-05 | 1
2871 | 0.14505 | 0.12108 | 0.13832 | 0.21107 | 0.14675 | 0.024361 | 0.07054 | 1.1189e-06 | 4.4757e-05 | 0.00023609 | 4.3431e-07 | 8.6863e-07 | 4.7774e-05 | 1
2872 | 0.14505 | 0.10129 | 0.16146 | 0.20717 | 0.14206 | 0.032117 | 0.082544 | 9.3599e-07 | 3.744e-05 | 0.00019749 | 4.2045e-07 | 8.409e-07 | 4.6249e-05 | 1
2873 | 0.14505 | 0.073825 | 0.18342 | 0.19545 | 0.098968 | 0.046659 | 0.09188 | 6.8223e-07 | 2.7289e-05 | 0.00014395 | 2.929e-07 | 5.8581e-07 | 3.2219e-05 | 1
2874 | 0.14505 | 0.040937 | 0.20418 | 0.18154 | 0.046503 | 0.066049 | 0.11856 | 3.7831e-07 | 1.5132e-05 | 7.9823e-05 | 1.3763e-07 | 2.7526e-07 | 1.5139e-05 | 1
2875 | 0.14505 | 0.015713 | 0.22021 | 0.16347 | 0.01746 | 0.091256 | 0.15457 | 1.452e-07 | 5.8081e-06 | 3.0638e-05 | 5.1676e-08 | 1.0335e-07 | 5.6843e-06 | 1
2876 | 0.14505 | 0.0026214 | 0.22911 | 0.17446 | 0.0024706 | 0.10774 | 0.18258 | 2.4225e-08 | 9.69e-07 | 5.1115e-06 | 7.3121e-09 | 1.4624e-08 | 8.0433e-07 | 1
2877 | 0.14505 | 0.00038635 | 0.23089 | 0.17739 | 0.00059691 | 0.12034 | 0.19858 | 3.5703e-09 | 1.4281e-07 | 7.5333e-07 | 1.7666e-09 | 3.5332e-09 | 1.9433e-07 | 1
2878 | 0.14505 | 0.00038635 | 0.23504 | 0.1974 | 0.00059691 | 0.12713 | 0.20925 | 3.5703e-09 | 1.4281e-07 | 7.5333e-07 | 1.7666e-09 | 3.5332e-09 | 1.9433e-07 | 1
2879 | 0.14505 | 0.00038635 | 0.24275 | 0.21327 | 0.00059691 | 0.12519 | 0.20925 | 3.5703e-09 | 1.4281e-07 | 7.5333e-07 | 1.7666e-09 | 3.5332e-09 | 1.9433e-07 | 1
2880 | 0.14505 | 0.00038635 | 0.30031 | 0.22303 | 0.00059691 | 0.1853 | 0.19591 | 3.5703e-09 | 1.4281e-07 | 7.5333e-07 | 1.7666e-09 | 3.5332e-09 | 1.9433e-07 | 1
2881 | 0.14505 | 0.00038635 | 0.29913 | 0.25159 | 0.00059691 | 0.1756 | 0.19325 | 3.5703e-09 | 1.4281e-07 | 7.5333e-07 | 1.7666e-09 | 3.5332e-09 | 1.9433e-07 | 1
2882 | 0.14505 | 0.00038635 | 0.36143 | 0.26209 | 0.00059691 | 0.17172 | 0.20792 | 3.5703e-09 | 1.4281e-07 | 7.5333e-07 | 1.7666e-09 | 3.5332e-09 | 1.9433e-07 | 1
2883 | 0.14505 | 0.00038635 | 0.43679 | 0.27747 | 0.00059691 | 0.19208 | 0.22926 | 3.5703e-09 | 1.4281e-07 | 7.5333e-07 | 1.7666e-09 | 3.5332e-09 | 1.9433e-07 | 1
2884 | 0.14505 | 0.00038635 | 0.48011 | 0.30652 | 0.00059691 | 0.1979 | 0.27461 | 3.5703e-09 | 1.4281e-07 | 7.5333e-07 | 1.7666e-09 | 3.5332e-09 | 1.9433e-07 | 1
2885 | 0.14505 | 0.00038635 | 0.51927 | 0.34142 | 0.00059691 | 0.23377 | 0.31729 | 3.5703e-09 | 1.4281e-07 | 7.5333e-07 | 1.7666e-09 | 3.5332e-09 | 1.9433e-07 | 1
2886 | 0.14505 | 0.0038986 | 0.53054 | 0.37682 | 0.010902 | 0.24444 | 0.36264 | 3.6028e-08 | 1.4411e-06 | 7.6019e-06 | 3.2267e-08 | 6.4533e-08 | 3.5493e-06 | 1
2887 | 0.14505 | 0.01252 | 0.50443 | 0.39317 | 0.024955 | 0.27934 | 0.37464 | 1.157e-07 | 4.6279e-06 | 2.4412e-05 | 7.3858e-08 | 1.4772e-07 | 8.1243e-06 | 1
2888 | 0.14505 | 0.020502 | 0.49019 | 0.40001 | 0.040882 | 0.28031 | 0.37064 | 1.8946e-07 | 7.5786e-06 | 3.9977e-05 | 1.2099e-07 | 2.4199e-07 | 1.3309e-05 | 1
2889 | 0.14505 | 0.03998 | 0.51571 | 0.42588 | 0.070862 | 0.28031 | 0.40665 | 3.6946e-07 | 1.4778e-05 | 7.7955e-05 | 2.0972e-07 | 4.1944e-07 | 2.3069e-05 | 1
2890 | 0.14505 | 0.067439 | 0.5525 | 0.47153 | 0.11021 | 0.2997 | 0.46267 | 6.2322e-07 | 2.4929e-05 | 0.0001315 | 3.2618e-07 | 6.5235e-07 | 3.5879e-05 | 1
2891 | 0.14505 | 0.092664 | 0.55843 | 0.49692 | 0.14675 | 0.32006 | 0.51735 | 8.5632e-07 | 3.4253e-05 | 0.00018068 | 4.3431e-07 | 8.6863e-07 | 4.7774e-05 | 1
2892 | 0.14505 | 0.11118 | 0.55784 | 0.50815 | 0.17954 | 0.32975 | 0.57737 | 1.0275e-06 | 4.1098e-05 | 0.00021679 | 5.3136e-07 | 1.0627e-06 | 5.8449e-05 | 1
2893 | 0.14505 | 0.12108 | 0.55962 | 0.52767 | 0.20202 | 0.33557 | 0.63606 | 1.1189e-06 | 4.4757e-05 | 0.00023609 | 5.979e-07 | 1.1958e-06 | 6.5769e-05 | 1
2894 | 0.14505 | 0.11853 | 0.33947 | 0.5599 | 0.20015 | 0.34042 | 0.69074 | 1.0953e-06 | 4.3813e-05 | 0.00023111 | 5.9236e-07 | 1.1847e-06 | 6.5159e-05 | 1
2895 | 0.14505 | 0.1115 | 0.35075 | 0.60725 | 0.1964 | 0.34139 | 0.74543 | 1.0304e-06 | 4.1216e-05 | 0.00021742 | 5.8127e-07 | 1.1625e-06 | 6.3939e-05 | 1
2896 | 0.14505 | 0.088832 | 0.59937 | 0.64314 | 0.16361 | 0.34333 | 0.76943 | 8.2091e-07 | 3.2836e-05 | 0.00017321 | 4.8422e-07 | 9.6844e-07 | 5.3264e-05 | 1
2897 | 0.14505 | 0.060415 | 0.60649 | 0.65949 | 0.11115 | 0.34429 | 0.78677 | 5.583e-07 | 2.2332e-05 | 0.0001178 | 3.2895e-07 | 6.579e-07 | 3.6184e-05 | 1
2898 | 0.14505 | 0.032955 | 0.60946 | 0.67096 | 0.059619 | 0.34429 | 0.80011 | 3.0454e-07 | 1.2182e-05 | 6.4258e-05 | 1.7645e-07 | 3.529e-07 | 1.9409e-05 | 1
2899 | 0.14505 | 0.013158 | 0.61243 | 0.68317 | 0.021208 | 0.34429 | 0.82412 | 1.216e-07 | 4.8639e-06 | 2.5657e-05 | 6.2767e-08 | 1.2553e-07 | 6.9043e-06 | 1
2900 | 0.14505 | 0.0026214 | 0.61421 | 0.68488 | 0.0034075 | 0.34429 | 0.83212 | 2.4225e-08 | 9.69e-07 | 5.1115e-06 | 1.0085e-08 | 2.017e-08 | 1.1093e-06 | 1
2901 | 0.14505 | 0.00038635 | 0.61718 | 0.66779 | 0.00059691 | 0.34526 | 0.81745 | 3.5703e-09 | 1.4281e-07 | 7.5333e-07 | 1.7666e-09 | 3.5332e-09 | 1.9433e-07 | 1
2902 | 0.14505 | 0.00038635 | 0.61896 | 0.67047 | 0.00059691 | 0.34623 | 0.83212 | 3.5703e-09 | 1.4281e-07 | 7.5333e-07 | 1.7666e-09 | 3.5332e-09 | 1.9433e-07 | 1
2903 | 0.14505 | 0.00038635 | 0.62074 | 0.68414 | 0.00059691 | 0.34623 | 0.85746 | 3.5703e-09 | 1.4281e-07 | 7.5333e-07 | 1.7666e-09 | 3.5332e-09 | 1.9433e-07 | 1
2904 | 0.14505 | 0.00038635 | 0.58573 | 0.67975 | 0.00059691 | 0.35011 | 0.83479 | 3.5703e-09 | 1.4281e-07 | 7.5333e-07 | 1.7666e-09 | 3.5332e-09 | 1.9433e-07 | 1
2905 | 0.14505 | 0.00038635 | 0.58573 | 0.64582 | 0.00059691 | 0.35108 | 0.82945 | 3.5703e-09 | 1.4281e-07 | 7.5333e-07 | 1.7666e-09 | 3.5332e-09 | 1.9433e-07 | 1
2906 | 0.14505 | 0.00038635 | 0.58454 | 0.60237 | 0.00059691 | 0.35205 | 0.82279 | 3.5703e-09 | 1.4281e-07 | 7.5333e-07 | 1.7666e-09 | 3.5332e-09 | 1.9433e-07 | 1
2907 | 0.14505 | 0.00038635 | 0.55487 | 0.53744 | 0.00059691 | 0.35205 | 0.77744 | 3.5703e-09 | 1.4281e-07 | 7.5333e-07 | 1.7666e-09 | 3.5332e-09 | 1.9433e-07 | 1
2908 | 0.14505 | 0.00038635 | 0.55368 | 0.55086 | 0.00059691 | 0.34817 | 0.78144 | 3.5703e-09 | 1.4281e-07 | 7.5333e-07 | 1.7666e-09 | 3.5332e-09 | 1.9433e-07 | 1
2909 | 0.14505 | 0.00038635 | 0.55368 | 0.5267 | 0.00059691 | 0.34914 | 0.78544 | 3.5703e-09 | 1.4281e-07 | 7.5333e-07 | 1.7666e-09 | 3.5332e-09 | 1.9433e-07 | 1
2910 | 0.14505 | 0.0042179 | 0.55131 | 0.53182 | 0.0099656 | 0.34236 | 0.80278 | 3.8979e-08 | 1.5591e-06 | 8.2245e-06 | 2.9494e-08 | 5.8988e-08 | 3.2443e-06 | 1
2911 | 0.14505 | 0.014116 | 0.55546 | 0.55623 | 0.024955 | 0.34139 | 0.79878 | 1.3045e-07 | 5.218e-06 | 2.7525e-05 | 7.3858e-08 | 1.4772e-07 | 8.1243e-06 | 1
2912 | 0.14505 | 0.031678 | 0.59047 | 0.53427 | 0.054935 | 0.31036 | 0.78411 | 2.9274e-07 | 1.171e-05 | 6.1768e-05 | 1.6258e-07 | 3.2517e-07 | 1.7884e-05 | 1
2913 | 0.14505 | 0.054667 | 0.59463 | 0.66071 | 0.094283 | 0.35011 | 0.81078 | 5.0519e-07 | 2.0208e-05 | 0.00010659 | 2.7904e-07 | 5.5808e-07 | 3.0694e-05 | 1
2914 | 0.14505 | 0.072229 | 0.60768 | 0.69391 | 0.12614 | 0.35205 | 0.85346 | 6.6748e-07 | 2.6699e-05 | 0.00014084 | 3.7331e-07 | 7.4663e-07 | 4.1064e-05 | 1
2915 | 0.14505 | 0.092664 | 0.60827 | 0.71026 | 0.14019 | 0.35302 | 0.88281 | 8.5632e-07 | 3.4253e-05 | 0.00018068 | 4.149e-07 | 8.2981e-07 | 4.5639e-05 | 1
2916 | 0.14505 | 0.10288 | 0.60887 | 0.71295 | 0.13551 | 0.35302 | 0.88947 | 9.5074e-07 | 3.803e-05 | 0.00020061 | 4.0104e-07 | 8.0208e-07 | 4.4114e-05 | 1
2917 | 0.14505 | 0.10895 | 0.60887 | 0.71637 | 0.11396 | 0.35302 | 0.88814 | 1.0068e-06 | 4.0272e-05 | 0.00021244 | 3.3727e-07 | 6.7453e-07 | 3.7099e-05 | 1
2918 | 0.14505 | 0.10863 | 0.60709 | 0.721 | 0.12614 | 0.35302 | 0.89614 | 1.0039e-06 | 4.0154e-05 | 0.00021181 | 3.7331e-07 | 7.4663e-07 | 4.1064e-05 | 1
2919 | 0.14505 | 0.11533 | 0.59819 | 0.71685 | 0.13551 | 0.35205 | 0.89348 | 1.0658e-06 | 4.2633e-05 | 0.00022489 | 4.0104e-07 | 8.0208e-07 | 4.4114e-05 | 1
2920 | 0.14505 | 0.10416 | 0.57683 | 0.69903 | 0.11115 | 0.35205 | 0.8668 | 9.6254e-07 | 3.8502e-05 | 0.0002031 | 3.2895e-07 | 6.579e-07 | 3.6184e-05 | 1
2921 | 0.14505 | 0.077657 | 0.55012 | 0.69781 | 0.088662 | 0.35011 | 0.84813 | 7.1764e-07 | 2.8705e-05 | 0.00015142 | 2.624e-07 | 5.2481e-07 | 2.8864e-05 | 1
2922 | 0.14505 | 0.045408 | 0.53351 | 0.68781 | 0.053061 | 0.34914 | 0.82412 | 4.1962e-07 | 1.6785e-05 | 8.8539e-05 | 1.5704e-07 | 3.1408e-07 | 1.7274e-05 | 1
2923 | 0.14505 | 0.017629 | 0.52223 | 0.64753 | 0.020271 | 0.34914 | 0.79478 | 1.6291e-07 | 6.5163e-06 | 3.4373e-05 | 5.9994e-08 | 1.1999e-07 | 6.5993e-06 | 1
2924 | 0.14505 | 0.0035793 | 0.50859 | 0.58309 | 0.0034075 | 0.34817 | 0.74143 | 3.3077e-08 | 1.3231e-06 | 6.9793e-06 | 1.0085e-08 | 2.017e-08 | 1.1093e-06 | 1
2925 | 0.14505 | 0.00038635 | 0.49553 | 0.50082 | 0.00059691 | 0.3472 | 0.69608 | 3.5703e-09 | 1.4281e-07 | 7.5333e-07 | 1.7666e-09 | 3.5332e-09 | 1.9433e-07 | 1
2926 | 0.14505 | 0.00038635 | 0.4896 | 0.45811 | 0.00059691 | 0.34526 | 0.6694 | 3.5703e-09 | 1.4281e-07 | 7.5333e-07 | 1.7666e-09 | 3.5332e-09 | 1.9433e-07 | 1
2927 | 0.14505 | 0.00038635 | 0.48545 | 0.43858 | 0.00059691 | 0.34333 | 0.65073 | 3.5703e-09 | 1.4281e-07 | 7.5333e-07 | 1.7666e-09 | 3.5332e-09 | 1.9433e-07 | 1
2928 | 0.14505 | 0.00038635 | 0.5792 | 0.32751 | 0.00059691 | 0.34429 | 0.54003 | 3.5703e-09 | 1.4281e-07 | 7.5333e-07 | 1.7666e-09 | 3.5332e-09 | 1.9433e-07 | 1
2929 | 0.14505 | 0.00038635 | 0.56733 | 0.31604 | 0.00059691 | 0.34236 | 0.49068 | 3.5703e-09 | 1.4281e-07 | 7.5333e-07 | 1.7666e-09 | 3.5332e-09 | 1.9433e-07 | 1
2930 | 0.14505 | 0.00038635 | 0.43501 | 0.3031 | 0.00059691 | 0.32975 | 0.45733 | 3.5703e-09 | 1.4281e-07 | 7.5333e-07 | 1.7666e-09 | 3.5332e-09 | 1.9433e-07 | 1
2931 | 0.14505 | 0.00038635 | 0.49435 | 0.29382 | 0.00059691 | 0.32006 | 0.42666 | 3.5703e-09 | 1.4281e-07 | 7.5333e-07 | 1.7666e-09 | 3.5332e-09 | 1.9433e-07 | 1
2932 | 0.14505 | 0.00038635 | 0.52758 | 0.29089 | 0.00059691 | 0.28806 | 0.35597 | 3.5703e-09 | 1.4281e-07 | 7.5333e-07 | 1.7666e-09 | 3.5332e-09 | 1.9433e-07 | 1
2933 | 0.14505 | 0.00070565 | 0.48841 | 0.29114 | 0.0015338 | 0.27837 | 0.30395 | 6.521e-09 | 2.6084e-07 | 1.3759e-06 | 4.5393e-09 | 9.0787e-09 | 4.9933e-07 | 1
2934 | 0.14505 | 0.0083688 | 0.44391 | 0.3175 | 0.01746 | 0.27158 | 0.28394 | 7.7338e-08 | 3.0935e-06 | 1.6318e-05 | 5.1676e-08 | 1.0335e-07 | 5.6843e-06 | 1
2935 | 0.14505 | 0.027846 | 0.4356 | 0.34997 | 0.050251 | 0.2425 | 0.27194 | 2.5733e-07 | 1.0293e-05 | 5.4297e-05 | 1.4872e-07 | 2.9744e-07 | 1.6359e-05 | 1
2936 | 0.14505 | 0.059776 | 0.43263 | 0.37804 | 0.098031 | 0.25413 | 0.27994 | 5.524e-07 | 2.2096e-05 | 0.00011656 | 2.9013e-07 | 5.8026e-07 | 3.1914e-05 | 1
2937 | 0.14505 | 0.088832 | 0.45044 | 0.43077 | 0.15143 | 0.26867 | 0.3653 | 8.2091e-07 | 3.2836e-05 | 0.00017321 | 4.4818e-07 | 8.9635e-07 | 4.9299e-05 | 1
2938 | 0.14505 | 0.11118 | 0.50503 | 0.48764 | 0.19734 | 0.2774 | 0.45467 | 1.0275e-06 | 4.1098e-05 | 0.00021679 | 5.8404e-07 | 1.1681e-06 | 6.4244e-05 | 1
2939 | 0.14505 | 0.12108 | 0.52758 | 0.52011 | 0.22544 | 0.28806 | 0.52269 | 1.1189e-06 | 4.4757e-05 | 0.00023609 | 6.6722e-07 | 1.3344e-06 | 7.3394e-05 | 1
2940 | 0.14505 | 0.11885 | 0.54716 | 0.54232 | 0.22076 | 0.29679 | 0.58804 | 1.0983e-06 | 4.3931e-05 | 0.00023174 | 6.5336e-07 | 1.3067e-06 | 7.1869e-05 | 1
2941 | 0.14505 | 0.10703 | 0.57149 | 0.56063 | 0.18703 | 0.29291 | 0.65606 | 9.891e-07 | 3.9564e-05 | 0.0002087 | 5.5354e-07 | 1.1071e-06 | 6.0889e-05 | 1
2942 | 0.14505 | 0.095857 | 0.59285 | 0.56331 | 0.16267 | 0.30067 | 0.68274 | 8.8583e-07 | 3.5433e-05 | 0.00018691 | 4.8145e-07 | 9.629e-07 | 5.2959e-05 | 1
2943 | 0.14505 | 0.091067 | 0.60471 | 0.55916 | 0.15424 | 0.31812 | 0.69474 | 8.4157e-07 | 3.3663e-05 | 0.00017757 | 4.5649e-07 | 9.1299e-07 | 5.0214e-05 | 1
2944 | 0.14505 | 0.07606 | 0.6059 | 0.55453 | 0.11864 | 0.31715 | 0.71475 | 7.0288e-07 | 2.8115e-05 | 0.00014831 | 3.5113e-07 | 7.0226e-07 | 3.8624e-05 | 1
2945 | 0.14505 | 0.055944 | 0.59878 | 0.53817 | 0.083978 | 0.31812 | 0.69341 | 5.1699e-07 | 2.068e-05 | 0.00010908 | 2.4854e-07 | 4.9708e-07 | 2.7339e-05 | 1
2946 | 0.14505 | 0.033594 | 0.58869 | 0.51254 | 0.04744 | 0.32103 | 0.67474 | 3.1044e-07 | 1.2418e-05 | 6.5503e-05 | 1.404e-07 | 2.8081e-07 | 1.5444e-05 | 1
2947 | 0.14505 | 0.015393 | 0.56733 | 0.48349 | 0.020271 | 0.31909 | 0.6494 | 1.4225e-07 | 5.6901e-06 | 3.0015e-05 | 5.9994e-08 | 1.1999e-07 | 6.5993e-06 | 1
2948 | 0.14505 | 0.00326 | 0.52936 | 0.44126 | 0.0034075 | 0.31618 | 0.61605 | 3.0127e-08 | 1.2051e-06 | 6.3567e-06 | 1.0085e-08 | 2.017e-08 | 1.1093e-06 | 1
2949 | 0.14505 | 0.00038635 | 0.49731 | 0.3651 | 0.00059691 | 0.31036 | 0.61605 | 3.5703e-09 | 1.4281e-07 | 7.5333e-07 | 1.7666e-09 | 3.5332e-09 | 1.9433e-07 | 1
2950 | 0.14505 | 0.00038635 | 0.46942 | 0.30383 | 0.00059691 | 0.30455 | 0.64406 | 3.5703e-09 | 1.4281e-07 | 7.5333e-07 | 1.7666e-09 | 3.5332e-09 | 1.9433e-07 | 1
2951 | 0.14505 | 0.00038635 | 0.4445 | 0.27283 | 0.00059691 | 0.30455 | 0.65206 | 3.5703e-09 | 1.4281e-07 | 7.5333e-07 | 1.7666e-09 | 3.5332e-09 | 1.9433e-07 | 1
2952 | 0.14505 | 0.00038635 | 0.53648 | 0.28845 | 0.00059691 | 0.32781 | 0.63072 | 3.5703e-09 | 1.4281e-07 | 7.5333e-07 | 1.7666e-09 | 3.5332e-09 | 1.9433e-07 | 1
2953 | 0.14505 | 0.00038635 | 0.53707 | 0.23158 | 0.00059691 | 0.32684 | 0.61205 | 3.5703e-09 | 1.4281e-07 | 7.5333e-07 | 1.7666e-09 | 3.5332e-09 | 1.9433e-07 | 1
2954 | 0.14505 | 0.00038635 | 0.45637 | 0.20229 | 0.00059691 | 0.31715 | 0.57737 | 3.5703e-09 | 1.4281e-07 | 7.5333e-07 | 1.7666e-09 | 3.5332e-09 | 1.9433e-07 | 1
2955 | 0.14505 | 0.00038635 | 0.38457 | 0.18813 | 0.00059691 | 0.32297 | 0.58671 | 3.5703e-09 | 1.4281e-07 | 7.5333e-07 | 1.7666e-09 | 3.5332e-09 | 1.9433e-07 | 1
2956 | 0.14505 | 0.00038635 | 0.28607 | 0.19057 | 0.00059691 | 0.31715 | 0.52936 | 3.5703e-09 | 1.4281e-07 | 7.5333e-07 | 1.7666e-09 | 3.5332e-09 | 1.9433e-07 | 1
2957 | 0.14505 | 0.00070565 | 0.4623 | 0.18593 | 0.0015338 | 0.30842 | 0.47734 | 6.521e-09 | 2.6084e-07 | 1.3759e-06 | 4.5393e-09 | 9.0787e-09 | 4.9933e-07 | 1
2958 | 0.14505 | 0.0067723 | 0.52164 | 0.21376 | 0.01465 | 0.2648 | 0.45333 | 6.2584e-08 | 2.5034e-06 | 1.3205e-05 | 4.3358e-08 | 8.6715e-08 | 4.7693e-06 | 1
2959 | 0.14505 | 0.025611 | 0.53766 | 0.25867 | 0.039008 | 0.23474 | 0.36797 | 2.3667e-07 | 9.467e-06 | 4.9938e-05 | 1.1545e-07 | 2.309e-07 | 1.2699e-05 | 1
2960 | 0.14505 | 0.054987 | 0.47892 | 0.24696 | 0.079294 | 0.1979 | 0.27994 | 5.0814e-07 | 2.0326e-05 | 0.00010722 | 2.3468e-07 | 4.6935e-07 | 2.5814e-05 | 1
2961 | 0.14505 | 0.092025 | 0.41187 | 0.27552 | 0.11583 | 0.15524 | 0.27194 | 8.5042e-07 | 3.4017e-05 | 0.00017944 | 3.4281e-07 | 6.8562e-07 | 3.7709e-05 | 1
2962 | 0.14505 | 0.11821 | 0.36202 | 0.29285 | 0.12895 | 0.11549 | 0.27994 | 1.0924e-06 | 4.3695e-05 | 0.00023049 | 3.8163e-07 | 7.6326e-07 | 4.1979e-05 | 1
2963 | 0.14505 | 0.14535 | 0.36558 | 0.30017 | 0.1505 | 0.087378 | 0.31062 | 1.3432e-06 | 5.3727e-05 | 0.00028341 | 4.454e-07 | 8.9081e-07 | 4.8994e-05 | 1
2964 | 0.14505 | 0.16036 | 0.38991 | 0.30505 | 0.17298 | 0.076714 | 0.33329 | 1.4819e-06 | 5.9275e-05 | 0.00031267 | 5.1195e-07 | 1.0239e-06 | 5.6314e-05 | 1
2965 | 0.14505 | 0.16866 | 0.39703 | 0.31531 | 0.18235 | 0.081561 | 0.3493 | 1.5586e-06 | 6.2343e-05 | 0.00032886 | 5.3968e-07 | 1.0794e-06 | 5.9364e-05 | 1
2966 | 0.14505 | 0.16834 | 0.38338 | 0.31628 | 0.19265 | 0.094165 | 0.3573 | 1.5556e-06 | 6.2225e-05 | 0.00032824 | 5.7018e-07 | 1.1404e-06 | 6.2719e-05 | 1
2967 | 0.14505 | 0.15748 | 0.35668 | 0.2948 | 0.19828 | 0.091256 | 0.35997 | 1.4553e-06 | 5.8212e-05 | 0.00030707 | 5.8681e-07 | 1.1736e-06 | 6.4549e-05 | 1
2968 | 0.14505 | 0.12843 | 0.31693 | 0.26819 | 0.17579 | 0.0835 | 0.3493 | 1.1868e-06 | 4.7472e-05 | 0.00025041 | 5.2027e-07 | 1.0405e-06 | 5.7229e-05 | 1
2969 | 0.14505 | 0.092345 | 0.26412 | 0.23426 | 0.12895 | 0.08447 | 0.31462 | 8.5337e-07 | 3.4135e-05 | 0.00018006 | 3.8163e-07 | 7.6326e-07 | 4.1979e-05 | 1
2970 | 0.14505 | 0.054667 | 0.21368 | 0.19057 | 0.070862 | 0.086409 | 0.25727 | 5.0519e-07 | 2.0208e-05 | 0.00010659 | 2.0972e-07 | 4.1944e-07 | 2.3069e-05 | 1
2971 | 0.14505 | 0.021779 | 0.17748 | 0.14761 | 0.025892 | 0.080592 | 0.19858 | 2.0127e-07 | 8.0507e-06 | 4.2467e-05 | 7.663e-08 | 1.5326e-07 | 8.4293e-06 | 1
2972 | 0.14505 | 0.0042179 | 0.16265 | 0.11001 | 0.0043444 | 0.067019 | 0.14256 | 3.8979e-08 | 1.5591e-06 | 8.2245e-06 | 1.2858e-08 | 2.5715e-08 | 1.4143e-06 | 1
2973 | 0.14505 | 0.00038635 | 0.1668 | 0.090975 | 0.00059691 | 0.050537 | 0.09188 | 3.5703e-09 | 1.4281e-07 | 7.5333e-07 | 1.7666e-09 | 3.5332e-09 | 1.9433e-07 | 1
2974 | 0.14505 | 0.00038635 | 0.17867 | 0.086337 | 0.00059691 | 0.035025 | 0.069206 | 3.5703e-09 | 1.4281e-07 | 7.5333e-07 | 1.7666e-09 | 3.5332e-09 | 1.9433e-07 | 1
2975 | 0.14505 | 0.00038635 | 0.19232 | 0.083651 | 0.00059691 | 0.025331 | 0.061203 | 3.5703e-09 | 1.4281e-07 | 7.5333e-07 | 1.7666e-09 | 3.5332e-09 | 1.9433e-07 | 1
2976 | 0.14505 | 0.00038635 | 0.3193 | 0.093171 | 0.00059691 | 0.030178 | 0.078542 | 3.5703e-09 | 1.4281e-07 | 7.5333e-07 | 1.7666e-09 | 3.5332e-09 | 1.9433e-07 | 1
2977 | 0.14505 | 0.00038635 | 0.3104 | 0.084628 | 0.00059691 | 0.040842 | 0.089212 | 3.5703e-09 | 1.4281e-07 | 7.5333e-07 | 1.7666e-09 | 3.5332e-09 | 1.9433e-07 | 1
2978 | 0.14505 | 0.00038635 | 0.31574 | 0.072667 | 0.00059691 | 0.04569 | 0.094547 | 3.5703e-09 | 1.4281e-07 | 7.5333e-07 | 1.7666e-09 | 3.5332e-09 | 1.9433e-07 | 1
2979 | 0.14505 | 0.00038635 | 0.34422 | 0.075352 | 0.00059691 | 0.054415 | 0.090546 | 3.5703e-09 | 1.4281e-07 | 7.5333e-07 | 1.7666e-09 | 3.5332e-09 | 1.9433e-07 | 1
2980 | 0.14505 | 0.00038635 | 0.33235 | 0.088778 | 0.00059691 | 0.056354 | 0.089212 | 3.5703e-09 | 1.4281e-07 | 7.5333e-07 | 1.7666e-09 | 3.5332e-09 | 1.9433e-07 | 1
2981 | 0.14505 | 0.00070565 | 0.32108 | 0.11343 | 0.0015338 | 0.049568 | 0.093214 | 6.521e-09 | 2.6084e-07 | 1.3759e-06 | 4.5393e-09 | 9.0787e-09 | 4.9933e-07 | 1
2982 | 0.14505 | 0.0090074 | 0.34244 | 0.13833 | 0.019334 | 0.035995 | 0.085211 | 8.3239e-08 | 3.3296e-06 | 1.7563e-05 | 5.7221e-08 | 1.1444e-07 | 6.2943e-06 | 1
2983 | 0.14505 | 0.030401 | 0.36796 | 0.15273 | 0.055872 | 0.022422 | 0.079876 | 2.8094e-07 | 1.1237e-05 | 5.9277e-05 | 1.6536e-07 | 3.3072e-07 | 1.8189e-05 | 1
2984 | 0.14505 | 0.065523 | 0.37626 | 0.1808 | 0.10927 | 0.021453 | 0.098549 | 6.0551e-07 | 2.422e-05 | 0.00012776 | 3.234e-07 | 6.4681e-07 | 3.5574e-05 | 1
2985 | 0.14505 | 0.10448 | 0.3733 | 0.23426 | 0.1683 | 0.02727 | 0.12656 | 9.655e-07 | 3.862e-05 | 0.00020372 | 4.9809e-07 | 9.9617e-07 | 5.4789e-05 | 1
2986 | 0.14505 | 0.13609 | 0.36143 | 0.29504 | 0.21327 | 0.033086 | 0.14923 | 1.2576e-06 | 5.0305e-05 | 0.00026536 | 6.3118e-07 | 1.2624e-06 | 6.9429e-05 | 1
2987 | 0.14505 | 0.15716 | 0.35372 | 0.3485 | 0.23762 | 0.035025 | 0.17457 | 1.4524e-06 | 5.8094e-05 | 0.00030645 | 7.0327e-07 | 1.4065e-06 | 7.7359e-05 | 1
2988 | 0.14505 | 0.16355 | 0.35965 | 0.3878 | 0.24324 | 0.034056 | 0.19458 | 1.5114e-06 | 6.0455e-05 | 0.0003189 | 7.199e-07 | 1.4398e-06 | 7.9189e-05 | 1
2989 | 0.14505 | 0.16387 | 0.38042 | 0.42198 | 0.23481 | 0.034056 | 0.21325 | 1.5143e-06 | 6.0573e-05 | 0.00031952 | 6.9495e-07 | 1.3899e-06 | 7.6444e-05 | 1
2990 | 0.14505 | 0.15142 | 0.41543 | 0.45615 | 0.22357 | 0.037934 | 0.24793 | 1.3992e-06 | 5.597e-05 | 0.00029524 | 6.6168e-07 | 1.3234e-06 | 7.2784e-05 | 1
2991 | 0.14505 | 0.12715 | 0.4534 | 0.48105 | 0.20109 | 0.051507 | 0.29195 | 1.175e-06 | 4.7e-05 | 0.00024792 | 5.9513e-07 | 1.1903e-06 | 6.5464e-05 | 1
2992 | 0.14505 | 0.095538 | 0.49138 | 0.49741 | 0.15424 | 0.073805 | 0.34263 | 8.8288e-07 | 3.5315e-05 | 0.00018629 | 4.5649e-07 | 9.1299e-07 | 5.0214e-05 | 1
2993 | 0.14505 | 0.065843 | 0.52283 | 0.49789 | 0.10834 | 0.10386 | 0.38798 | 6.0846e-07 | 2.4338e-05 | 0.00012839 | 3.2063e-07 | 6.4126e-07 | 3.5269e-05 | 1
2994 | 0.14505 | 0.039022 | 0.54953 | 0.48544 | 0.065241 | 0.13682 | 0.40131 | 3.606e-07 | 1.4424e-05 | 7.6087e-05 | 1.9309e-07 | 3.8617e-07 | 2.1239e-05 | 1
2995 | 0.14505 | 0.016671 | 0.5703 | 0.47348 | 0.024955 | 0.16009 | 0.38664 | 1.5406e-07 | 6.1622e-06 | 3.2506e-05 | 7.3858e-08 | 1.4772e-07 | 8.1243e-06 | 1
2996 | 0.14505 | 0.0038986 | 0.58573 | 0.45054 | 0.0043444 | 0.17948 | 0.34396 | 3.6028e-08 | 1.4411e-06 | 7.6019e-06 | 1.2858e-08 | 2.5715e-08 | 1.4143e-06 | 1
2997 | 0.14505 | 0.00038635 | 0.59344 | 0.43467 | 0.00059691 | 0.19984 | 0.33996 | 3.5703e-09 | 1.4281e-07 | 7.5333e-07 | 1.7666e-09 | 3.5332e-09 | 1.9433e-07 | 1
2998 | 0.14505 | 0.00038635 | 0.59463 | 0.4437 | 0.00059691 | 0.20953 | 0.37731 | 3.5703e-09 | 1.4281e-07 | 7.5333e-07 | 1.7666e-09 | 3.5332e-09 | 1.9433e-07 | 1
2999 | 0.14505 | 0.00038635 | 0.59522 | 0.44273 | 0.00059691 | 0.20857 | 0.39598 | 3.5703e-09 | 1.4281e-07 | 7.5333e-07 | 1.7666e-09 | 3.5332e-09 | 1.9433e-07 | 1
3000 | 0.14505 | 0.00038635 | 0.60412 | 0.33142 | 0.00059691 | 0.20372 | 0.42799 | 3.5703e-09 | 1.4281e-07 | 7.5333e-07 | 1.7666e-09 | 3.5332e-09 | 1.9433e-07 | 1
3001 | 0.14505 | 0.00038635 | 0.59225 | 0.3219 | 0.00059691 | 0.20857 | 0.43866 | 3.5703e-09 | 1.4281e-07 | 7.5333e-07 | 1.7666e-09 | 3.5332e-09 | 1.9433e-07 | 1
3002 | 0.14505 | 0.00038635 | 0.56733 | 0.32824 | 0.00059691 | 0.22117 | 0.43999 | 3.5703e-09 | 1.4281e-07 | 7.5333e-07 | 1.7666e-09 | 3.5332e-09 | 1.9433e-07 | 1
3003 | 0.14505 | 0.00038635 | 0.56258 | 0.33068 | 0.00059691 | 0.21438 | 0.464 | 3.5703e-09 | 1.4281e-07 | 7.5333e-07 | 1.7666e-09 | 3.5332e-09 | 1.9433e-07 | 1
3004 | 0.14505 | 0.00038635 | 0.56318 | 0.3175 | 0.00059691 | 0.22408 | 0.48401 | 3.5703e-09 | 1.4281e-07 | 7.5333e-07 | 1.7666e-09 | 3.5332e-09 | 1.9433e-07 | 1
3005 | 0.14505 | 0.00070565 | 0.57208 | 0.30212 | 0.0015338 | 0.22892 | 0.468 | 6.521e-09 | 2.6084e-07 | 1.3759e-06 | 4.5393e-09 | 9.0787e-09 | 4.9933e-07 | 1
3006 | 0.14505 | 0.0067723 | 0.57149 | 0.31897 | 0.012776 | 0.26286 | 0.45867 | 6.2584e-08 | 2.5034e-06 | 1.3205e-05 | 3.7812e-08 | 7.5624e-08 | 4.1593e-06 | 1
3007 | 0.14505 | 0.024015 | 0.56377 | 0.23158 | 0.038071 | 0.29194 | 0.46534 | 2.2192e-07 | 8.8769e-06 | 4.6825e-05 | 1.1268e-07 | 2.2535e-07 | 1.2394e-05 | 1
3008 | 0.14505 | 0.06233 | 0.55546 | 0.28113 | 0.070862 | 0.28031 | 0.448 | 5.76e-07 | 2.304e-05 | 0.00012154 | 2.0972e-07 | 4.1944e-07 | 2.3069e-05 | 1
3009 | 0.14505 | 0.091067 | 0.56318 | 0.36852 | 0.11208 | 0.25995 | 0.47734 | 8.4157e-07 | 3.3663e-05 | 0.00017757 | 3.3172e-07 | 6.6344e-07 | 3.6489e-05 | 1
3010 | 0.14505 | 0.12172 | 0.57505 | 0.43003 | 0.14675 | 0.24735 | 0.51735 | 1.1248e-06 | 4.4993e-05 | 0.00023734 | 4.3431e-07 | 8.6863e-07 | 4.7774e-05 | 1
3011 | 0.14505 | 0.14024 | 0.58039 | 0.47275 | 0.15518 | 0.2551 | 0.53736 | 1.296e-06 | 5.1839e-05 | 0.00027345 | 4.5927e-07 | 9.1853e-07 | 5.0519e-05 | 1
3012 | 0.14505 | 0.15812 | 0.58751 | 0.504 | 0.16267 | 0.2677 | 0.55336 | 1.4612e-06 | 5.8448e-05 | 0.00030832 | 4.8145e-07 | 9.629e-07 | 5.2959e-05 | 1
3013 | 0.14505 | 0.16483 | 0.59403 | 0.53793 | 0.18329 | 0.27643 | 0.58404 | 1.5232e-06 | 6.0927e-05 | 0.00032139 | 5.4245e-07 | 1.0849e-06 | 5.9669e-05 | 1
3014 | 0.14505 | 0.15972 | 0.59878 | 0.57039 | 0.18797 | 0.28322 | 0.62939 | 1.476e-06 | 5.9039e-05 | 0.00031143 | 5.5631e-07 | 1.1126e-06 | 6.1194e-05 | 1
3015 | 0.14505 | 0.12076 | 0.60056 | 0.58064 | 0.17579 | 0.28806 | 0.66407 | 1.116e-06 | 4.4639e-05 | 0.00023547 | 5.2027e-07 | 1.0405e-06 | 5.7229e-05 | 1
3016 | 0.14505 | 0.098411 | 0.60234 | 0.58113 | 0.13738 | 0.28709 | 0.67474 | 9.0943e-07 | 3.6377e-05 | 0.00019189 | 4.0659e-07 | 8.1317e-07 | 4.4724e-05 | 1
3017 | 0.14505 | 0.07638 | 0.60471 | 0.57259 | 0.10646 | 0.28806 | 0.67207 | 7.0583e-07 | 2.8233e-05 | 0.00014893 | 3.1509e-07 | 6.3017e-07 | 3.4659e-05 | 1
3018 | 0.14505 | 0.044769 | 0.60649 | 0.54989 | 0.063367 | 0.29097 | 0.66673 | 4.1372e-07 | 1.6549e-05 | 8.7294e-05 | 1.8754e-07 | 3.7508e-07 | 2.0629e-05 | 1
3019 | 0.14505 | 0.018267 | 0.60175 | 0.50986 | 0.024955 | 0.29 | 0.65073 | 1.6881e-07 | 6.7524e-06 | 3.5619e-05 | 7.3858e-08 | 1.4772e-07 | 8.1243e-06 | 1
3020 | 0.14505 | 0.0042179 | 0.58632 | 0.47739 | 0.0043444 | 0.28225 | 0.62272 | 3.8979e-08 | 1.5591e-06 | 8.2245e-06 | 1.2858e-08 | 2.5715e-08 | 1.4143e-06 | 1
3021 | 0.14505 | 0.00038635 | 0.56852 | 0.4354 | 0.00059691 | 0.27352 | 0.58271 | 3.5703e-09 | 1.4281e-07 | 7.5333e-07 | 1.7666e-09 | 3.5332e-09 | 1.9433e-07 | 1
3022 | 0.14505 | 0.00038635 | 0.56318 | 0.42564 | 0.00059691 | 0.26867 | 0.56537 | 3.5703e-09 | 1.4281e-07 | 7.5333e-07 | 1.7666e-09 | 3.5332e-09 | 1.9433e-07 | 1
3023 | 0.14505 | 0.00038635 | 0.56911 | 0.43467 | 0.00059691 | 0.26577 | 0.57337 | 3.5703e-09 | 1.4281e-07 | 7.5333e-07 | 1.7666e-09 | 3.5332e-09 | 1.9433e-07 | 1
3024 | 0.14505 | 0.00038635 | 0.59819 | 0.37902 | 0.00059691 | 0.27934 | 0.50535 | 3.5703e-09 | 1.4281e-07 | 7.5333e-07 | 1.7666e-09 | 3.5332e-09 | 1.9433e-07 | 1
3025 | 0.14505 | 0.00038635 | 0.59107 | 0.39879 | 0.00059691 | 0.27837 | 0.50268 | 3.5703e-09 | 1.4281e-07 | 7.5333e-07 | 1.7666e-09 | 3.5332e-09 | 1.9433e-07 | 1
3026 | 0.14505 | 0.00038635 | 0.58098 | 0.40636 | 0.00059691 | 0.27837 | 0.50401 | 3.5703e-09 | 1.4281e-07 | 7.5333e-07 | 1.7666e-09 | 3.5332e-09 | 1.9433e-07 | 1
3027 | 0.14505 | 0.00038635 | 0.60056 | 0.40123 | 0.00059691 | 0.28516 | 0.51335 | 3.5703e-09 | 1.4281e-07 | 7.5333e-07 | 1.7666e-09 | 3.5332e-09 | 1.9433e-07 | 1
3028 | 0.14505 | 0.00038635 | 0.59641 | 0.38658 | 0.00059691 | 0.29485 | 0.53336 | 3.5703e-09 | 1.4281e-07 | 7.5333e-07 | 1.7666e-09 | 3.5332e-09 | 1.9433e-07 | 1
3029 | 0.14505 | 0.00070565 | 0.60175 | 0.36486 | 0.0015338 | 0.29582 | 0.50935 | 6.521e-09 | 2.6084e-07 | 1.3759e-06 | 4.5393e-09 | 9.0787e-09 | 4.9933e-07 | 1
3030 | 0.14505 | 0.0077302 | 0.57683 | 0.35851 | 0.019334 | 0.31036 | 0.54403 | 7.1436e-08 | 2.8574e-06 | 1.5073e-05 | 5.7221e-08 | 1.1444e-07 | 6.2943e-06 | 1
3031 | 0.14505 | 0.024334 | 0.56436 | 0.34533 | 0.051188 | 0.29582 | 0.53069 | 2.2487e-07 | 8.9949e-06 | 4.7448e-05 | 1.5149e-07 | 3.0299e-07 | 1.6664e-05 | 1
3032 | 0.14505 | 0.060734 | 0.52342 | 0.35314 | 0.096157 | 0.28225 | 0.51068 | 5.6125e-07 | 2.245e-05 | 0.00011842 | 2.8459e-07 | 5.6917e-07 | 3.1304e-05 | 1
3033 | 0.14505 | 0.097773 | 0.48011 | 0.38292 | 0.14394 | 0.25801 | 0.50935 | 9.0353e-07 | 3.6141e-05 | 0.00019065 | 4.2599e-07 | 8.5199e-07 | 4.6859e-05 | 1
3034 | 0.14505 | 0.12523 | 0.45103 | 0.40806 | 0.18047 | 0.22989 | 0.50268 | 1.1573e-06 | 4.6292e-05 | 0.00024419 | 5.3413e-07 | 1.0683e-06 | 5.8754e-05 | 1
3035 | 0.14505 | 0.14343 | 0.42492 | 0.41514 | 0.20483 | 0.20566 | 0.50268 | 1.3255e-06 | 5.3019e-05 | 0.00027968 | 6.0622e-07 | 1.2124e-06 | 6.6684e-05 | 1
3036 | 0.14505 | 0.1479 | 0.40415 | 0.41856 | 0.20764 | 0.19208 | 0.50401 | 1.3668e-06 | 5.4672e-05 | 0.00028839 | 6.1454e-07 | 1.2291e-06 | 6.7599e-05 | 1
3037 | 0.14505 | 0.14726 | 0.37923 | 0.4293 | 0.19265 | 0.18045 | 0.50135 | 1.3609e-06 | 5.4436e-05 | 0.00028715 | 5.7018e-07 | 1.1404e-06 | 6.2719e-05 | 1
3038 | 0.14505 | 0.14471 | 0.35253 | 0.44614 | 0.18235 | 0.16106 | 0.50401 | 1.3373e-06 | 5.3491e-05 | 0.00028217 | 5.3968e-07 | 1.0794e-06 | 5.9364e-05 | 1
3039 | 0.14505 | 0.12172 | 0.33829 | 0.4481 | 0.18047 | 0.14361 | 0.48934 | 1.1248e-06 | 4.4993e-05 | 0.00023734 | 5.3413e-07 | 1.0683e-06 | 5.8754e-05 | 1
3040 | 0.14505 | 0.098731 | 0.32939 | 0.43931 | 0.15331 | 0.12034 | 0.47067 | 9.1238e-07 | 3.6495e-05 | 0.00019251 | 4.5372e-07 | 9.0744e-07 | 4.9909e-05 | 1
3041 | 0.14505 | 0.073506 | 0.30625 | 0.41734 | 0.11302 | 0.090287 | 0.43466 | 6.7928e-07 | 2.7171e-05 | 0.00014333 | 3.3449e-07 | 6.6899e-07 | 3.6794e-05 | 1
3042 | 0.14505 | 0.045408 | 0.29022 | 0.36486 | 0.068988 | 0.06411 | 0.36664 | 4.1962e-07 | 1.6785e-05 | 8.8539e-05 | 2.0418e-07 | 4.0835e-07 | 2.2459e-05 | 1
3043 | 0.14505 | 0.020183 | 0.26293 | 0.29553 | 0.027766 | 0.04472 | 0.27994 | 1.8651e-07 | 7.4605e-06 | 3.9354e-05 | 8.2176e-08 | 1.6435e-07 | 9.0393e-06 | 1
3044 | 0.14505 | 0.0048565 | 0.23029 | 0.23231 | 0.0052812 | 0.029208 | 0.19858 | 4.488e-08 | 1.7952e-06 | 9.4697e-06 | 1.563e-08 | 3.1261e-08 | 1.7193e-06 | 1
3045 | 0.14505 | 0.00038635 | 0.19232 | 0.17275 | 0.00059691 | 0.020483 | 0.13323 | 3.5703e-09 | 1.4281e-07 | 7.5333e-07 | 1.7666e-09 | 3.5332e-09 | 1.9433e-07 | 1
3046 | 0.14505 | 0.00038635 | 0.15909 | 0.14102 | 0.00059691 | 0.014666 | 0.098549 | 3.5703e-09 | 1.4281e-07 | 7.5333e-07 | 1.7666e-09 | 3.5332e-09 | 1.9433e-07 | 1
3047 | 0.14505 | 0.00038635 | 0.13535 | 0.12149 | 0.00059691 | 0.010788 | 0.075875 | 3.5703e-09 | 1.4281e-07 | 7.5333e-07 | 1.7666e-09 | 3.5332e-09 | 1.9433e-07 | 1
3048 | 0.14505 | 0.00038635 | 0.11577 | 0.083651 | 0.00059691 | 0.010788 | 0.043864 | 3.5703e-09 | 1.4281e-07 | 7.5333e-07 | 1.7666e-09 | 3.5332e-09 | 1.9433e-07 | 1
3049 | 0.14505 | 0.00038635 | 0.10153 | 0.072179 | 0.00059691 | 0.023392 | 0.034528 | 3.5703e-09 | 1.4281e-07 | 7.5333e-07 | 1.7666e-09 | 3.5332e-09 | 1.9433e-07 | 1
3050 | 0.14505 | 0.00038635 | 0.074235 | 0.061438 | 0.00059691 | 0.050537 | 0.03186 | 3.5703e-09 | 1.4281e-07 | 7.5333e-07 | 1.7666e-09 | 3.5332e-09 | 1.9433e-07 | 1
3051 | 0.14505 | 0.00038635 | 0.063555 | 0.050209 | 0.00059691 | 0.077683 | 0.050533 | 3.5703e-09 | 1.4281e-07 | 7.5333e-07 | 1.7666e-09 | 3.5332e-09 | 1.9433e-07 | 1
3052 | 0.14505 | 0.00038635 | 0.042786 | 0.041666 | 0.00059691 | 0.093195 | 0.062537 | 3.5703e-09 | 1.4281e-07 | 7.5333e-07 | 1.7666e-09 | 3.5332e-09 | 1.9433e-07 | 1
3053 | 0.14505 | 0.00070565 | 0.022612 | 0.033854 | 0.0015338 | 0.097073 | 0.066538 | 6.521e-09 | 2.6084e-07 | 1.3759e-06 | 4.5393e-09 | 9.0787e-09 | 4.9933e-07 | 1
3054 | 0.14505 | 0.0045372 | 0.014304 | 0.031902 | 0.0099656 | 0.087378 | 0.082544 | 4.1929e-08 | 1.6772e-06 | 8.8471e-06 | 2.9494e-08 | 5.8988e-08 | 3.2443e-06 | 1
3055 | 0.14505 | 0.019544 | 0.036853 | 0.026287 | 0.026829 | 0.089317 | 0.094547 | 1.8061e-07 | 7.2245e-06 | 3.8109e-05 | 7.9403e-08 | 1.5881e-07 | 8.7343e-06 | 1
3056 | 0.14505 | 0.052113 | 0.061775 | 0.015303 | 0.058683 | 0.076714 | 0.098549 | 4.8158e-07 | 1.9263e-05 | 0.00010161 | 1.7368e-07 | 3.4735e-07 | 1.9104e-05 | 1
3057 | 0.14505 | 0.085001 | 0.074235 | 0.02824 | 0.093347 | 0.068958 | 0.11189 | 7.855e-07 | 3.142e-05 | 0.00016574 | 2.7627e-07 | 5.5253e-07 | 3.0389e-05 | 1
3058 | 0.14505 | 0.11629 | 0.064741 | 0.041178 | 0.12988 | 0.059263 | 0.13189 | 1.0747e-06 | 4.2987e-05 | 0.00022676 | 3.844e-07 | 7.6881e-07 | 4.2284e-05 | 1
3059 | 0.14505 | 0.13321 | 0.063555 | 0.053383 | 0.15518 | 0.04569 | 0.1639 | 1.2311e-06 | 4.9242e-05 | 0.00025975 | 4.5927e-07 | 9.1853e-07 | 5.0519e-05 | 1
3060 | 0.14505 | 0.14343 | 0.064741 | 0.067297 | 0.17673 | 0.036964 | 0.19591 | 1.3255e-06 | 5.3019e-05 | 0.00027968 | 5.2304e-07 | 1.0461e-06 | 5.7534e-05 | 1
3061 | 0.14505 | 0.15014 | 0.068302 | 0.083163 | 0.19734 | 0.035025 | 0.22792 | 1.3874e-06 | 5.5498e-05 | 0.00029275 | 5.8404e-07 | 1.1681e-06 | 6.4244e-05 | 1
3062 | 0.14505 | 0.13545 | 0.081949 | 0.10562 | 0.18984 | 0.039873 | 0.2586 | 1.2517e-06 | 5.0068e-05 | 0.00026411 | 5.6186e-07 | 1.1237e-06 | 6.1804e-05 | 1
3063 | 0.14505 | 0.099689 | 0.11043 | 0.13394 | 0.15612 | 0.054415 | 0.28661 | 9.2124e-07 | 3.6849e-05 | 0.00019438 | 4.6204e-07 | 9.2408e-07 | 5.0824e-05 | 1
3064 | 0.14505 | 0.070632 | 0.16858 | 0.16543 | 0.10646 | 0.080592 | 0.31195 | 6.5272e-07 | 2.6109e-05 | 0.00013772 | 3.1509e-07 | 6.3017e-07 | 3.4659e-05 | 1
3065 | 0.14505 | 0.045727 | 0.24691 | 0.19374 | 0.060556 | 0.12131 | 0.33463 | 4.2257e-07 | 1.6903e-05 | 8.9162e-05 | 1.7922e-07 | 3.5844e-07 | 1.9714e-05 | 1
3066 | 0.14505 | 0.024972 | 0.34185 | 0.21791 | 0.031513 | 0.18045 | 0.36397 | 2.3077e-07 | 9.2309e-06 | 4.8693e-05 | 9.3267e-08 | 1.8653e-07 | 1.0259e-05 | 1
3067 | 0.14505 | 0.0090074 | 0.44035 | 0.24305 | 0.013713 | 0.23474 | 0.42666 | 8.3239e-08 | 3.3296e-06 | 1.7563e-05 | 4.0585e-08 | 8.117e-08 | 4.4643e-06 | 1
3068 | 0.14505 | 0.0023021 | 0.52461 | 0.28186 | 0.0034075 | 0.25219 | 0.50001 | 2.1274e-08 | 8.5098e-07 | 4.4889e-06 | 1.0085e-08 | 2.017e-08 | 1.1093e-06 | 1
3069 | 0.14505 | 0.00038635 | 0.57742 | 0.31897 | 0.00059691 | 0.25413 | 0.56137 | 3.5703e-09 | 1.4281e-07 | 7.5333e-07 | 1.7666e-09 | 3.5332e-09 | 1.9433e-07 | 1
3070 | 0.14505 | 0.00038635 | 0.59047 | 0.36681 | 0.00059691 | 0.26286 | 0.60005 | 3.5703e-09 | 1.4281e-07 | 7.5333e-07 | 1.7666e-09 | 3.5332e-09 | 1.9433e-07 | 1
3071 | 0.14505 | 0.00038635 | 0.5697 | 0.40025 | 0.00059691 | 0.26189 | 0.61472 | 3.5703e-09 | 1.4281e-07 | 7.5333e-07 | 1.7666e-09 | 3.5332e-09 | 1.9433e-07 | 1
3072 | 0.14505 | 0.00038635 | 0.46824 | 0.34728 | 0.00059691 | 0.20372 | 0.33596 | 3.5703e-09 | 1.4281e-07 | 7.5333e-07 | 1.7666e-09 | 3.5332e-09 | 1.9433e-07 | 1
3073 | 0.14505 | 0.00038635 | 0.39763 | 0.33483 | 0.00059691 | 0.16203 | 0.3453 | 3.5703e-09 | 1.4281e-07 | 7.5333e-07 | 1.7666e-09 | 3.5332e-09 | 1.9433e-07 | 1
3074 | 0.14505 | 0.00038635 | 0.36262 | 0.30969 | 0.00059691 | 0.12713 | 0.32796 | 3.5703e-09 | 1.4281e-07 | 7.5333e-07 | 1.7666e-09 | 3.5332e-09 | 1.9433e-07 | 1
3075 | 0.14505 | 0.00038635 | 0.33176 | 0.26746 | 0.00059691 | 0.098043 | 0.28528 | 3.5703e-09 | 1.4281e-07 | 7.5333e-07 | 1.7666e-09 | 3.5332e-09 | 1.9433e-07 | 1
3076 | 0.14505 | 0.00038635 | 0.30447 | 0.23744 | 0.00059691 | 0.062171 | 0.24393 | 3.5703e-09 | 1.4281e-07 | 7.5333e-07 | 1.7666e-09 | 3.5332e-09 | 1.9433e-07 | 1